## Strengen
FieldDescription | Cond.MutDate (yyyymmdd) | Conduit Name | US Node ID | DS Node ID | Conduit ID | Maintenance Depth | Conduit Type | System Type | Year of Construction | Year of Renovation | Conduit Material | Shape ID | Joint Construction | Soil Type | Foundation Type | US Invert Level (m AD) | DS Invert Level (m AD) | Quality Invert Levels | Street Code | Street Name | Street Type | Pavement Type | Width | Height | Invert Width | Length | L | Quality Length | Bottom Roughness | Top Roughness | District Code | District Name | Inspection Date | DSS Replacement Year | DSS Measure | Year of Measure Review | Tactical Measure | Replacement direct (m) | Replacement < 5 y. (m) | Replacement < 10 y. (m) | No Replacement (m) | No inspect/review (m) | Operational Measure | Project Name | Operational Maintenance | Maintenance Name | Replacement Cost | Conduit Remarks | Drawing ID | Object ID
rd_pipe | 20160915 | 0bf8c885cfdf4d8a8474e6188e1d4ec0 | 03_550009 | 06_260053 | 1 | 0 | hoofdriool | gemengd | 1982 | 1982 | beton | rond | rubber ring | zand | op staal | 4020 | 3950 | onbekend | 17701 | rembrandtlaan | onbekend | onbekend | 1250 | 1250 | 1250 | 10180 | 10.18 | onbekend | 30 | 30 | 6 | zuid gem | 20120820 | 2082 | Geen maatregel | 0 | 7 | 0. | 0. | 0. | 0. | 10180 | 2 | inpectie&reiniging overtortriool rembrandtlaan/kas | 0 |  | 7132.61 |  | B7-39 | 0bf8c885cfdf4d8a8474e6188e1d4ec0
rd_pipe | 20160915 | e45c02c98b114ff49ff487dae7fe158d | 03_550010 | 03_550009 | 1 | 0 | hoofdriool | gemengd | 1997 | 1997 | beton | rond | rubber ring | zand | op staal | 4000 | 3960 | onbekend | 17701 | rembrandtlaan | onbekend | onbekend | 1250 | 1250 | 1250 | 47450 | 47.45 | onbekend | 30 | 30 | 6 | zuid gem | 20120820 | 2082 | Geen maatregel | 0 | 7 | 0. | 0. | 0. | 0. | 47450 | 2 | inpectie&reiniging overtortriool rembrandtlaan/kas | 0 |  | 33295.29 |  | B7-39 | e45c02c98b114ff49ff487dae7fe158d
rd_pipe | 20160915 | 1dde6e89411944799ba3aaef65988e82 | 03_550011 | 03_550010 | 1 | 0 | hoofdriool | gemengd | 1997 | 1997 | beton | rond | rubber ring | zand | op staal | 4070 | 4000 | onbekend | 17701 | rembrandtlaan | onbekend | onbekend | 1250 | 1250 | 1250 | 73260 | 73.26 | onbekend | 30 | 30 | 6 | zuid gem | 20120822 | 2082 | Geen maatregel | 0 | 7 | 0. | 0. | 0. | 0. | 73260 | 2 | inpectie&reiniging overtortriool rembrandtlaan/kas | 0 |  | 50565.61 |  | B7-39 | 1dde6e89411944799ba3aaef65988e82
rd_pipe | 20160915 | 3b8d57de4cdb403cb5e5b2866185e95e | 03_550012 | 03_550011 | 1 | 0 | hoofdriool | gemengd | 1997 | 1997 | beton | rond | rubber ring | zand | op staal | 4080 | 4070 | onbekend | 17701 | rembrandtlaan | onbekend | onbekend | 1250 | 1250 | 1250 | 16810 | 16.81 | onbekend | 30 | 30 | 6 | zuid gem | 20120822 | 2082 | Geen maatregel | 0 | 7 | 0. | 0. | 0. | 0. | 16810 | 2 | inpectie&reiniging overtortriool rembrandtlaan/kas | 0 |  | 11462.38 |  | B7-39 | 3b8d57de4cdb403cb5e5b2866185e95e
rd_pipe | 20160915 | abd1bca3daf647fdb73c0d35f87327d8 | 03_550013 | 03_550012 | 1 | 0 | hoofdriool | gemengd | 1997 | 1997 | beton | rond | rubber ring | zand | op staal | 4130 | 4080 | onbekend | 17701 | rembrandtlaan | onbekend | onbekend | 1250 | 1250 | 1250 | 49460 | 49.46 | onbekend | 30 | 30 | 6 | zuid gem | 20120821 | 2082 | Geen maatregel | 0 | 7 | 0. | 0. | 0. | 0. | 49460 | 2 | inpectie&reiniging overtortriool rembrandtlaan/kas | 0 |  | 33416.27 |  | B7-39 | abd1bca3daf647fdb73c0d35f87327d8
rd_pipe | 20160915 | 305ef0aae4d849e789fbf25ea4c6a4de | 03_550014 | 06_299008 | 1 | 0 | hoofdriool | gemengd | 2009 | 2009 | beton | rond | rubber ring | zand | op staal | 5300 | 5280 | ontwerp | 20303 | d slotemaker d bruïnestr | onbekend | elementen | 700 | 700 | 130 | 12820 | 12.82 | as built | 30 | 30 | 6 | zuid gem | 20121114 | 2082 | Geen maatregel | 0 | 7 | 0. | 0. | 0. | 0. | 12820 | 0 |  | 0 |  | 5839.02 |  | onbekend | 305ef0aae4d849e789fbf25ea4c6a4de
rd_pipe | 20160915 | eacb75bc9a8f420a87e7eaaa2ecf704b | 03_550014 | 06_299009 | 1 | 0 | hoofdriool | gemengd | 1995 | 1995 | beton | rond | rubber ring | zand | op staal | 5300 | 5330 | onbekend | 20303 | d slotemaker d bruïnestr | onbekend | onbekend | 600 | 600 | 600 | 10670 | 10.67 | onbekend | 30 | 30 | 6 | zuid gem |  | 0 | Geen beoordeling | 0 | 7 | 0. | 0. | 0. | 0. | 10670 | 0 |  | 0 |  | 3323.45 |  | B8-45 | eacb75bc9a8f420a87e7eaaa2ecf704b
rd_pipe | 20160915 | 5c9b1fc477c5490db7010df211368ab7 | 03_550015 | 03_587738 | 1 | 0 | hoofdriool | gemengd | 2002 | 2002 | beton | rond | rubber ring | zand | op staal | 5360 | 5310 | onbekend | 11097 | groen van prinsterstra | onbekend | onbekend | 300 | 300 | 130 | 16670 | 16.67 | onbekend | 30 | 30 | 6 | zuid gem | 20121203 | 2082 | Geen maatregel | 0 | 7 | 0. | 0. | 0. | 0. | 16670 | 0 |  | 0 |  | 4117.29 |  | B8 | 5c9b1fc477c5490db7010df211368ab7
rd_pipe | 20160915 | 118762eab41b47d99eee57ff590cb3e4 | 03_550016 | 03_550015 | 1 | 0 | hoofdriool | gemengd | 2002 | 2002 | beton | rond | rubber ring | zand | op staal | 5410 | 5360 | onbekend | 11097 | groen van prinsterstra | onbekend | onbekend | 300 | 300 | 130 | 16510 | 16.51 | onbekend | 30 | 30 | 6 | zuid gem | 20121203 | 2082 | Geen maatregel | 0 | 7 | 0. | 0. | 0. | 0. | 16510 | 0 |  | 0 |  | 4017.63 |  | B8 | 118762eab41b47d99eee57ff590cb3e4
rd_pipe | 20160915 | 06e03572242e4405afcb92cfb0323a14 | 03_550017 | 03_550016 | 1 | 0 | hoofdriool | gemengd | 2002 | 2002 | beton | rond | rubber ring | zand | op staal | 5460 | 5410 | onbekend | 11097 | groen van prinsterstra | onbekend | onbekend | 300 | 300 | 130 | 16510 | 16.51 | onbekend | 30 | 30 | 6 | zuid gem | 20121203 | 2082 | Geen maatregel | 0 | 7 | 0. | 0. | 0. | 0. | 16510 | 0 |  | 0 |  | 3994.50 |  | B8 | 06e03572242e4405afcb92cfb0323a14
rd_pipe | 20160915 | aa4b6c369d414f8aaafb603da19d4cee | 03_550018 | 03_550017 | 1 | 0 | hoofdriool | gemengd | 2002 | 2002 | beton | rond | rubber ring | zand | op staal | 5520 | 5460 | onbekend | 3565 | de clercqstraat | onbekend | onbekend | 300 | 300 | 130 | 16360 | 16.36 | onbekend | 30 | 30 | 6 | zuid gem | 20121203 | 2082 | Geen maatregel | 0 | 7 | 0. | 0. | 0. | 0. | 16360 | 0 |  | 0 |  | 3928.41 |  | B8 | aa4b6c369d414f8aaafb603da19d4cee
rd_pipe | 20160915 | c1f24733d7fc4efb88c1f71e2503d54d | 03_550019 | 03_550018 | 1 | 0 | hoofdriool | gemengd | 2002 | 2002 | beton | rond | rubber ring | zand | op staal | 5580 | 5520 | onbekend | 3565 | de clercqstraat | onbekend | onbekend | 300 | 300 | 130 | 21370 | 21.37 | onbekend | 30 | 30 | 6 | zuid gem | 20121203 | 2082 | In10jr inspectie | 0 | 7 | 0. | 0. | 0. | 0. | 21370 | 0 |  | 0 |  | 5089.51 |  | B8 | c1f24733d7fc4efb88c1f71e2503d54d
rd_pipe | 20160915 | cb90b6c87aed4915976e8705ce06c8eb | 03_550020 | 03_550019 | 1 | 0 | hoofdriool | gemengd | 2002 | 2002 | beton | rond | rubber ring | zand | op staal | 5640 | 5580 | onbekend | 3565 | de clercqstraat | onbekend | onbekend | 300 | 300 | 130 | 18920 | 18.92 | onbekend | 30 | 30 | 6 | zuid gem | 20121203 | 2082 | Geen maatregel | 0 | 7 | 0. | 0. | 0. | 0. | 18920 | 0 |  | 0 |  | 4474.21 |  | B8 | cb90b6c87aed4915976e8705ce06c8eb
rd_pipe | 20160915 | ba03320cb5814362973a8d53877543fc | 03_550021 | 03_550020 | 1 | 0 | hoofdriool | gemengd | 2002 | 2002 | beton | rond | rubber ring | zand | op staal | 5750 | 5640 | onbekend | 3565 | de clercqstraat | onbekend | onbekend | 300 | 300 | 130 | 34780 | 34.78 | onbekend | 30 | 30 | 6 | zuid gem | 20121203 | 2082 | Geen maatregel | 0 | 7 | 0. | 0. | 0. | 0. | 34780 | 0 |  | 0 |  | 8190.69 |  | B8 | ba03320cb5814362973a8d53877543fc
rd_pipe | 20160915 | d7553073d21c466bbec3d44ce8cdb092 | 03_550022 | 03_550021 | 1 | 0 | hoofdriool | gemengd | 2002 | 2002 | beton | rond | rubber ring | zand | op staal | 5870 | 5750 | onbekend | 3565 | de clercqstraat | onbekend | onbekend | 300 | 300 | 130 | 38300 | 38.3 | onbekend | 30 | 30 | 6 | zuid gem | 20121203 | 2082 | Geen maatregel | 0 | 7 | 0. | 0. | 0. | 0. | 38300 | 0 |  | 0 |  | 8896.32 |  | B8 | d7553073d21c466bbec3d44ce8cdb092
rd_pipe | 20160915 | b79808c261c147f5b8a8bcb73d78231e | 03_550023 | 03_550022 | 1 | 0 | hoofdriool | gemengd | 2002 | 2002 | beton | rond | rubber ring | zand | op staal | 5950 | 5870 | onbekend | 3565 | de clercqstraat | onbekend | onbekend | 300 | 300 | 130 | 19620 | 19.62 | onbekend | 30 | 30 | 6 | zuid gem | 20121203 | 2082 | Geen maatregel | 0 | 7 | 0. | 0. | 0. | 0. | 19620 | 0 |  | 0 |  | 4496.90 |  | B8 | b79808c261c147f5b8a8bcb73d78231e
rd_pipe | 20160915 | def7fa878de64fd2a3f5e25df16c0581 | 03_550024 | 03_550021 | 1 | 0 | hoofdriool | gemengd | 2002 | 2002 | beton | rond | rubber ring | zand | op staal | 5810 | 5750 | onbekend | 3565 | de clercqstraat | onbekend | onbekend | 300 | 300 | 130 | 19100 | 19.1 | onbekend | 30 | 30 | 6 | zuid gem | 20121203 | 2082 | Geen maatregel | 0 | 7 | 0. | 0. | 0. | 0. | 19100 | 0 |  | 0 |  | 4452.59 |  | B8 | def7fa878de64fd2a3f5e25df16c0581
rd_pipe | 20160915 | 715b74a8876a49a4891eae5bdfef6e39 | 03_550025 | 03_550024 | 1 | 0 | hoofdriool | gemengd | 2002 | 2002 | beton | rond | rubber ring | zand | op staal | 5900 | 5810 | onbekend | 3565 | de clercqstraat | onbekend | onbekend | 300 | 300 | 130 | 28560 | 28.56 | onbekend | 30 | 30 | 6 | zuid gem | 20121203 | 2082 | Geen maatregel | 0 | 7 | 0. | 0. | 0. | 0. | 28560 | 0 |  | 0 |  | 6557.95 |  | B8 | 715b74a8876a49a4891eae5bdfef6e39
rd_pipe | 20160915 | b4b8649772d74bbab5ae616fbfcd17a9 | 03_550026 | 03_550021 | 1 | 0 | verzamel leiding | gemengd | 2002 | 2002 | pp | rond | onbekend | zand | op staal | 5810 | 5750 | onbekend | 3565 | de clercqstraat | onbekend | onbekend | 200 | 200 | 130 | 18300 | 18.3 | onbekend | 20 | 20 | 6 | zuid gem | 20121205 | 2082 | Geen maatregel | 0 | 7 | 0. | 0. | 0. | 0. | 18300 | 0 |  | 0 |  | 3075.86 |  | B8 | b4b8649772d74bbab5ae616fbfcd17a9
rd_pipe | 20160915 | 8ada6886a0fe47dcb52af10080f16d46 | 03_587407 | 06_279010 | 1 | 0 | verzamel leiding | gemengd | 1997 | 1997 | pp pragma | rond | onbekend | zand | op staal | 5750 | 5720 | onbekend | 19208 | de savornin lohmanstraat | onbekend | onbekend | 200 | 200 | 130 | 9650 | 9.65 | onbekend | 30 | 30 | 61 | <onbekend> | 20121205 | 2082 | Geen maatregel | 0 | 7 | 0. | 0. | 0. | 0. | 9650 | 0 |  | 0 |  | 1458.73 |  | B8 | 8ada6886a0fe47dcb52af10080f16d46
rd_pipe | 20160915 | 85ee2451f2344bcea79ccc4c63e5dc1b | 03_587408 | 06_279028 | 1 | 0 | hoofdriool | gemengd | 1997 | 1997 | beton | rond | rubber ring | zand | op staal | 5470 | 5450 | onbekend | 19208 | de savornin lohmanstraat | onbekend | onbekend | 500 | 500 | 140 | 15950 | 15.95 | onbekend | 30 | 30 | 61 | <onbekend> | 20121116 | 2082 | Geen maatregel | 0 | 7 | 0. | 0. | 0. | 0. | 15950 | 0 |  | 0 |  | 4430.75 |  | B8 | 85ee2451f2344bcea79ccc4c63e5dc1b
rd_pipe | 20200220 | feaab3d1ff7543a3b47df1302836291e | 03_587724 | 06_230002 | 1 | 0 | hoofdriool | gemengd | 2001 | 2001 | beton | rond | rubber ring | zand | op staal | 5020 | 4980 | onbekend | 7803 | groen van prinstererstr | onbekend | onbekend | 400 | 400 | 130 | 21230 | 21.23 | onbekend | 30 | 30 | 61 | <onbekend> | 20121203 | 2082 | Z.s.m. repareren | 0 | 7 | 0. | 0. | 0. | 0. | 21230 | 0 |  | 0 |  | 5542.08 |  | C8 | feaab3d1ff7543a3b47df1302836291e
rd_pipe | 20160915 | 08b8eaef7b6e44baa191431a66a048ed | 03_587725 | 03_587724 | 1 | 0 | hoofdriool | gemengd | 2001 | 2001 | beton | rond | rubber ring | zand | op staal | 5060 | 5020 | onbekend | 7803 | groen van prinstererstr | onbekend | onbekend | 400 | 400 | 130 | 20000 | 20 | onbekend | 30 | 30 | 61 | <onbekend> | 20121203 | 2082 | Geen maatregel | 0 | 7 | 0. | 0. | 0. | 0. | 20000 | 0 |  | 0 |  | 5076.54 |  | C8 | 08b8eaef7b6e44baa191431a66a048ed
rd_pipe | 20160915 | 809ad325ac8649c6abeaad8721bbf149 | 03_587726 | 03_587725 | 1 | 0 | hoofdriool | gemengd | 2001 | 2001 | beton | rond | rubber ring | zand | op staal | 5100 | 5060 | onbekend | 7803 | groen van prinstererstr | onbekend | onbekend | 400 | 400 | 130 | 25020 | 25.02 | onbekend | 30 | 30 | 61 | <onbekend> | 20121203 | 2082 | Geen maatregel | 0 | 7 | 0. | 0. | 0. | 0. | 25020 | 0 |  | 0 |  | 6294.53 |  | C8 | 809ad325ac8649c6abeaad8721bbf149
rd_pipe | 20160915 | fc87cd121df24b3d8d24e14221e354cd | 03_587727 | 03_587726 | 1 | 0 | hoofdriool | gemengd | 2001 | 2001 | beton | rond | rubber ring | zand | op staal | 5140 | 5100 | onbekend | 7803 | groen van prinstererstr | onbekend | onbekend | 400 | 400 | 130 | 15680 | 15.68 | onbekend | 30 | 30 | 61 | <onbekend> | 20121203 | 2082 | Geen maatregel | 0 | 7 | 0. | 0. | 0. | 0. | 15680 | 0 |  | 0 |  | 3914.57 |  | C8 | fc87cd121df24b3d8d24e14221e354cd
rd_pipe | 20160915 | 954d187779cb4b4e9ea465b6dec32007 | 03_587728 | 03_587727 | 1 | 0 | hoofdriool | gemengd | 2001 | 2001 | beton | rond | rubber ring | zand | op staal | 5190 | 5140 | onbekend | 7803 | groen van prinstererstr | onbekend | onbekend | 400 | 400 | 130 | 21160 | 21.16 | onbekend | 30 | 30 | 61 | <onbekend> | 20121203 | 2082 | Geen maatregel | 0 | 7 | 0. | 0. | 0. | 0. | 21160 | 0 |  | 0 |  | 5241.92 |  | C8 | 954d187779cb4b4e9ea465b6dec32007
rd_pipe | 20160915 | 36a58e0745a5425bb61606e654b80c44 | 03_587729 | 03_587728 | 1 | 0 | hoofdriool | gemengd | 2001 | 2001 | beton | rond | rubber ring | zand | op staal | 5240 | 5190 | onbekend | 7803 | groen van prinstererstr | onbekend | onbekend | 400 | 400 | 130 | 21250 | 21.25 | onbekend | 30 | 30 | 61 | <onbekend> | 20121203 | 2082 | Geen maatregel | 0 | 7 | 0. | 0. | 0. | 0. | 21250 | 0 |  | 0 |  | 5226.70 |  | B8 | 36a58e0745a5425bb61606e654b80c44
rd_pipe | 20160915 | 0735814a1b3549fbb3c645a8fafdf86a | 03_587730 | 03_587729 | 1 | 0 | hoofdriool | gemengd | 2001 | 2001 | beton | rond | rubber ring | zand | op staal | 5290 | 5240 | onbekend | 7803 | groen van prinstererstr | onbekend | onbekend | 400 | 400 | 130 | 16300 | 16.3 | onbekend | 30 | 30 | 61 | <onbekend> | 20121203 | 2082 | Geen maatregel | 0 | 7 | 0. | 0. | 0. | 0. | 16300 | 0 |  | 0 |  | 3998.72 |  | B8 | 0735814a1b3549fbb3c645a8fafdf86a
rd_pipe | 20160915 | 947f0ba5ff4e46ef960a83556607d50c | 03_587731 | 03_587730 | 1 | 0 | hoofdriool | gemengd | 2001 | 2001 | beton | rond | rubber ring | zand | op staal | 5330 | 5290 | onbekend | 7803 | groen van prinstererstr | onbekend | onbekend | 400 | 400 | 130 | 26770 | 26.77 | onbekend | 30 | 30 | 61 | <onbekend> | 20121203 | 2082 | In10jr inspectie | 0 | 7 | 0. | 0. | 0. | 0. | 26770 | 0 |  | 0 |  | 6567.23 |  | B8 | 947f0ba5ff4e46ef960a83556607d50c
rd_pipe | 20160915 | 5807cd0b6900490abc11a32a6b55451c | 03_587732 | 03_587731 | 1 | 0 | hoofdriool | gemengd | 2001 | 2001 | beton | rond | rubber ring | zand | op staal | 5370 | 5330 | onbekend | 7803 | groen van prinstererstr | onbekend | onbekend | 400 | 400 | 130 | 13830 | 13.83 | onbekend | 30 | 30 | 61 | <onbekend> | 20121203 | 2012 | Z.s.m. vervangen | 0 | 7 | 0. | 0. | 0. | 0. | 13830 | 0 |  | 0 |  | 3383.90 |  | B8 | 5807cd0b6900490abc11a32a6b55451c
rd_pipe | 20160915 | 2619963da2d94dd1990be211232bcd89 | 03_587733 | 03_587732 | 1 | 0 | hoofdriool | gemengd | 2001 | 2001 | beton | rond | rubber ring | zand | op staal | 5410 | 5370 | onbekend | 7803 | groen van prinstererstr | onbekend | onbekend | 400 | 400 | 130 | 20000 | 20 | onbekend | 30 | 30 | 61 | <onbekend> | 20121203 | 2082 | Geen maatregel | 0 | 7 | 0. | 0. | 0. | 0. | 20000 | 0 |  | 0 |  | 4899.99 |  | B8 | 2619963da2d94dd1990be211232bcd89
rd_pipe | 20160915 | 813e6309995c420f89f18fcf47326486 | 03_587734 | 03_587733 | 1 | 0 | hoofdriool | gemengd | 2001 | 2001 | beton | rond | rubber ring | zand | op staal | 5450 | 5410 | onbekend | 7803 | groen van prinstererstr | onbekend | onbekend | 400 | 400 | 130 | 20000 | 20 | onbekend | 30 | 30 | 61 | <onbekend> | 20121203 | 2082 | Geen maatregel | 0 | 7 | 0. | 0. | 0. | 0. | 20000 | 0 |  | 0 |  | 4919.25 |  | B8 | 813e6309995c420f89f18fcf47326486
rd_pipe | 20160915 | 57be8fb828f0468e8eb1e5aafd04d1c7 | 03_587735 | 03_587734 | 1 | 0 | hoofdriool | gemengd | 2001 | 2001 | beton | rond | rubber ring | zand | op staal | 5490 | 5450 | onbekend | 7803 | groen van prinstererstr | onbekend | onbekend | 400 | 400 | 130 | 19390 | 19.39 | onbekend | 30 | 30 | 61 | <onbekend> | 20121203 | 2082 | Geen maatregel | 0 | 7 | 0. | 0. | 0. | 0. | 19390 | 0 |  | 0 |  | 4806.56 |  | B8 | 57be8fb828f0468e8eb1e5aafd04d1c7
rd_pipe | 20160915 | 17981700a4f64a2c9bbd2e8cc1af7917 | 03_587736 | 03_587735 | 1 | 0 | hoofdriool | gemengd | 2001 | 2001 | beton | rond | rubber ring | zand | op staal | 5670 | 5590 | onbekend | 7803 | groen van prinstererstr | onbekend | onbekend | 400 | 400 | 130 | 26740 | 26.74 | onbekend | 30 | 30 | 61 | <onbekend> | 20121203 | 2082 | Geen maatregel | 0 | 7 | 0. | 0. | 0. | 0. | 26740 | 0 |  | 0 |  | 6641.41 |  | B8 | 17981700a4f64a2c9bbd2e8cc1af7917
rd_pipe | 20160915 | 00be66b34932447ba8081a86683022a7 | 03_587737 | 03_587736 | 1 | 0 | hoofdriool | gemengd | 2001 | 2001 | beton | rond | rubber ring | zand | op staal | 5730 | 5670 | onbekend | 7803 | groen van prinstererstr | onbekend | onbekend | 400 | 400 | 130 | 13870 | 13.87 | onbekend | 30 | 30 | 61 | <onbekend> | 20121203 | 2082 | Geen maatregel | 0 | 7 | 0. | 0. | 0. | 0. | 13870 | 0 |  | 0 |  | 3491.64 |  | B8 | 00be66b34932447ba8081a86683022a7
rd_pipe | 20160915 | c186dbee2d5547939ca057b41e135284 | 03_587738 | 03_587737 | 1 | 0 | hoofdriool | gemengd | 2001 | 2001 | beton | rond | rubber ring | zand | op staal | 5900 | 5830 | onbekend | 7803 | groen van prinstererstr | onbekend | onbekend | 400 | 400 | 130 | 22780 | 22.78 | onbekend | 30 | 30 | 61 | <onbekend> | 20121203 | 2082 | Geen maatregel | 0 | 7 | 0. | 0. | 0. | 0. | 22780 | 0 |  | 0 |  | 5752.93 |  | B8 | c186dbee2d5547939ca057b41e135284
rd_pipe | 20160915 | feecaa51f68b4f89b62545cbcc0b529d | 03_587738 | 06_56003 | 1 | 0 | hoofdriool | gemengd | 1977 | 1977 | beton | rond | rubber ring | zand | op staal | 5310 | 5210 | onbekend | 4006 | da costastraat | onbekend | onbekend | 500 | 500 | 500 | 21520 | 21.52 | onbekend | 30 | 30 | 6 | zuid gem | 20121130 | 2057 | Z.s.m. repareren | 0 | 7 | 0. | 0. | 0. | 0. | 21520 | 0 |  | 0 |  | 6476.96 |  | B8-45 | feecaa51f68b4f89b62545cbcc0b529d
rd_pipe | 20160915 | 2e4729606a264021a4875d6b6802bb69 | 03_587739 | 03_587740 | 1 | 0 | hoofdriool | gemengd | 1996 | 1996 | beton | rond | rubber ring | zand | op staal | 5880 | 5860 | onbekend | 1406 | w.c. beeremansstraat | onbekend | onbekend | 300 | 300 | 300 | 11560 | 11.56 | onbekend | 30 | 30 | 61 | <onbekend> | 20121113 | 2082 | Geen maatregel | 0 | 7 | 0. | 0. | 0. | 0. | 11560 | 0 |  | 0 |  | 2672.21 |  | B8 | 2e4729606a264021a4875d6b6802bb69
rd_pipe | 20160915 | 5ade470be7704e6f903d93318b0ab37e | 03_587740 | 03_587741 | 1 | 0 | hoofdriool | gemengd | 1996 | 1996 | beton | rond | rubber ring | zand | op staal | 5860 | 5840 | onbekend | 1406 | w.c. beeremansstraat | onbekend | onbekend | 300 | 300 | 300 | 15570 | 15.57 | onbekend | 30 | 30 | 61 | <onbekend> | 20121113 | 2082 | Geen maatregel | 0 | 7 | 0. | 0. | 0. | 0. | 15570 | 0 |  | 0 |  | 3586.08 |  | B8 | 5ade470be7704e6f903d93318b0ab37e
rd_pipe | 20160915 | f22404f97fcb4439a4cf239d8e7b76a1 | 03_587741 | 03_587742 | 1 | 0 | hoofdriool | gemengd | 1996 | 1996 | beton | rond | rubber ring | zand | op staal | 5840 | 5840 | onbekend | 1406 | w.c. beeremansstraat | onbekend | onbekend | 300 | 300 | 300 | 26350 | 26.35 | onbekend | 30 | 30 | 61 | <onbekend> | 20121113 | 2082 | Geen maatregel | 0 | 7 | 0. | 0. | 0. | 0. | 26350 | 0 |  | 0 |  | 6035.73 |  | B8 | f22404f97fcb4439a4cf239d8e7b76a1
rd_pipe | 20160915 | db515e59ef8b4b8fb391b96117202df7 | 03_587742 | 03_587743 | 1 | 0 | hoofdriool | gemengd | 1996 | 1996 | beton | rond | rubber ring | zand | op staal | 5840 | 5820 | onbekend | 1406 | w.c. beeremansstraat | onbekend | onbekend | 300 | 300 | 300 | 25440 | 25.44 | onbekend | 30 | 30 | 61 | <onbekend> | 20121113 | 2082 | Z.s.m. onderhoud | 0 | 7 | 0. | 0. | 0. | 0. | 25440 | 0 |  | 0 |  | 5798.79 |  | B8 | db515e59ef8b4b8fb391b96117202df7
rd_pipe | 20160915 | ed566da0ecd74d258a892299c94959e6 | 03_587743 | 03_587744 | 1 | 0 | hoofdriool | gemengd | 1996 | 1996 | beton | rond | rubber ring | zand | op staal | 5820 | 5800 | onbekend | 1406 | w.c. beeremansstraat | onbekend | onbekend | 300 | 300 | 300 | 25460 | 25.46 | onbekend | 30 | 30 | 61 | <onbekend> | 20121113 | 2082 | Geen maatregel | 0 | 7 | 0. | 0. | 0. | 0. | 25460 | 0 |  | 0 |  | 5781.97 |  | B8 | ed566da0ecd74d258a892299c94959e6
rd_pipe | 20160915 | 7ec4d9c02b0e4df5a7da97351f02f0da | 03_587744 | 03_587745 | 1 | 0 | hoofdriool | gemengd | 1996 | 1996 | beton | rond | rubber ring | zand | op staal | 5800 | 5780 | onbekend | 1406 | w.c. beeremansstraat | onbekend | onbekend | 300 | 300 | 300 | 24200 | 24.2 | onbekend | 30 | 30 | 61 | <onbekend> | 20121113 | 2082 | Geen maatregel | 0 | 7 | 0. | 0. | 0. | 0. | 24200 | 0 |  | 0 |  | 5475.49 |  | B8 | 7ec4d9c02b0e4df5a7da97351f02f0da
rd_pipe | 20160915 | d499397320bc4164b9a98458c81e0ce2 | 03_587745 | 03_588805 | 1 | 0 | hoofdriool | gemengd | 1996 | 1996 | beton | rond | rubber ring | zand | op staal | 5780 | 5760 | onbekend | 1406 | w.c. beeremansstraat | onbekend | onbekend | 300 | 300 | 300 | 25200 | 25.2 | onbekend | 30 | 30 | 61 | <onbekend> | 20121113 | 2082 | Geen maatregel | 0 | 7 | 0. | 0. | 0. | 0. | 25200 | 0 |  | 0 |  | 5677.06 |  | B8 | d499397320bc4164b9a98458c81e0ce2
rd_pipe | 20160915 | d521d3abcb6b4e828ae948b178c920c7 | 03_587807 | 03_99023 | 1 | 0 | hoofdriool | gemengd | 1977 | 1977 | beton | rond | rubber ring | zand | op staal | 5940 | 6000 | onbekend | 18902 | p.h. van rijnstraat | onbekend | onbekend | 600 | 600 | 600 | 28320 | 28.32 | onbekend | 30 | 30 | 6 | zuid gem | 20121109 | 2082 | In10jr inspectie | 0 | 7 | 0. | 0. | 0. | 0. | 28320 | 0 |  | 0 |  | 8629.89 |  | B9-51 | d521d3abcb6b4e828ae948b178c920c7
rd_pipe | 20160915 | 06a74fe8f377441d8ed3a4e980c950a4 | 03_587808 | 03_587807 | 1 | 0 | hoofdriool | gemengd | 1996 | 1996 | beton | rond | rubber ring | zand | op staal | 5880 | 5940 | onbekend | 18902 | p.h. van rijnstraat | onbekend | onbekend | 600 | 600 | 140 | 30680 | 30.68 | onbekend | 30 | 30 | 61 | <onbekend> | 20121109 | 2022 | In10jr vervangen | 0 | 7 | 0. | 0. | 0. | 0. | 30680 | 0 |  | 0 |  | 9426.69 |  | B9 | 06a74fe8f377441d8ed3a4e980c950a4
rd_pipe | 20160915 | 07f176f62c31404b8bd40368533e0c81 | 03_587809 | 03_587808 | 1 | 0 | hoofdriool | gemengd | 1977 | 1996 | beton | rond | rubber ring | zand | op staal | 5820 | 5880 | onbekend | 18902 | p.h. van rijnstraat | onbekend | onbekend | 600 | 600 | 140 | 25860 | 25.86 | onbekend | 30 | 30 | 61 | <onbekend> | 20121109 | 2012 | Z.s.m. vervangen | 0 | 7 | 0. | 0. | 0. | 0. | 25860 | 0 |  | 0 |  | 8011.15 |  | B9 | 07f176f62c31404b8bd40368533e0c81
rd_pipe | 20160915 | 053c3a97f5f54339852cec2058236038 | 03_587810 | 03_587809 | 1 | 0 | hoofdriool | gemengd | 1977 | 1996 | beton | rond | rubber ring | zand | op staal | 5760 | 5820 | onbekend | 18902 | p.h. van rijnstraat | onbekend | onbekend | 600 | 600 | 140 | 25800 | 25.8 | onbekend | 30 | 30 | 61 | <onbekend> | 20121109 | 2012 | Z.s.m. vervangen | 0 | 7 | 0. | 0. | 0. | 0. | 25800 | 0 |  | 0 |  | 8057.86 |  | B9 | 053c3a97f5f54339852cec2058236038
rd_pipe | 20160915 | a84bffbe2ab84bbbbc62aa6db3d68fda | 03_587811 | 03_587810 | 1 | 0 | hoofdriool | gemengd | 1977 | 1996 | beton | rond | rubber ring | zand | op staal | 5700 | 5760 | onbekend | 18902 | p.h. van rijnstraat | onbekend | onbekend | 600 | 600 | 140 | 32980 | 32.98 | onbekend | 30 | 30 | 61 | <onbekend> | 20121109 | 2082 | Z.s.m. repareren | 0 | 7 | 0. | 0. | 0. | 0. | 32980 | 0 |  | 0 |  | 10383.82 |  | B9 | a84bffbe2ab84bbbbc62aa6db3d68fda
rd_pipe | 20160915 | bda25467e6d846b6902c060e347fac0d | 03_587812 | 03_587811 | 1 | 0 | hoofdriool | gemengd | 1977 | 1996 | beton | rond | rubber ring | zand | op staal | 5650 | 5700 | onbekend | 18902 | p.h. van rijnstraat | onbekend | onbekend | 600 | 600 | 140 | 28180 | 28.18 | onbekend | 30 | 30 | 61 | <onbekend> | 20121109 | 2082 | Z.s.m. repareren | 0 | 7 | 0. | 0. | 0. | 0. | 28180 | 0 |  | 0 |  | 8937.94 |  | B9 | bda25467e6d846b6902c060e347fac0d
rd_pipe | 20160915 | 24673b9aac19427ea7e8af91e8854073 | 03_587813 | 03_587812 | 1 | 0 | hoofdriool | gemengd | 1977 | 1996 | beton | rond | rubber ring | zand | op staal | 5600 | 5650 | onbekend | 18902 | p.h. van rijnstraat | onbekend | onbekend | 600 | 600 | 140 | 28200 | 28.2 | onbekend | 30 | 30 | 61 | <onbekend> | 20121109 | 2082 | Z.s.m. repareren | 0 | 7 | 0. | 0. | 0. | 0. | 28200 | 0 |  | 0 |  | 9003.78 |  | B9 | 24673b9aac19427ea7e8af91e8854073
rd_pipe | 20160915 | ca1d7c0196d54ec780927e77c4dd45d9 | 03_587814 | 06_299008 | 1 | 0 | hoofdriool | gemengd | 1999 | 1999 | beton | rond | rubber ring | zand | op staal | 5640 | 5600 | onbekend | 3603 | dr. colijnstraat | onbekend | onbekend | 300 | 300 | 300 | 24630 | 24.63 | onbekend | 30 | 30 | 61 | <onbekend> | 20121113 | 2082 | Z.s.m. repareren | 0 | 7 | 0. | 0. | 0. | 0. | 24630 | 0 |  | 0 |  | 5562.44 |  | B9 | ca1d7c0196d54ec780927e77c4dd45d9
rd_pipe | 20160915 | 47660bfa77a84a30a93dc2cd39b1bf0b | 03_587815 | 03_587814 | 1 | 0 | hoofdriool | gemengd | 1999 | 1999 | beton | rond | rubber ring | zand | op staal | 5700 | 5640 | onbekend | 3603 | dr. colijnstraat | onbekend | onbekend | 300 | 300 | 300 | 25100 | 25.1 | onbekend | 30 | 30 | 61 | <onbekend> | 20121113 | 2082 | Geen maatregel | 0 | 7 | 0. | 0. | 0. | 0. | 25100 | 0 |  | 0 |  | 5615.87 |  | B9 | 47660bfa77a84a30a93dc2cd39b1bf0b
rd_pipe | 20160915 | 6f0cbbff47c243ca9dac2fbaa8a146cc | 03_587816 | 03_587815 | 1 | 0 | hoofdriool | gemengd | 1999 | 1999 | beton | rond | rubber ring | zand | op staal | 5750 | 5700 | onbekend | 3603 | dr. colijnstraat | onbekend | onbekend | 300 | 300 | 300 | 22780 | 22.78 | onbekend | 30 | 30 | 61 | <onbekend> | 20121113 | 2082 | Geen maatregel | 0 | 7 | 0. | 0. | 0. | 0. | 22780 | 0 |  | 0 |  | 5122.31 |  | B9 | 6f0cbbff47c243ca9dac2fbaa8a146cc
rd_pipe | 20160915 | 71eee3dae48440d9b66edc0cfad533f1 | 03_587817 | 03_587816 | 1 | 0 | hoofdriool | gemengd | 1999 | 1999 | beton | rond | rubber ring | zand | op staal | 5810 | 5750 | onbekend | 3603 | dr. colijnstraat | onbekend | onbekend | 300 | 300 | 300 | 27730 | 27.73 | onbekend | 30 | 30 | 61 | <onbekend> | 20121113 | 2082 | Geen maatregel | 0 | 7 | 0. | 0. | 0. | 0. | 27730 | 0 |  | 0 |  | 6266.43 |  | B9 | 71eee3dae48440d9b66edc0cfad533f1
rd_pipe | 20160915 | 8114fe87047b427495a46d23ed1adccb | 03_587818 | 03_587817 | 1 | 0 | hoofdriool | gemengd | 1999 | 1999 | beton | rond | rubber ring | zand | op staal | 5860 | 5810 | onbekend | 3603 | dr. colijnstraat | onbekend | onbekend | 300 | 300 | 300 | 25990 | 25.99 | onbekend | 30 | 30 | 61 | <onbekend> | 20121113 | 2082 | Z.s.m. onderhoud | 0 | 7 | 0. | 0. | 0. | 0. | 25990 | 0 |  | 0 |  | 5898.69 |  | B9 | 8114fe87047b427495a46d23ed1adccb
rd_pipe | 20160915 | aa9569e0c1bc4c72a96b6bc7088c61ca | 03_587819 | 03_587818 | 1 | 0 | hoofdriool | gemengd | 1999 | 1999 | beton | rond | rubber ring | zand | op staal | 5910 | 5860 | onbekend | 3603 | dr. colijnstraat | onbekend | onbekend | 300 | 300 | 300 | 25180 | 25.18 | onbekend | 30 | 30 | 61 | <onbekend> | 20121113 | 2082 | Geen maatregel | 0 | 7 | 0. | 0. | 0. | 0. | 25180 | 0 |  | 0 |  | 5725.43 |  | B9 | aa9569e0c1bc4c72a96b6bc7088c61ca
rd_pipe | 20160915 | effa474ce47149b3961671fd778c701d | 03_587820 | 03_587819 | 1 | 0 | hoofdriool | gemengd | 1999 | 1999 | beton | rond | rubber ring | zand | op staal | 5970 | 5910 | onbekend | 3603 | dr. colijnstraat | onbekend | onbekend | 300 | 300 | 300 | 27310 | 27.31 | onbekend | 30 | 30 | 61 | <onbekend> | 20121113 | 2082 | Geen maatregel | 0 | 7 | 0. | 0. | 0. | 0. | 27310 | 0 |  | 0 |  | 6202.10 |  | B9 | effa474ce47149b3961671fd778c701d
rd_pipe | 20160915 | b0831c88dd074c3088f0f0c7c3b58dea | 03_587821 | 03_587820 | 1 | 0 | hoofdriool | gemengd | 1999 | 1999 | beton | rond | rubber ring | zand | op staal | 6020 | 5970 | onbekend | 3603 | dr. colijnstraat | onbekend | onbekend | 300 | 300 | 300 | 24990 | 24.99 | onbekend | 30 | 30 | 61 | <onbekend> | 20121113 | 2082 | Geen maatregel | 0 | 7 | 0. | 0. | 0. | 0. | 24990 | 0 |  | 0 |  | 5668.23 |  | B9 | b0831c88dd074c3088f0f0c7c3b58dea
rd_pipe | 20160915 | 2fa31a575f714a388cd839c2ca8d779c | 03_587822 | 03_587821 | 1 | 0 | hoofdriool | gemengd | 1999 | 1999 | beton | rond | rubber ring | zand | op staal | 6080 | 6020 | onbekend | 3603 | dr. colijnstraat | onbekend | onbekend | 300 | 300 | 300 | 24840 | 24.84 | onbekend | 30 | 30 | 61 | <onbekend> | 20121113 | 2082 | Geen maatregel | 0 | 7 | 0. | 0. | 0. | 0. | 24840 | 0 |  | 0 |  | 5623.78 |  | B9 | 2fa31a575f714a388cd839c2ca8d779c
rd_pipe | 20160915 | 8ad29d79bd13495fa1f67d9c07c407f5 | 03_587822 | 03_587823 | 1 | 0 | hoofdriool | gemengd | 1999 | 1999 | beton | rond | rubber ring | zand | op staal | 6080 | 6120 | onbekend | 3603 | dr. colijnstraat | onbekend | onbekend | 300 | 300 | 300 | 20100 | 20.1 | onbekend | 30 | 30 | 61 | <onbekend> | 20121113 | 2082 | Z.s.m. onderhoud | 0 | 7 | 0. | 0. | 0. | 0. | 20100 | 0 |  | 0 |  | 4561.90 |  | B9 | 8ad29d79bd13495fa1f67d9c07c407f5
rd_pipe | 20160915 | 5dd919b48e8d442cbc4fd1bcc457b2bd | 03_587823 | 03_587824 | 1 | 0 | hoofdriool | gemengd | 1999 | 1999 | beton | rond | rubber ring | zand | op staal | 6120 | 6120 | onbekend | 3603 | dr. colijnstraat | onbekend | onbekend | 300 | 300 | 300 | 5160 | 5.16 | onbekend | 30 | 30 | 61 | <onbekend> | 20121113 | 2082 | Geen maatregel | 0 | 7 | 0. | 0. | 0. | 0. | 5160 | 0 |  | 0 |  | 1175.45 |  | B9 | 5dd919b48e8d442cbc4fd1bcc457b2bd
rd_pipe | 20160915 | 397e407e9af1453cae13557c7f5f558b | 03_587824 | 06_288006 | 1 | 0 | hoofdriool | gemengd | 1991 | 1991 | beton | rond | rubber ring | zand | op staal | 6100 | 6200 | onbekend | 19518 | mr. dr. schokkingstraat | onbekend | onbekend | 300 | 300 | 300 | 41460 | 41.46 | onbekend | 30 | 30 | 6 | zuid gem | 20121112 | 2082 | Z.s.m. repareren | 0 | 7 | 0. | 0. | 0. | 0. | 41460 | 0 |  | 0 |  | 9525.85 |  | B8-45 | 397e407e9af1453cae13557c7f5f558b
rd_pipe | 20160915 | 81c09a83413b4037a953353a8e947662 | 03_587825 | 03_587824 | 1 | 0 | hoofdriool | gemengd | 1999 | 1999 | beton | rond | rubber ring | zand | op staal | 6120 | 6120 | onbekend | 3603 | dr. colijnstraat | onbekend | onbekend | 300 | 300 | 300 | 9190 | 9.19 | onbekend | 30 | 30 | 61 | <onbekend> | 20121112 | 2082 | Geen maatregel | 0 | 7 | 0. | 0. | 0. | 0. | 9190 | 0 |  | 0 |  | 2093.48 |  | B9 | 81c09a83413b4037a953353a8e947662
rd_pipe | 20160915 | 9b616afcf0aa40779b8490d6d6c5653b | 03_587826 | 03_587825 | 1 | 0 | hoofdriool | gemengd | 1999 | 1999 | beton | rond | rubber ring | zand | op staal | 6210 | 6120 | onbekend | 3603 | dr. colijnstraat | onbekend | onbekend | 300 | 300 | 300 | 17890 | 17.89 | onbekend | 30 | 30 | 61 | <onbekend> | 20121112 | 2082 | Geen maatregel | 0 | 7 | 0. | 0. | 0. | 0. | 17890 | 0 |  | 0 |  | 4060.31 |  | B9 | 9b616afcf0aa40779b8490d6d6c5653b
rd_pipe | 20160915 | de3ad3124e644ababb7845faba7ea8d9 | 03_587826 | 03_587827 | 1 | 0 | hoofdriool | gemengd | 1999 | 1999 | beton | rond | rubber ring | zand | op staal | 6330 | 6210 | onbekend | 3603 | dr. colijnstraat | onbekend | onbekend | 300 | 300 | 300 | 24930 | 24.93 | onbekend | 30 | 30 | 61 | <onbekend> | 20121112 | 2082 | Geen maatregel | 0 | 7 | 0. | 0. | 0. | 0. | 24930 | 0 |  | 0 |  | 5605.76 |  | B9 | de3ad3124e644ababb7845faba7ea8d9
rd_pipe | 20160915 | 5f94fb3219fc47a2a8341484ace849a4 | 03_587828 | 03_587827 | 1 | 0 | hoofdriool | gemengd | 1999 | 1999 | beton | rond | rubber ring | zand | op staal | 6450 | 6330 | onbekend | 3603 | dr. colijnstraat | onbekend | onbekend | 300 | 300 | 300 | 26340 | 26.34 | onbekend | 30 | 30 | 61 | <onbekend> | 20121112 | 2082 | Geen maatregel | 0 | 7 | 0. | 0. | 0. | 0. | 26340 | 0 |  | 0 |  | 5860.12 |  | B9 | 5f94fb3219fc47a2a8341484ace849a4
rd_pipe | 20160915 | 91a1f0b23855455abf5ad0ea65b37ae1 | 03_587829 | 03_587828 | 1 | 0 | hoofdriool | gemengd | 1999 | 1999 | beton | rond | rubber ring | zand | op staal | 6470 | 6450 | onbekend | 3603 | dr. colijnstraat | onbekend | onbekend | 300 | 300 | 300 | 9810 | 9.81 | onbekend | 30 | 30 | 61 | <onbekend> | 20121112 | 2082 | Geen maatregel | 0 | 7 | 0. | 0. | 0. | 0. | 9810 | 0 |  | 0 |  | 2031.35 |  | B9 | 91a1f0b23855455abf5ad0ea65b37ae1
rd_pipe | 20160915 | b23bc54eea6d48f193b1b46724387dfe | 03_587830 | 03_587829 | 1 | 0 | hoofdriool | gemengd | 1999 | 1999 | beton | rond | rubber ring | zand | op staal | 6420 | 6470 | onbekend | 3603 | dr. colijnstraat | onbekend | onbekend | 300 | 300 | 300 | 10810 | 10.81 | onbekend | 30 | 30 | 61 | <onbekend> | 20121112 | 2082 | Geen maatregel | 0 | 7 | 0. | 0. | 0. | 0. | 10810 | 0 |  | 0 |  | 2421.66 |  | B9 | b23bc54eea6d48f193b1b46724387dfe
rd_pipe | 20160915 | d18165c27b0a403f8dbec1bf90c14434 | 03_587830 | 06_353007 | 1 | 0 | hoofdriool | gemengd | 1995 | 1995 | beton | rond | rubber ring | zand | op staal | 5400 | 5400 | inmeting | 24104 | dr. de visserstraat | onbekend | onbekend | 500 | 500 | 500 | 20800 | 20.8 | onbekend | 30 | 30 | 6 | zuid gem | 20121108 | 2082 | Geen maatregel | 0 | 7 | 0. | 0. | 0. | 0. | 20800 | 0 |  | 0 |  | 7238.77 |  | B9-51 | d18165c27b0a403f8dbec1bf90c14434
rd_pipe | 20160915 | f8af48db447543c1be28d77b328a260d | 03_588805 | 06_298005 | 1 | 0 | hoofdriool | gemengd | 1996 | 1996 | beton | rond | rubber ring | zand | op staal | 5760 | 5750 | onbekend | 1406 | w.c. beeremansstraat | onbekend | onbekend | 300 | 300 | 300 | 25510 | 25.51 | onbekend | 30 | 30 | 61 | <onbekend> | 20121113 | 2082 | Geen maatregel | 0 | 7 | 0. | 0. | 0. | 0. | 25510 | 0 |  | 0 |  | 5714.75 |  | B8 | f8af48db447543c1be28d77b328a260d
rd_pipe | 20160915 | 21be46552c4c4395a8aff7196ee518c8 | 03_99023 | 06_23005 | 1 | 0 | hoofdriool | gemengd | 1977 | 1977 | beton | rond | rubber ring | zand | op staal | 6660 | 6700 | onbekend | 18902 | p.h. van rijnstraat | onbekend | onbekend | 300 | 300 | 300 | 21490 | 21.49 | onbekend | 30 | 30 | 6 | zuid gem | 20121109 | 2082 | Geen maatregel | 0 | 7 | 0. | 0. | 0. | 0. | 21490 | 0 |  | 0 |  | 4287.34 |  | B9-51 | 21be46552c4c4395a8aff7196ee518c8
rd_pipe | 20160915 | 1c9dc4eed5604f81935ee50f104056b0 | 06_110001 | 06_110002 | 1 | 0 | hoofdriool | gemengd | 1992 | 1992 | pvc | rond | onbekend | zand | op staal | 4720 | 4830 | onbekend | 7501 | jan van goyenstraat | onbekend | onbekend | 315 | 315 | 315 | 45630 | 45.63 | onbekend | 4 | 4 | 6 | zuid gem | 20121128 | 2082 | Geen maatregel | 0 | 7 | 0. | 0. | 0. | 0. | 45630 | 0 |  | 0 |  | 7549.38 |  | B7-39 | 1c9dc4eed5604f81935ee50f104056b0
rd_pipe | 20160915 | c444626e0cfd4c3aa63176eacfd52bda | 06_110001 | 06_261010 | 1 | 0 | hoofdriool | gemengd | 1992 | 1992 | pvc | rond | onbekend | zand | op staal | 4720 | 4600 | onbekend | 7501 | jan van goyenstraat | onbekend | onbekend | 315 | 315 | 315 | 50840 | 50.84 | onbekend | 4 | 4 | 6 | zuid gem | 20121128 | 2082 | Geen maatregel | 0 | 7 | 0. | 0. | 0. | 0. | 50840 | 0 |  | 0 |  | 8411.37 |  | B7-39 | c444626e0cfd4c3aa63176eacfd52bda
rd_pipe | 20160915 | 31e70ef715ea45c29c62b58d54994c71 | 06_110002 | 06_110003 | 1 | 0 | hoofdriool | gemengd | 1992 | 1992 | pvc | rond | onbekend | zand | op staal | 4830 | 4940 | onbekend | 7501 | jan van goyenstraat | onbekend | onbekend | 315 | 315 | 315 | 45680 | 45.68 | onbekend | 4 | 4 | 6 | zuid gem | 20121128 | 2082 | Geen maatregel | 0 | 7 | 0. | 0. | 0. | 0. | 45680 | 0 |  | 0 |  | 7557.65 |  | B7-39 | 31e70ef715ea45c29c62b58d54994c71
rd_pipe | 20160915 | 3f08b0876e924704b181d2ea2cbd8cae | 06_110003 | 06_110004 | 1 | 0 | hoofdriool | gemengd | 1992 | 1992 | pvc | rond | onbekend | zand | op staal | 4940 | 5040 | onbekend | 7501 | jan van goyenstraat | onbekend | onbekend | 315 | 315 | 315 | 40780 | 40.78 | onbekend | 4 | 4 | 6 | zuid gem | 20121128 | 2082 | Geen maatregel | 0 | 7 | 0. | 0. | 0. | 0. | 40780 | 0 |  | 0 |  | 6122.29 |  | B7-39 | 3f08b0876e924704b181d2ea2cbd8cae
rd_pipe | 20160915 | 46cbf74d82624a62a10f5cbbac8228ca | 06_110004 | 06_316026 | 1 | 0 | hoofdriool | gemengd | 1992 | 1992 | pvc | rond | onbekend | zand | op staal | 5040 | 5150 | onbekend | 7501 | jan van goyenstraat | onbekend | onbekend | 315 | 315 | 315 | 45570 | 45.57 | onbekend | 4 | 4 | 6 | zuid gem | 20121128 | 2082 | Geen maatregel | 0 | 7 | 0. | 0. | 0. | 0. | 45570 | 0 |  | 0 |  | 6720.01 |  | B7-39 | 46cbf74d82624a62a10f5cbbac8228ca
rd_pipe | 20160915 | abca42a42db146aeaf3f62602f7b9805 | 06_118001 | 06_118002 | 1 | 0 | hoofdriool | gemengd | 1950 | 1950 | beton | ei | rubber ring | zand | op staal | 4560 | 4590 | onbekend | 8303 | frans halslaan | onbekend | onbekend | 800 | 1200 | 800 | 24250 | 24.25 | onbekend | 30 | 30 | 6 | zuid gem | 20090821 | 2009 | Z.s.m. vervangen | 0 | 7 | 0. | 0. | 0. | 0. | 24250 | 0 |  | 0 |  | 10769.16 |  | B7-39 | abca42a42db146aeaf3f62602f7b9805
rd_pipe | 20160915 | e23a3d27895543189ef53ff35d060e26 | 06_118001 | 06_118009 | 1 | 0 | hoofdriool | gemengd | 1954 | 1954 | gres | rond | onbekend | zand | op staal | 5250 | 5300 | onbekend | 8303 | frans halslaan | onbekend | onbekend | 200 | 200 | 200 | 13000 | 13 | onbekend | 5 | 5 | 6 | zuid gem | 20121212 | 2012 | Z.s.m. vervangen | 0 | 7 | 0. | 0. | 0. | 0. | 13000 | 0 |  | 0 |  | 2442.28 |  | B7-39 | e23a3d27895543189ef53ff35d060e26
rd_pipe | 20160915 | 0adeff4084f9498bac9efee72673a3f8 | 06_118001 | 06_260033 | 1 | 0 | hoofdriool | gemengd | 1993 | 1993 | pvc | rond | onbekend | zand | op staal | 5250 | 5170 | onbekend | 17701 | rembrandtlaan | onbekend | onbekend | 315 | 315 | 315 | 30820 | 30.82 | onbekend | 4 | 4 | 6 | zuid gem | 20121204 | 2082 | Geen maatregel | 0 | 7 | 0. | 0. | 0. | 0. | 30820 | 0 |  | 0 |  | 4475.11 |  | B7-39 | 0adeff4084f9498bac9efee72673a3f8
rd_pipe | 20160915 | 9809a92038114ed0a9aa4909b570b7f7 | 06_118002 | 06_118003 | 1 | 0 | hoofdriool | gemengd | 1950 | 1950 | beton | ei | rubber ring | zand | op staal | 4590 | 4630 | onbekend | 8303 | frans halslaan | onbekend | onbekend | 800 | 1200 | 800 | 24360 | 24.36 | onbekend | 30 | 30 | 6 | zuid gem | 20090821 | 2009 | Z.s.m. vervangen | 0 | 7 | 0. | 0. | 0. | 0. | 24360 | 0 |  | 0 |  | 10818.01 |  | B7-39 | 9809a92038114ed0a9aa4909b570b7f7
rd_pipe | 20160915 | 65aa8bc419e74919bd81b726421e8485 | 06_118002 | 06_118010 | 1 | 0 | hoofdriool | gemengd | 1954 | 1954 | gres | rond | onbekend | zand | op staal | 5250 | 5300 | onbekend | 8303 | frans halslaan | onbekend | onbekend | 200 | 200 | 200 | 7330 | 7.33 | onbekend | 5 | 5 | 6 | zuid gem |  | 0 | Geen beoordeling | 0 | 7 | 0. | 0. | 0. | 0. | 7330 | 0 |  | 0 |  | 1382.49 |  | B7-39 | 65aa8bc419e74919bd81b726421e8485
rd_pipe | 20160915 | c25cf1622ef542c886cdbd42ce93f9a5 | 06_118003 | 06_118004 | 1 | 0 | hoofdriool | gemengd | 1950 | 1950 | beton | ei | rubber ring | zand | op staal | 4630 | 4670 | onbekend | 8303 | frans halslaan | onbekend | onbekend | 800 | 1200 | 800 | 24200 | 24.2 | onbekend | 30 | 30 | 6 | zuid gem | 20090821 | 2009 | Z.s.m. vervangen | 0 | 7 | 0. | 0. | 0. | 0. | 24200 | 0 |  | 0 |  | 10740.33 |  | B7-39 | c25cf1622ef542c886cdbd42ce93f9a5
rd_pipe | 20160915 | 2fdf3b5794b047728cb28ffe19881ddf | 06_118004 | 06_118005 | 1 | 0 | hoofdriool | gemengd | 1950 | 1950 | beton | ei | rubber ring | zand | op staal | 4670 | 4700 | onbekend | 8303 | frans halslaan | onbekend | onbekend | 800 | 1200 | 800 | 24360 | 24.36 | onbekend | 30 | 30 | 6 | zuid gem | 20090821 | 2009 | Z.s.m. vervangen | 0 | 7 | 0. | 0. | 0. | 0. | 24360 | 0 |  | 0 |  | 10811.34 |  | B7-39 | 2fdf3b5794b047728cb28ffe19881ddf
rd_pipe | 20160915 | 53ee2a4487c843ad88f71a88e9f85404 | 06_118005 | 06_118006 | 1 | 0 | hoofdriool | gemengd | 1950 | 1950 | beton | ei | rubber ring | zand | op staal | 4700 | 4740 | onbekend | 8303 | frans halslaan | onbekend | onbekend | 800 | 1200 | 800 | 23620 | 23.62 | onbekend | 30 | 30 | 6 | zuid gem | 20090821 | 2009 | Z.s.m. vervangen | 0 | 7 | 0. | 0. | 0. | 0. | 23620 | 0 |  | 0 |  | 10288.92 |  | B7-39 | 53ee2a4487c843ad88f71a88e9f85404
rd_pipe | 20160915 | bb9614ac8fd445fa9335fc03bc304e6d | 06_118005 | 06_316015 | 1 | 0 | hoofdriool | gemengd | 1993 | 1993 | pvc | rond | onbekend | zand | op staal | 4950 | 5020 | onbekend | 21601 | jan steenlaan | onbekend | onbekend | 315 | 315 | 315 | 25710 | 25.71 | onbekend | 4 | 4 | 6 | zuid gem | 20121130 | 2082 | Geen maatregel | 0 | 7 | 0. | 0. | 0. | 0. | 25710 | 0 |  | 0 |  | 4253.66 |  | B7-39 | bb9614ac8fd445fa9335fc03bc304e6d
rd_pipe | 20160915 | 1dc169ea38464a76b8b06bd2f902c69e | 06_118006 | 06_118007 | 1 | 0 | hoofdriool | gemengd | 1997 | 1997 | beton | rond | rubber ring | zand | op staal | 4580 | 4600 | ontwerp | 8303 | frans halslaan | onbekend | onbekend | 1000 | 1000 | 1000 | 17320 | 17.32 | onbekend | 30 | 30 | 6 | zuid gem | 20121126 | 2082 | Geen maatregel | 0 | 7 | 0. | 0. | 0. | 0. | 17320 | 0 |  | 0 |  | 8016.93 |  | B7-39 | 1dc169ea38464a76b8b06bd2f902c69e
rd_pipe | 20160915 | ca56bf7822344ee5b852a8feb5e72ef1 | 06_118006 | 06_316005 | 1 | 0 | hoofdriool | gemengd | 1997 | 1997 | pvc | rond | onbekend | zand | op staal | 4840 | 4890 | ontwerp | 21601 | jan steenlaan | onbekend | onbekend | 315 | 315 | 315 | 18160 | 18.16 | onbekend | 4 | 4 | 6 | zuid gem | 20121203 | 2082 | Geen maatregel | 0 | 7 | 0. | 0. | 0. | 0. | 18160 | 0 |  | 0 |  | 3004.53 |  | B7-39 | ca56bf7822344ee5b852a8feb5e72ef1
rd_pipe | 20160915 | 934416c35e9c43a3b28abf1e4acf4ba4 | 06_118006 | 06_316006 | 1 | 0 | hoofdriool | gemengd | 1997 | 1997 | pvc | rond | onbekend | zand | op staal | 4580 | 4560 | ontwerp | 21601 | jan steenlaan | onbekend | onbekend | 315 | 315 | 315 | 25560 | 25.56 | onbekend | 4 | 4 | 6 | zuid gem | 20121130 | 2082 | Geen maatregel | 0 | 7 | 0. | 0. | 0. | 0. | 25560 | 0 |  | 0 |  | 4228.85 |  | B7-39 | 934416c35e9c43a3b28abf1e4acf4ba4
rd_pipe | 20160915 | 5a8f315cc8454614a63b54519edbccc9 | 06_118007 | 06_97094 | 1 | 0 | hoofdriool | gemengd | 1991 | 1991 | beton | rond | rubber ring | onbekend | op staal | 4600 | 4630 | onbekend | 8303 | frans halslaan | onbekend | onbekend | 1000 | 1000 | 1000 | 19910 | 19.91 | onbekend | 30 | 30 | 6 | zuid gem | 20121126 | 2082 | Geen maatregel | 0 | 7 | 0. | 0. | 0. | 0. | 19910 | 0 |  | 0 |  | 9318.08 |  | onbekend | 5a8f315cc8454614a63b54519edbccc9
rd_pipe | 20200220 | b0e83971b1ac4018b26f4422b3cf5dac | 06_118008 | 06_230008 | 1 | 0 | hoofdriool | gemengd | 1991 | 1991 | beton | rond | rubber ring | zand | op staal | 4660 | 4740 | onbekend | 8303 | frans halslaan | onbekend | onbekend | 1000 | 1000 | 1000 | 41360 | 41.36 | onbekend | 30 | 30 | 6 | zuid gem | 20121126 | 2082 | Geen maatregel | 0 | 7 | 0. | 0. | 0. | 0. | 41360 | 0 |  | 0 |  | 21141.38 |  | B8-45 | b0e83971b1ac4018b26f4422b3cf5dac
rd_pipe | 20160915 | 833907d9b90d42179e574f11749a6db3 | 06_123004 | 06_123005 | 1 | 0 | hoofdriool | gemengd | 1995 | 1995 | beton | rond | rubber ring | zand | op staal | 5740 | 5800 | onbekend | 8702 | mr. heemskerkstraat | onbekend | onbekend | 500 | 500 | 500 | 52230 | 52.23 | onbekend | 30 | 30 | 6 | zuid gem | 20121113 | 2082 | Geen maatregel | 0 | 7 | 0. | 0. | 0. | 0. | 52230 | 0 |  | 0 |  | 14528.19 |  | B8-45 | 833907d9b90d42179e574f11749a6db3
rd_pipe | 20160915 | 49e9248f68bf47f1a6bbc2e7d7a7f8c1 | 06_123004 | 06_299014 | 1 | 0 | hoofdriool | gemengd | 1995 | 1995 | beton | rond | rubber ring | zand | op staal | 5740 | 5700 | onbekend | 8702 | mr. heemskerkstraat | onbekend | onbekend | 500 | 500 | 500 | 59570 | 59.57 | onbekend | 30 | 30 | 6 | zuid gem | 20121113 | 2082 | Geen maatregel | 0 | 7 | 0. | 0. | 0. | 0. | 59570 | 0 |  | 0 |  | 16515.07 |  | B8-45 | 49e9248f68bf47f1a6bbc2e7d7a7f8c1
rd_pipe | 20160915 | d23f19a581f64f68aac89a22d575a716 | 06_123005 | 06_123007 | 1 | 0 | hoofdriool | gemengd | 1995 | 1995 | beton | rond | rubber ring | zand | op staal | 5800 | 5950 | onbekend | 8702 | mr. heemskerkstraat | onbekend | onbekend | 500 | 500 | 500 | 42560 | 42.56 | onbekend | 30 | 30 | 6 | zuid gem | 20121113 | 2082 | In10jr inspectie | 0 | 7 | 0. | 0. | 0. | 0. | 42560 | 0 |  | 0 |  | 11822.74 |  | B8-45 | d23f19a581f64f68aac89a22d575a716
rd_pipe | 20160915 | c05fee67ac784b9faf41bc6b187be889 | 06_123011 | 06_123007 | 1 | 0 | hoofdriool | gemengd | 1995 | 1995 | beton | rond | rubber ring | zand | op staal | 6220 | 6190 | onbekend | 8702 | mr. heemskerkstraat | onbekend | onbekend | 500 | 500 | 500 | 47150 | 47.15 | onbekend | 30 | 30 | 6 | zuid gem | 20121113 | 2082 | Z.s.m. onderhoud | 0 | 7 | 0. | 0. | 0. | 0. | 47150 | 0 |  | 0 |  | 12854.88 |  | B8-45 | c05fee67ac784b9faf41bc6b187be889
rd_pipe | 20160915 | df713e77e7ed45caafb8f965f6818048 | 06_123012 | 06_123011 | 1 | 0 | hoofdriool | gemengd | 1995 | 1995 | beton | rond | rubber ring | zand | op staal | 6220 | 6190 | onbekend | 8702 | mr. heemskerkstraat | onbekend | onbekend | 500 | 500 | 500 | 48430 | 48.43 | onbekend | 30 | 30 | 6 | zuid gem | 20121113 | 2082 | Z.s.m. onderhoud | 0 | 7 | 0. | 0. | 0. | 0. | 48430 | 0 |  | 0 |  | 13569.22 |  | B8-45 | df713e77e7ed45caafb8f965f6818048
rd_pipe | 20160915 | d96677ce969d41a08af2483f67226256 | 06_123012 | 06_288007 | 1 | 0 | hoofdriool | gemengd | 1991 | 1991 | beton | rond | rubber ring | zand | op staal | 6220 | 6250 | onbekend | 8702 | mr. heemskerkstraat | onbekend | onbekend | 500 | 500 | 500 | 8720 | 8.72 | onbekend | 30 | 30 | 6 | zuid gem | 20121113 | 2082 | Geen maatregel | 0 | 7 | 0. | 0. | 0. | 0. | 8720 | 0 |  | 0 |  | 2465.65 |  | B8-45 | d96677ce969d41a08af2483f67226256
rd_pipe | 20160915 | 3ed70c17359245cd925b1775f21c92e0 | 06_130001 | 06_130002 | 1 | 0 | hoofdriool | gemengd | 1991 | 1991 | pvc | rond | onbekend | zand | op staal | 4410 | 4460 | onbekend | 9202 | meindert hobbemastraat | onbekend | onbekend | 315 | 315 | 315 | 53240 | 53.24 | onbekend | 4 | 4 | 6 | zuid gem | 20121130 | 2082 | Geen maatregel | 0 | 7 | 0. | 0. | 0. | 0. | 53240 | 0 |  | 0 |  | 8808.44 |  | B7-39 | 3ed70c17359245cd925b1775f21c92e0
rd_pipe | 20160915 | 87e2bc139c22492a9becee391c7f217a | 06_130001 | 06_130004 | 1 | 0 | hoofdriool | gemengd | 1991 | 1991 | pvc | rond | onbekend | zand | op staal | 5250 | 5300 | onbekend | 9202 | meindert hobbemastraat | onbekend | onbekend | 200 | 200 | 200 | 5820 | 5.82 | onbekend | 4 | 4 | 6 | zuid gem | 20121212 | 2082 | Geen maatregel | 0 | 7 | 0. | 0. | 0. | 0. | 5820 | 0 |  | 0 |  | 847.21 |  | B7-39 | 87e2bc139c22492a9becee391c7f217a
rd_pipe | 20160915 | 8cc6bac530d243c2b20335addf718560 | 06_130001 | 06_260036 | 1 | 0 | hoofdriool | gemengd | 1991 | 1991 | pvc | rond | onbekend | zand | op staal | 4410 | 4380 | onbekend | 9202 | meindert hobbemastraat | onbekend | onbekend | 315 | 315 | 315 | 28080 | 28.08 | onbekend | 4 | 4 | 6 | zuid gem | 20090824 | 2079 | Geen maatregel | 0 | 7 | 0. | 0. | 0. | 0. | 28080 | 0 |  | 0 |  | 4645.77 |  | B7-39 | 8cc6bac530d243c2b20335addf718560
rd_pipe | 20160915 | 30899f17c36b4760bfae9e3bca635eb0 | 06_130002 | 06_316016 | 1 | 0 | hoofdriool | gemengd | 1991 | 1991 | pvc | rond | onbekend | zand | op staal | 4460 | 4510 | onbekend | 9202 | meindert hobbemastraat | onbekend | onbekend | 315 | 315 | 315 | 54170 | 54.17 | onbekend | 4 | 4 | 6 | zuid gem | 20121130 | 2082 | Geen maatregel | 0 | 7 | 0. | 0. | 0. | 0. | 54170 | 0 |  | 0 |  | 8962.31 |  | B7-39 | 30899f17c36b4760bfae9e3bca635eb0
rd_pipe | 20160915 | d7b86cf269fa43c5bd6e4e826548cbc9 | 06_130003 | 06_260036 | 1 | 0 | hoofdriool | gemengd | 1991 | 1991 | pvc | rond | onbekend | zand | op staal | 5300 | 5250 | onbekend | 9202 | meindert hobbemastraat | onbekend | onbekend | 200 | 200 | 200 | 13360 | 13.36 | onbekend | 4 | 4 | 6 | zuid gem |  | 0 | Geen beoordeling | 0 | 7 | 0. | 0. | 0. | 0. | 13360 | 0 |  | 0 |  | 1930.57 |  | B7-39 | d7b86cf269fa43c5bd6e4e826548cbc9
rd_pipe | 20160915 | 691443e96a0845e784eb53abbf8eef86 | 06_132002 | 06_132004 | 1 | 0 | hoofdriool | gemengd | 1996 | 1996 | beton | rond | rubber ring | zand | op staal | 5940 | 6080 | onbekend | 9407 | van hogendorpstraat | onbekend | onbekend | 300 | 300 | 130 | 30080 | 30.08 | onbekend | 30 | 30 | 6 | zuid gem | 20121109 | 2082 | Geen maatregel | 0 | 7 | 0. | 0. | 0. | 0. | 30080 | 0 |  | 0 |  | 6936.45 |  | B9-51 | 691443e96a0845e784eb53abbf8eef86
rd_pipe | 20160915 | 7bb11bd5a3d14f868badeb07a8dcc8c4 | 06_132002 | 06_132011 | 1 | 0 | hoofdriool | gemengd | 1996 | 1996 | beton | rond | rubber ring | zand | op staal | 5940 | 5850 | onbekend | 9407 | van hogendorpstraat | onbekend | onbekend | 300 | 300 | 130 | 29580 | 29.58 | onbekend | 30 | 30 | 6 | zuid gem | 20121109 | 2082 | Geen maatregel | 0 | 7 | 0. | 0. | 0. | 0. | 29580 | 0 |  | 0 |  | 6883.27 |  | B9-51 | 7bb11bd5a3d14f868badeb07a8dcc8c4
rd_pipe | 20160915 | 7f99e24f99f042c0a69dfd4fed12b79b | 06_132004 | 06_132006 | 1 | 0 | hoofdriool | gemengd | 1996 | 1996 | beton | rond | rubber ring | zand | op staal | 6080 | 6100 | onbekend | 9407 | van hogendorpstraat | onbekend | onbekend | 300 | 300 | 130 | 32310 | 32.31 | onbekend | 30 | 30 | 6 | zuid gem | 20121109 | 2082 | Geen maatregel | 0 | 7 | 0. | 0. | 0. | 0. | 32310 | 0 |  | 0 |  | 7419.02 |  | B9-51 | 7f99e24f99f042c0a69dfd4fed12b79b
rd_pipe | 20160915 | 7169e78579f442a4a0435ce22b53f5b1 | 06_132006 | 06_132007 | 1 | 0 | hoofdriool | gemengd | 1996 | 1996 | beton | rond | rubber ring | zand | op staal | 6100 | 6160 | onbekend | 9407 | van hogendorpstraat | onbekend | onbekend | 300 | 300 | 130 | 30190 | 30.19 | onbekend | 30 | 30 | 6 | zuid gem | 20121109 | 2082 | Geen maatregel | 0 | 7 | 0. | 0. | 0. | 0. | 30190 | 0 |  | 0 |  | 6928.00 |  | B9-51 | 7169e78579f442a4a0435ce22b53f5b1
rd_pipe | 20160915 | e3d91345afd94917b7b134b6fc2c89d6 | 06_132007 | 06_132008 | 1 | 0 | hoofdriool | gemengd | 1996 | 1996 | beton | rond | rubber ring | zand | op staal | 6160 | 6180 | onbekend | 9407 | van hogendorpstraat | onbekend | onbekend | 300 | 300 | 130 | 28150 | 28.15 | onbekend | 30 | 30 | 6 | zuid gem | 20121109 | 2082 | Z.s.m. onderhoud | 0 | 7 | 0. | 0. | 0. | 0. | 28150 | 0 |  | 0 |  | 6444.10 |  | B9-51 | e3d91345afd94917b7b134b6fc2c89d6
rd_pipe | 20160915 | 9518d2726f9a4ada9881e00243b50782 | 06_132008 | 06_23008 | 1 | 0 | hoofdriool | gemengd | 1996 | 1996 | beton | rond | rubber ring | zand | op staal | 6180 | 6270 | onbekend | 9407 | van hogendorpstraat | onbekend | onbekend | 300 | 300 | 300 | 44790 | 44.79 | onbekend | 30 | 30 | 6 | zuid gem | 20121109 | 2082 | Z.s.m. onderhoud | 0 | 7 | 0. | 0. | 0. | 0. | 44790 | 0 |  | 0 |  | 10228.25 |  | B9-51 | 9518d2726f9a4ada9881e00243b50782
rd_pipe | 20160915 | fb3a4756fc0849b49bde5a1a93970dc5 | 06_132011 | 06_279031 | 1 | 0 | hoofdriool | gemengd | 1995 | 1995 | beton | rond | rubber ring | zand | op staal | 5850 | 5800 | onbekend | 9407 | van hogendorpstraat | onbekend | onbekend | 300 | 300 | 300 | 40280 | 40.28 | onbekend | 30 | 30 | 6 | zuid gem | 20121109 | 2082 | Geen maatregel | 0 | 7 | 0. | 0. | 0. | 0. | 40280 | 0 |  | 0 |  | 9502.86 |  | B9-51 | fb3a4756fc0849b49bde5a1a93970dc5
rd_pipe | 20160915 | 60dad530df7e436aa8cf8a315370d0d5 | 06_141001 | 06_141002 | 1 | 0 | hoofdriool | gemengd | 1991 | 1991 | pvc | rond | onbekend | zand | op staal | 5770 | 5830 | onbekend | 9857 | hovystraat | onbekend | onbekend | 315 | 315 | 315 | 29440 | 29.44 | onbekend | 4 | 4 | 6 | zuid gem | 20121120 | 2082 | Geen maatregel | 0 | 7 | 0. | 0. | 0. | 0. | 29440 | 0 |  | 0 |  | 4459.03 |  | B8-45 | 60dad530df7e436aa8cf8a315370d0d5
rd_pipe | 20160915 | 16f1cc98ef3545e1ad5c11c30f6ad917 | 06_141001 | 06_155002 | 1 | 0 | hoofdriool | gemengd | 1991 | 1991 | pvc | rond | onbekend | zand | op staal | 5770 | 5750 | onbekend | 9857 | hovystraat | onbekend | onbekend | 315 | 315 | 315 | 10520 | 10.52 | onbekend | 4 | 4 | 6 | zuid gem | 20121120 | 2082 | Geen maatregel | 0 | 7 | 0. | 0. | 0. | 0. | 10520 | 0 |  | 0 |  | 1576.56 |  | B8-45 | 16f1cc98ef3545e1ad5c11c30f6ad917
rd_pipe | 20160915 | 5dec2f2f594c4ab38019a34a46f110c8 | 06_141002 | 06_141003 | 1 | 0 | hoofdriool | gemengd | 1991 | 1991 | pvc | rond | onbekend | zand | op staal | 5830 | 5910 | onbekend | 9857 | hovystraat | onbekend | onbekend | 315 | 315 | 315 | 30230 | 30.23 | onbekend | 4 | 4 | 6 | zuid gem | 20121120 | 2082 | Geen maatregel | 0 | 7 | 0. | 0. | 0. | 0. | 30230 | 0 |  | 0 |  | 4586.74 |  | B8-45 | 5dec2f2f594c4ab38019a34a46f110c8
rd_pipe | 20160915 | 274a1f7bb97c46279ba6e04dc17e5629 | 06_141003 | 06_141004 | 1 | 0 | hoofdriool | gemengd | 1991 | 1991 | pvc | rond | onbekend | zand | op staal | 5910 | 6000 | onbekend | 9857 | hovystraat | onbekend | onbekend | 315 | 315 | 315 | 32300 | 32.3 | onbekend | 4 | 4 | 6 | zuid gem | 20121120 | 2082 | Geen maatregel | 0 | 7 | 0. | 0. | 0. | 0. | 32300 | 0 |  | 0 |  | 4836.28 |  | B8-45 | 274a1f7bb97c46279ba6e04dc17e5629
rd_pipe | 20160915 | 4688ab818dcb4962b357fd5c444ef10e | 06_141004 | 06_141005 | 1 | 0 | hoofdriool | gemengd | 1991 | 1991 | pvc | rond | onbekend | zand | op staal | 6000 | 5930 | onbekend | 9857 | hovystraat | onbekend | onbekend | 315 | 315 | 315 | 26190 | 26.19 | onbekend | 4 | 4 | 6 | zuid gem | 20121120 | 2082 | Geen maatregel | 0 | 7 | 0. | 0. | 0. | 0. | 26190 | 0 |  | 0 |  | 3921.43 |  | B8-45 | 4688ab818dcb4962b357fd5c444ef10e
rd_pipe | 20160915 | 13033b1a18704b1db1db956566de1e8b | 06_141005 | 06_141006 | 1 | 0 | hoofdriool | gemengd | 1991 | 1991 | pvc | rond | onbekend | zand | op staal | 5930 | 5830 | onbekend | 9857 | hovystraat | onbekend | onbekend | 315 | 315 | 315 | 34770 | 34.77 | onbekend | 4 | 4 | 6 | zuid gem | 20121120 | 2082 | Geen maatregel | 0 | 7 | 0. | 0. | 0. | 0. | 34770 | 0 |  | 0 |  | 5752.62 |  | B8-45 | 13033b1a18704b1db1db956566de1e8b
rd_pipe | 20160915 | dda1cb218be14246b68e76e128ec6dcb | 06_141006 | 06_141007 | 1 | 0 | hoofdriool | gemengd | 1991 | 1991 | pvc | rond | onbekend | zand | op staal | 5830 | 5740 | onbekend | 9857 | hovystraat | onbekend | onbekend | 315 | 315 | 315 | 30660 | 30.66 | onbekend | 4 | 4 | 6 | zuid gem | 20121120 | 2082 | Geen maatregel | 0 | 7 | 0. | 0. | 0. | 0. | 30660 | 0 |  | 0 |  | 5072.63 |  | B8-45 | dda1cb218be14246b68e76e128ec6dcb
rd_pipe | 20160915 | 97582a9d578746538e616ecf144b01d4 | 06_141007 | 06_155006 | 1 | 0 | hoofdriool | gemengd | 1991 | 1991 | pvc | rond | onbekend | zand | op staal | 5740 | 5650 | onbekend | 9857 | hovystraat | onbekend | onbekend | 315 | 315 | 315 | 38340 | 38.34 | onbekend | 4 | 4 | 6 | zuid gem | 20121120 | 2082 | Geen maatregel | 0 | 7 | 0. | 0. | 0. | 0. | 38340 | 0 |  | 0 |  | 6343.27 |  | B8-45 | 97582a9d578746538e616ecf144b01d4
rd_pipe | 20160915 | 0cb0ebb2834a4846b6e27faf60735059 | 06_154008 | 06_260054 | 1 | 0 | hoofdriool | gemengd | 1982 | 1982 | beton | rond | rubber ring | zand | op staal | 3840 | 3910 | onbekend | 10308 | kastanjelaan | onbekend | onbekend | 1500 | 1500 | 1500 | 71650 | 71.65 | onbekend | 30 | 30 | 6 | zuid gem | 20120821 | 2082 | Geen maatregel | 0 | 7 | 0. | 0. | 0. | 0. | 71650 | 2 | inpectie&reiniging overtortriool rembrandtlaan/kas | 0 |  | 70446.47 |  | B7-39 | 0cb0ebb2834a4846b6e27faf60735059
rd_pipe | 20160915 | 4d35ab6262c0412997182821ce41e99a | 06_155001 | 06_155002 | 1 | 0 | hoofdriool | gemengd | 1991 | 1991 | beton | rond | rubber ring | zand | op staal | 4770 | 4800 | onbekend | 10405 | klaas katerstraat | onbekend | onbekend | 800 | 800 | 800 | 25530 | 25.53 | onbekend | 30 | 30 | 6 | zuid gem | 20121120 | 2082 | Z.s.m. onderhoud | 0 | 7 | 0. | 0. | 0. | 0. | 25530 | 0 |  | 0 |  | 10588.48 |  | B8-45 | 4d35ab6262c0412997182821ce41e99a
rd_pipe | 20200220 | ef92591d7a204b44a0ad5aa2348fbe39 | 06_155001 | 06_230008 | 1 | 0 | hoofdriool | gemengd | 1991 | 1991 | beton | rond | rubber ring | zand | op staal | 4770 | 4740 | onbekend | 10405 | klaas katerstraat | onbekend | onbekend | 800 | 800 | 800 | 32890 | 32.89 | onbekend | 30 | 30 | 6 | zuid gem | 20121120 | 2082 | Geen maatregel | 0 | 7 | 0. | 0. | 0. | 0. | 32890 | 0 |  | 0 |  | 13831.38 |  | B8-45 | ef92591d7a204b44a0ad5aa2348fbe39
rd_pipe | 20160915 | 806b148a9d1841d796b59f1c2d6e8d1d | 06_155002 | 06_155003 | 1 | 0 | hoofdriool | gemengd | 1991 | 1991 | beton | rond | rubber ring | zand | op staal | 4800 | 4850 | onbekend | 10405 | klaas katerstraat | onbekend | onbekend | 800 | 800 | 800 | 51840 | 51.84 | onbekend | 30 | 30 | 6 | zuid gem | 20121119 | 2082 | Geen maatregel | 0 | 7 | 0. | 0. | 0. | 0. | 51840 | 0 |  | 0 |  | 21500.46 |  | B8-45 | 806b148a9d1841d796b59f1c2d6e8d1d
rd_pipe | 20160915 | 4d45b23bc31542c195d3e974bb3c2c67 | 06_155003 | 06_155004 | 1 | 0 | hoofdriool | gemengd | 1991 | 1991 | beton | rond | rubber ring | zand | op staal | 4850 | 4900 | onbekend | 10405 | klaas katerstraat | onbekend | onbekend | 800 | 800 | 800 | 51400 | 51.4 | onbekend | 30 | 30 | 6 | zuid gem | 20121119 | 2082 | Z.s.m. onderhoud | 0 | 7 | 0. | 0. | 0. | 0. | 51400 | 0 |  | 0 |  | 21466.72 |  | B8-45 | 4d45b23bc31542c195d3e974bb3c2c67
rd_pipe | 20160915 | 18e32d0cac9746c7b0e0179b38520585 | 06_155006 | 06_155004 | 1 | 0 | hoofdriool | gemengd | 1991 | 1991 | beton | rond | rubber ring | zand | op staal | 4950 | 4900 | onbekend | 10405 | klaas katerstraat | onbekend | onbekend | 800 | 800 | 800 | 49560 | 49.56 | onbekend | 30 | 30 | 6 | zuid gem | 20121119 | 2082 | Geen maatregel | 0 | 7 | 0. | 0. | 0. | 0. | 49560 | 0 |  | 0 |  | 20899.06 |  | B8-45 | 18e32d0cac9746c7b0e0179b38520585
rd_pipe | 20160915 | 46df46305046477eb792cebd15b925b0 | 06_155006 | 06_155007 | 1 | 0 | hoofdriool | gemengd | 1991 | 1991 | beton | rond | rubber ring | zand | op staal | 4950 | 4980 | onbekend | 10405 | klaas katerstraat | onbekend | onbekend | 800 | 800 | 800 | 30520 | 30.52 | onbekend | 30 | 30 | 6 | zuid gem | 20121119 | 2082 | Geen maatregel | 0 | 7 | 0. | 0. | 0. | 0. | 30520 | 0 |  | 0 |  | 12958.37 |  | B8-45 | 46df46305046477eb792cebd15b925b0
rd_pipe | 20160915 | 6efc1d2756d041f2b64c0094578d29ac | 06_155006 | 06_299001 | 1 | 0 | hoofdriool | gemengd | 1991 | 1991 | beton | rond | rubber ring | zand | op staal | 5050 | 5050 | onbekend | 20303 | d slotemaker d bruïnestr | onbekend | onbekend | 700 | 700 | 150 | 8900 | 8.9 | onbekend | 30 | 30 | 6 | zuid gem | 20121119 | 2082 | Geen maatregel | 0 | 7 | 0. | 0. | 0. | 0. | 8900 | 0 |  | 0 |  | 3158.12 |  | B8-45 | 6efc1d2756d041f2b64c0094578d29ac
rd_pipe | 20160915 | b6690a0cee4e42e89bfe4af0b828c537 | 06_155007 | 06_155008 | 1 | 0 | hoofdriool | gemengd | 1991 | 1991 | beton | rond | rubber ring | zand | op staal | 4980 | 5000 | onbekend | 10405 | klaas katerstraat | onbekend | onbekend | 800 | 800 | 800 | 29270 | 29.27 | onbekend | 30 | 30 | 6 | zuid gem | 20121119 | 2082 | Geen maatregel | 0 | 7 | 0. | 0. | 0. | 0. | 29270 | 0 |  | 0 |  | 12427.63 |  | B8-45 | b6690a0cee4e42e89bfe4af0b828c537
rd_pipe | 20160915 | b9c7d5f9f67044ff90e6cd50ea4f0553 | 06_155008 | 06_155009 | 1 | 0 | hoofdriool | gemengd | 1991 | 1991 | beton | rond | rubber ring | zand | op staal | 5000 | 5040 | onbekend | 10405 | klaas katerstraat | onbekend | onbekend | 800 | 800 | 800 | 42790 | 42.79 | onbekend | 30 | 30 | 6 | zuid gem | 20121119 | 2082 | Geen maatregel | 0 | 7 | 0. | 0. | 0. | 0. | 42790 | 0 |  | 0 |  | 18068.97 |  | B8-45 | b9c7d5f9f67044ff90e6cd50ea4f0553
rd_pipe | 20160915 | 79f93101628843848aee15ac0c2af138 | 06_155008 | 06_236001 | 1 | 0 | hoofdriool | gemengd | 1991 | 1991 | beton | rond | rubber ring | zand | op staal | 5800 | 5900 | onbekend | 15903 | bart poesiatstraat | onbekend | onbekend | 300 | 300 | 300 | 39550 | 39.55 | onbekend | 30 | 30 | 6 | zuid gem | 20121119 | 2082 | Geen maatregel | 0 | 7 | 0. | 0. | 0. | 0. | 39550 | 0 |  | 0 |  | 9031.64 |  | B8-45 | 79f93101628843848aee15ac0c2af138
rd_pipe | 20160915 | ee98f2fada134e1f87ce91f3714485d5 | 06_155009 | 06_155010 | 1 | 0 | hoofdriool | gemengd | 1991 | 1991 | beton | rond | rubber ring | zand | op staal | 5040 | 5090 | onbekend | 10405 | klaas katerstraat | onbekend | onbekend | 800 | 800 | 800 | 41920 | 41.92 | onbekend | 30 | 30 | 6 | zuid gem | 20121119 | 2082 | Geen maatregel | 0 | 7 | 0. | 0. | 0. | 0. | 41920 | 0 |  | 0 |  | 17483.22 |  | B8-45 | ee98f2fada134e1f87ce91f3714485d5
rd_pipe | 20160915 | 6552526280eb4b6f90dcead6fcf849d0 | 06_155010 | 06_155011 | 1 | 0 | hoofdriool | gemengd | 1991 | 1991 | beton | rond | rubber ring | zand | op staal | 5090 | 5120 | onbekend | 10405 | klaas katerstraat | onbekend | onbekend | 800 | 800 | 800 | 35660 | 35.66 | onbekend | 30 | 30 | 6 | zuid gem | 20121114 | 2082 | In10jr inspectie | 0 | 7 | 0. | 0. | 0. | 0. | 35660 | 0 |  | 0 |  | 14006.90 |  | B8-45 | 6552526280eb4b6f90dcead6fcf849d0
rd_pipe | 20160915 | 6e4405de1a004efa816c46be9c6f9a27 | 06_155011 | 06_155012 | 1 | 0 | hoofdriool | gemengd | 1991 | 1991 | beton | rond | rubber ring | zand | op staal | 5120 | 5160 | onbekend | 10405 | klaas katerstraat | onbekend | onbekend | 800 | 800 | 800 | 33190 | 33.19 | onbekend | 30 | 30 | 6 | zuid gem | 20121114 | 2082 | Geen maatregel | 0 | 7 | 0. | 0. | 0. | 0. | 33190 | 0 |  | 0 |  | 12985.64 |  | B8-45 | 6e4405de1a004efa816c46be9c6f9a27
rd_pipe | 20160915 | 39e82549bd7a4327abee9b5279ea7ab1 | 06_155012 | 06_155013 | 1 | 0 | hoofdriool | gemengd | 1991 | 1991 | beton | rond | rubber ring | zand | op staal | 5160 | 5190 | onbekend | 10405 | klaas katerstraat | onbekend | onbekend | 800 | 800 | 800 | 35540 | 35.54 | onbekend | 30 | 30 | 6 | zuid gem | 20121114 | 2082 | Z.s.m. repareren | 0 | 7 | 0. | 0. | 0. | 0. | 35540 | 0 |  | 0 |  | 13850.40 |  | B8-45 | 39e82549bd7a4327abee9b5279ea7ab1
rd_pipe | 20160915 | 60ef2acb2bb2488298e422d75131377e | 06_155013 | 06_155014 | 1 | 0 | hoofdriool | gemengd | 1991 | 1991 | beton | rond | rubber ring | zand | op staal | 5190 | 5240 | onbekend | 10405 | klaas katerstraat | onbekend | onbekend | 800 | 800 | 800 | 42660 | 42.66 | onbekend | 30 | 30 | 6 | zuid gem | 20121114 | 2082 | Z.s.m. repareren | 0 | 7 | 0. | 0. | 0. | 0. | 42660 | 0 |  | 0 |  | 16550.14 |  | B9-51 | 60ef2acb2bb2488298e422d75131377e
rd_pipe | 20160915 | ddf10b92b7624e499cb05d3eace8b748 | 06_155013 | 06_288001 | 1 | 0 | hoofdriool | gemengd | 1991 | 1991 | beton | rond | rubber ring | zand | op staal | 5700 | 5720 | onbekend | 19518 | mr. dr. schokkingstraat | onbekend | onbekend | 300 | 300 | 300 | 7500 | 7.5 | onbekend | 30 | 30 | 6 | zuid gem | 20121112 | 2012 | Z.s.m. vervangen | 0 | 7 | 0. | 0. | 0. | 0. | 7500 | 0 |  | 0 |  | 1742.10 |  | B8-45 | ddf10b92b7624e499cb05d3eace8b748
rd_pipe | 20160915 | 33d2ec09665c4d41bf21768493a97937 | 06_155014 | 06_155015 | 1 | 0 | hoofdriool | gemengd | 1991 | 1991 | beton | rond | rubber ring | zand | op staal | 5240 | 5280 | onbekend | 10405 | klaas katerstraat | onbekend | onbekend | 800 | 800 | 800 | 42670 | 42.67 | onbekend | 30 | 30 | 6 | zuid gem | 20121114 | 2082 | In10jr inspectie | 0 | 7 | 0. | 0. | 0. | 0. | 42670 | 0 |  | 0 |  | 16469.61 |  | B9-51 | 33d2ec09665c4d41bf21768493a97937
rd_pipe | 20160915 | 20825359ed1b49f29d919577ad8b6ba8 | 06_155015 | 06_353002 | 1 | 0 | hoofdriool | gemengd | 1991 | 1991 | beton | rond | rubber ring | zand | op staal | 5280 | 5260 | onbekend | 10405 | klaas katerstraat | onbekend | onbekend | 800 | 800 | 800 | 20730 | 20.73 | onbekend | 30 | 30 | 6 | zuid gem | 20121114 | 2082 | Geen maatregel | 0 | 7 | 0. | 0. | 0. | 0. | 20730 | 0 |  | 0 |  | 8078.75 |  | B9-51 | 20825359ed1b49f29d919577ad8b6ba8
rd_pipe | 20160915 | 3ade24c270434565a26b1225631210a2 | 06_155015 | 06_353009 | 1 | 0 | hoofdriool | gemengd | 1991 | 1991 | beton | rond | rubber ring | zand | op staal | 6100 | 6160 | onbekend | 24104 | dr. de visserstraat | onbekend | onbekend | 300 | 300 | 300 | 29730 | 29.73 | onbekend | 30 | 30 | 6 | zuid gem | 20121112 | 2082 | Z.s.m. repareren | 0 | 7 | 0. | 0. | 0. | 0. | 29730 | 0 |  | 0 |  | 6152.01 |  | B9-51 | 3ade24c270434565a26b1225631210a2
rd_pipe | 20160915 | 450d6f1ba051456d99314d2aa039a97f | 06_156066 | 06_260001 | 1 | 0 | hoofdriool | gemengd | 1950 | 1950 | beton | ei | rubber ring | zand | op staal | 4920 | 4890 | onbekend | 17701 | rembrandtlaan | onbekend | onbekend | 600 | 900 | 600 | 23200 | 23.2 | onbekend | 30 | 30 | 6 | zuid gem |  | 0 | Geen beoordeling | 0 | 7 | 0. | 0. | 0. | 0. | 23200 | 0 |  | 0 |  | 8144.35 |  | C8-46 | 450d6f1ba051456d99314d2aa039a97f
rd_pipe | 20160915 | ee202731beff45a28395a1693295ffcb | 06_160001 | 06_160002 | 1 | 0 | hoofdriool | gemengd | 1977 | 1977 | beton | rond | rubber ring | zand | op staal | 5040 | 5100 | onbekend | 10901 | keucheniusstraat | onbekend | onbekend | 800 | 800 | 800 | 27000 | 27 | onbekend | 30 | 30 | 6 | zuid gem | 20121129 | 2082 | In10jr inspectie | 0 | 7 | 0. | 0. | 0. | 0. | 27000 | 0 |  | 0 |  | 11166.90 |  | B8-45 | ee202731beff45a28395a1693295ffcb
rd_pipe | 20160915 | bafc3a947d414426a3bb61ebec11b299 | 06_160002 | 06_160003 | 1 | 0 | hoofdriool | gemengd | 1977 | 1977 | beton | rond | rubber ring | zand | op staal | 5100 | 5180 | onbekend | 10901 | keucheniusstraat | onbekend | onbekend | 800 | 800 | 800 | 29340 | 29.34 | onbekend | 30 | 30 | 6 | zuid gem | 20121129 | 2057 | In10jr inspectie | 0 | 7 | 0. | 0. | 0. | 0. | 29340 | 0 |  | 0 |  | 11511.57 |  | B8-45 | bafc3a947d414426a3bb61ebec11b299
rd_pipe | 20160915 | 410f3125db92422c9d5756a50f3c8bed | 06_160003 | 06_160004 | 1 | 0 | hoofdriool | gemengd | 1977 | 1977 | beton | rond | rubber ring | zand | op staal | 5180 | 5260 | onbekend | 10901 | keucheniusstraat | onbekend | onbekend | 800 | 800 | 800 | 29270 | 29.27 | onbekend | 30 | 30 | 6 | zuid gem | 20121129 | 2057 | Geen maatregel | 0 | 7 | 0. | 0. | 0. | 0. | 29270 | 0 |  | 0 |  | 11445.50 |  | B9-51 | 410f3125db92422c9d5756a50f3c8bed
rd_pipe | 20160915 | 7c13fb9883df48d9b746feeb47531956 | 06_160004 | 06_160005 | 1 | 0 | hoofdriool | gemengd | 1977 | 1977 | beton | rond | rubber ring | zand | op staal | 5260 | 5340 | onbekend | 10901 | keucheniusstraat | onbekend | onbekend | 800 | 800 | 800 | 28860 | 28.86 | onbekend | 30 | 30 | 6 | zuid gem | 20121129 | 2057 | In10jr inspectie | 0 | 7 | 0. | 0. | 0. | 0. | 28860 | 0 |  | 0 |  | 11253.46 |  | B9-51 | 7c13fb9883df48d9b746feeb47531956
rd_pipe | 20160915 | a492199625f649fb8ae12f38ff0621ff | 06_160005 | 06_160006 | 1 | 0 | hoofdriool | gemengd | 1977 | 1977 | beton | rond | rubber ring | zand | op staal | 5340 | 5430 | onbekend | 10901 | keucheniusstraat | onbekend | onbekend | 800 | 800 | 800 | 33960 | 33.96 | onbekend | 30 | 30 | 6 | zuid gem | 20121129 | 2057 | Geen maatregel | 0 | 7 | 0. | 0. | 0. | 0. | 33960 | 0 |  | 0 |  | 13204.80 |  | B9-51 | a492199625f649fb8ae12f38ff0621ff
rd_pipe | 20160915 | 260e3a763f9c47bf943fd10dd4805771 | 06_160006 | 06_160012 | 1 | 0 | hoofdriool | gemengd | 1977 | 1977 | beton | rond | rubber ring | zand | op staal | 5430 | 5530 | onbekend | 10901 | keucheniusstraat | onbekend | onbekend | 800 | 800 | 800 | 36180 | 36.18 | onbekend | 30 | 30 | 6 | zuid gem | 20121129 | 2057 | In10jr inspectie | 0 | 7 | 0. | 0. | 0. | 0. | 36180 | 0 |  | 0 |  | 14020.29 |  | B9-51 | 260e3a763f9c47bf943fd10dd4805771
rd_pipe | 20160915 | 887317f3147c4b8597b7cbe798f6d369 | 06_160007 | 06_160008 | 1 | 0 | hoofdriool | gemengd | 1924 | 1924 | beton | ei | rubber ring | zand | op staal | 5200 | 5300 | onbekend | 10901 | keucheniusstraat | onbekend | onbekend | 600 | 900 | 600 | 23840 | 23.84 | onbekend | 30 | 30 | 6 | zuid gem |  | 0 | Geen beoordeling | 0 | 7 | 0. | 0. | 0. | 0. | 23840 | 0 |  | 0 |  | 8497.34 |  | B8-45 | 887317f3147c4b8597b7cbe798f6d369
rd_pipe | 20160915 | 9e8bc0b3bf1e49a9a9ce9769029098bd | 06_160008 | 06_160009 | 1 | 0 | hoofdriool | gemengd | 1924 | 1924 | beton | ei | rubber ring | zand | op staal | 5300 | 5540 | onbekend | 10901 | keucheniusstraat | onbekend | onbekend | 600 | 900 | 600 | 55690 | 55.69 | onbekend | 30 | 30 | 6 | zuid gem |  | 0 | Geen beoordeling | 0 | 7 | 0. | 0. | 0. | 0. | 55690 | 0 |  | 0 |  | 19583.24 |  | B9-51 | 9e8bc0b3bf1e49a9a9ce9769029098bd
rd_pipe | 20160915 | 22b3a47e26654e2aa18903f2f729bceb | 06_160009 | 06_160010 | 1 | 0 | hoofdriool | gemengd | 1924 | 1924 | beton | ei | rubber ring | zand | op staal | 5540 | 5720 | onbekend | 10901 | keucheniusstraat | onbekend | onbekend | 400 | 600 | 400 | 41800 | 41.8 | onbekend | 30 | 30 | 6 | zuid gem |  | 0 | Geen beoordeling | 0 | 7 | 0. | 0. | 0. | 0. | 41800 | 0 |  | 0 |  | 11668.96 |  | B9-51 | 22b3a47e26654e2aa18903f2f729bceb
rd_pipe | 20160915 | 0b22e898886e41bb9267b5dc342c378d | 06_160010 | 06_160011 | 1 | 0 | hoofdriool | gemengd | 1924 | 1924 | beton | ei | rubber ring | zand | op staal | 5720 | 6000 | onbekend | 10901 | keucheniusstraat | onbekend | onbekend | 400 | 600 | 400 | 65330 | 65.33 | onbekend | 30 | 30 | 6 | zuid gem |  | 0 | Geen beoordeling | 0 | 7 | 0. | 0. | 0. | 0. | 65330 | 0 |  | 0 |  | 17814.74 |  | B9-51 | 0b22e898886e41bb9267b5dc342c378d
rd_pipe | 20160915 | 0cd12d06c6124508a3af4e0e53e4bbc8 | 06_160012 | 06_276001 | 1 | 0 | hoofdriool | gemengd | 1977 | 1977 | beton | rond | rubber ring | zand | op staal | 5530 | 5550 | onbekend | 18902 | p.h. van rijnstraat | onbekend | onbekend | 800 | 800 | 800 | 24160 | 24.16 | onbekend | 30 | 30 | 6 | zuid gem | 20121129 | 2057 | Geen maatregel | 0 | 7 | 0. | 0. | 0. | 0. | 24160 | 0 |  | 0 |  | 9319.88 |  | B9-51 | 0cd12d06c6124508a3af4e0e53e4bbc8
rd_pipe | 20160915 | e92bc6164c6e4ab8a04b1166a74b8d3a | 06_160012 | 06_347001 | 1 | 0 | hoofdriool | gemengd | 1977 | 1977 | beton | rond | rubber ring | zand | op staal | 5530 | 5600 | onbekend | 90076 | verbindingsweg | onbekend | onbekend | 300 | 300 | 300 | 29420 | 29.42 | onbekend | 30 | 30 | 6 | zuid gem | 20121130 | 2057 | Z.s.m. repareren | 0 | 7 | 0. | 0. | 0. | 0. | 29420 | 0 |  | 0 |  | 7146.85 |  | B9-51 | e92bc6164c6e4ab8a04b1166a74b8d3a
rd_pipe | 20160915 | 5919b4d37c2d42e1aa1375071da7c93e | 06_181001 | 06_181002 | 1 | 0 | hoofdriool | gemengd | 1977 | 1977 | beton | rond | rubber ring | zand | op staal | 4910 | 4930 | onbekend | 12106 | dr. kuyperstraat | onbekend | onbekend | 800 | 800 | 800 | 35850 | 35.85 | onbekend | 30 | 30 | 6 | zuid gem | 20121129 | 2057 | Geen maatregel | 0 | 7 | 0. | 0. | 0. | 0. | 35850 | 0 |  | 0 |  | 13813.61 |  | B8-45 | 5919b4d37c2d42e1aa1375071da7c93e
rd_pipe | 20160915 | 612c7e1ed01d4942a9f58e739a951086 | 06_181001 | 06_323003 | 1 | 0 | hoofdriool | gemengd | 1977 | 1977 | beton | rond | rubber ring | zand | op staal | 4910 | 4900 | onbekend | 12106 | dr. kuyperstraat | onbekend | onbekend | 800 | 800 | 800 | 25030 | 25.03 | onbekend | 30 | 30 | 6 | zuid gem | 20121129 | 2057 | In10jr inspectie | 0 | 7 | 0. | 0. | 0. | 0. | 25030 | 0 |  | 0 |  | 9556.46 |  | B8-45 | 612c7e1ed01d4942a9f58e739a951086
rd_pipe | 20160915 | 925fb9b15fad49aba04695255b379855 | 06_181002 | 06_181003 | 1 | 0 | hoofdriool | gemengd | 1977 | 1977 | beton | rond | rubber ring | zand | op staal | 4930 | 4940 | onbekend | 12106 | dr. kuyperstraat | onbekend | onbekend | 800 | 800 | 800 | 30680 | 30.68 | onbekend | 30 | 30 | 6 | zuid gem | 20121129 | 2057 | Geen maatregel | 0 | 7 | 0. | 0. | 0. | 0. | 30680 | 0 |  | 0 |  | 11936.16 |  | B8-45 | 925fb9b15fad49aba04695255b379855
rd_pipe | 20160915 | 040e5634077b416c890c960a2890b36c | 06_181004 | 06_181005 | 1 | 0 | hoofdriool | gemengd | 1924 | 1924 | beton | ei | rubber ring | zand | op staal | 5010 | 5040 | onbekend | 12106 | dr. kuyperstraat | onbekend | onbekend | 600 | 900 | 600 | 24120 | 24.12 | onbekend | 30 | 30 | 6 | zuid gem |  | 0 | Geen beoordeling | 0 | 7 | 0. | 0. | 0. | 0. | 24120 | 0 |  | 0 |  | 8428.84 |  | B8-45 | 040e5634077b416c890c960a2890b36c
rd_pipe | 20160915 | 63a5e23435924211ac243893429f4cfd | 06_181004 | 06_323008 | 1 | 0 | hoofdriool | gemengd | 1924 | 1924 | beton | ei | rubber ring | zand | op staal | 5010 | 4990 | onbekend | 12106 | dr. kuyperstraat | onbekend | onbekend | 600 | 900 | 600 | 23600 | 23.6 | onbekend | 30 | 30 | 6 | zuid gem |  | 0 | Geen beoordeling | 0 | 7 | 0. | 0. | 0. | 0. | 23600 | 0 |  | 0 |  | 8270.65 |  | B8-45 | 63a5e23435924211ac243893429f4cfd
rd_pipe | 20160915 | d791b24d11e440c683a1dfb9dc009be5 | 06_181005 | 06_181006 | 1 | 0 | hoofdriool | gemengd | 1924 | 1924 | beton | ei | rubber ring | zand | op staal | 5040 | 5060 | onbekend | 12106 | dr. kuyperstraat | onbekend | onbekend | 600 | 900 | 600 | 23780 | 23.78 | onbekend | 30 | 30 | 6 | zuid gem |  | 0 | Geen beoordeling | 0 | 7 | 0. | 0. | 0. | 0. | 23780 | 0 |  | 0 |  | 8286.32 |  | B8-45 | d791b24d11e440c683a1dfb9dc009be5
rd_pipe | 20160915 | 2acd617640404789a6c60b822588c354 | 06_181006 | 06_181007 | 1 | 0 | hoofdriool | gemengd | 1924 | 1924 | beton | ei | rubber ring | zand | op staal | 5060 | 5080 | onbekend | 12106 | dr. kuyperstraat | onbekend | onbekend | 600 | 900 | 600 | 23940 | 23.94 | onbekend | 30 | 30 | 6 | zuid gem |  | 0 | Geen beoordeling | 0 | 7 | 0. | 0. | 0. | 0. | 23940 | 0 |  | 0 |  | 8322.99 |  | B8-45 | 2acd617640404789a6c60b822588c354
rd_pipe | 20160915 | 6f56847c185b41d9aba1f58097af997e | 06_183001 | 06_183002 | 1 | 0 | hoofdriool | gemengd | 1998 | 1998 | beton | rond | rubber ring | zand | op staal | 5400 | 5350 | ontwerp | 12300 | gerard de lairessestraat | onbekend | onbekend | 300 | 300 | 300 | 20520 | 20.52 | onbekend | 30 | 30 | 6 | zuid gem | 20121120 | 2012 | Z.s.m. vervangen | 0 | 7 | 0. | 0. | 0. | 0. | 20520 | 0 |  | 0 |  | 4226.07 |  | B7-39 | 6f56847c185b41d9aba1f58097af997e
rd_pipe | 20160915 | f479af69f5bb43fc89b53802a2ab6c88 | 06_183001 | 06_183003 | 1 | 0 | hoofdriool | gemengd | 1998 | 1998 | pvc | rond | onbekend | zand | op staal | 5400 | 5450 | ontwerp | 12300 | gerard de lairessestraat | onbekend | onbekend | 200 | 200 | 200 | 7760 | 7.76 | onbekend | 4 | 4 | 6 | zuid gem | 20121212 | 2082 | Geen maatregel | 0 | 7 | 0. | 0. | 0. | 0. | 7760 | 0 |  | 0 |  | 1146.16 |  | B7-39 | f479af69f5bb43fc89b53802a2ab6c88
rd_pipe | 20160915 | 5c636c27293447338341d75c1d86fd67 | 06_183001 | 06_327005 | 1 | 0 | hoofdriool | gemengd | 1998 | 1998 | beton | rond | rubber ring | zand | op staal | 5400 | 5450 | ontwerp | 12300 | gerard de lairessestraat | onbekend | onbekend | 300 | 300 | 300 | 17990 | 17.99 | onbekend | 30 | 30 | 6 | zuid gem | 20121120 | 2082 | Geen maatregel | 0 | 7 | 0. | 0. | 0. | 0. | 17990 | 0 |  | 0 |  | 3662.17 |  | B7-39 | 5c636c27293447338341d75c1d86fd67
rd_pipe | 20160915 | b1a764deb8314ea1ab5e3d6ae7f2399a | 06_183002 | 06_183004 | 1 | 0 | hoofdriool | gemengd | 1998 | 1998 | pvc | rond | onbekend | zand | op staal | 5450 | 5400 | ontwerp | 12300 | gerard de lairessestraat | onbekend | onbekend | 200 | 200 | 200 | 9130 | 9.13 | onbekend | 4 | 4 | 6 | zuid gem | 20121212 | 2082 | Geen maatregel | 0 | 7 | 0. | 0. | 0. | 0. | 9130 | 0 |  | 0 |  | 1355.80 |  | B7-39 | b1a764deb8314ea1ab5e3d6ae7f2399a
rd_pipe | 20160915 | 1b147d0590c94a7e95d4c7f75ed856e6 | 06_183005 | 06_183006 | 1 | 0 | hoofdriool | gemengd | 1998 | 1998 | beton | rond | rubber ring | zand | op staal | 5400 | 5500 | ontwerp | 12300 | gerard de lairessestraat | onbekend | onbekend | 300 | 300 | 300 | 25130 | 25.13 | onbekend | 30 | 30 | 6 | zuid gem | 20121120 | 2082 | In10jr inspectie | 0 | 7 | 0. | 0. | 0. | 0. | 25130 | 0 |  | 0 |  | 5171.97 |  | B7-39 | 1b147d0590c94a7e95d4c7f75ed856e6
rd_pipe | 20160915 | a536e94ded83431f94db30828ce7d4db | 06_183006 | 06_183007 | 1 | 0 | hoofdriool | gemengd | 1998 | 1998 | beton | rond | rubber ring | zand | op staal | 5500 | 5380 | ontwerp | 12300 | gerard de lairessestraat | onbekend | onbekend | 300 | 300 | 300 | 17640 | 17.64 | onbekend | 30 | 30 | 6 | zuid gem | 20121120 | 2082 | Geen maatregel | 0 | 7 | 0. | 0. | 0. | 0. | 17640 | 0 |  | 0 |  | 3637.88 |  | B7-39 | a536e94ded83431f94db30828ce7d4db
rd_pipe | 20160915 | 37838b90a92a491193d185b55bafc685 | 06_183007 | 06_328058 | 1 | 0 | hoofdriool | gemengd | 1998 | 1998 | beton | rond | rubber ring | zand | op staal | 5380 | 5250 | onbekend | 12300 | gerard de lairessestraat | onbekend | onbekend | 300 | 300 | 130 | 13750 | 13.75 | onbekend | 30 | 30 | 6 | zuid gem | 20121120 | 2082 | Z.s.m. repareren | 0 | 7 | 0. | 0. | 0. | 0. | 13750 | 0 |  | 0 |  | 2847.20 |  | onbekend | 37838b90a92a491193d185b55bafc685
rd_pipe | 20160915 | 420e671759104d88a5029aebc1070fd9 | 06_192001 | 06_192002 | 1 | 0 | hoofdriool | gemengd | 1995 | 1995 | beton | rond | rubber ring | zand | op staal | 5880 | 5930 | onbekend | 12904 | van limburg stirumstraat | onbekend | onbekend | 600 | 600 | 600 | 18210 | 18.21 | onbekend | 30 | 30 | 6 | zuid gem | 20121108 | 2082 | Geen maatregel | 0 | 7 | 0. | 0. | 0. | 0. | 18210 | 0 |  | 0 |  | 5518.37 |  | B9-51 | 420e671759104d88a5029aebc1070fd9
rd_pipe | 20160915 | 2f1a62f4618c4e13bd18ad3f0fea47fa | 06_192001 | 06_353002 | 1 | 0 | hoofdriool | gemengd | 1995 | 1995 | beton | rond | rubber ring | zand | op staal | 5880 | 5720 | onbekend | 12904 | van limburg stirumstraat | onbekend | onbekend | 600 | 600 | 600 | 22600 | 22.6 | onbekend | 30 | 30 | 6 | zuid gem | 20121108 | 2082 | Geen maatregel | 0 | 7 | 0. | 0. | 0. | 0. | 22600 | 0 |  | 0 |  | 6982.17 |  | B9-51 | 2f1a62f4618c4e13bd18ad3f0fea47fa
rd_pipe | 20160915 | 9d78f57652bd4384a923172828499597 | 06_192002 | 06_192003 | 1 | 0 | hoofdriool | gemengd | 1995 | 1995 | beton | rond | rubber ring | zand | op staal | 5930 | 5990 | onbekend | 12904 | van limburg stirumstraat | onbekend | onbekend | 600 | 600 | 600 | 21220 | 21.22 | onbekend | 30 | 30 | 6 | zuid gem | 20121108 | 2082 | Geen maatregel | 0 | 7 | 0. | 0. | 0. | 0. | 21220 | 0 |  | 0 |  | 6426.04 |  | B9-51 | 9d78f57652bd4384a923172828499597
rd_pipe | 20160915 | a4b5aba240ea4f538b2f74a8c9a4bdca | 06_192003 | 06_192004 | 1 | 0 | hoofdriool | gemengd | 1995 | 1995 | beton | rond | rubber ring | zand | op staal | 5990 | 6040 | onbekend | 12904 | van limburg stirumstraat | onbekend | onbekend | 600 | 600 | 600 | 19950 | 19.95 | onbekend | 30 | 30 | 6 | zuid gem | 20121108 | 2082 | Geen maatregel | 0 | 7 | 0. | 0. | 0. | 0. | 19950 | 0 |  | 0 |  | 6033.03 |  | B9-51 | a4b5aba240ea4f538b2f74a8c9a4bdca
rd_pipe | 20160915 | d2af8c8e18a8475aa5704f7ef5dc03f0 | 06_192004 | 06_192005 | 1 | 0 | hoofdriool | gemengd | 1995 | 1995 | beton | rond | rubber ring | zand | op staal | 6040 | 6090 | onbekend | 12904 | van limburg stirumstraat | onbekend | onbekend | 600 | 600 | 600 | 21240 | 21.24 | onbekend | 30 | 30 | 6 | zuid gem | 20121108 | 2082 | Geen maatregel | 0 | 7 | 0. | 0. | 0. | 0. | 21240 | 0 |  | 0 |  | 6418.66 |  | B9-51 | d2af8c8e18a8475aa5704f7ef5dc03f0
rd_pipe | 20160915 | 0cb29c896fc141f78bacfaa5116f366e | 06_192005 | 06_192006 | 1 | 0 | hoofdriool | gemengd | 1995 | 1995 | beton | rond | rubber ring | zand | op staal | 6090 | 6150 | onbekend | 12904 | van limburg stirumstraat | onbekend | onbekend | 600 | 600 | 600 | 21050 | 21.05 | onbekend | 30 | 30 | 6 | zuid gem | 20121108 | 2082 | Geen maatregel | 0 | 7 | 0. | 0. | 0. | 0. | 21050 | 0 |  | 0 |  | 6356.80 |  | B9-51 | 0cb29c896fc141f78bacfaa5116f366e
rd_pipe | 20160915 | 7ea1b981174e4599a8ab316fe49d2601 | 06_192006 | 06_192007 | 1 | 0 | hoofdriool | gemengd | 1995 | 1995 | beton | rond | rubber ring | zand | op staal | 6150 | 6200 | onbekend | 12904 | van limburg stirumstraat | onbekend | onbekend | 600 | 600 | 600 | 22580 | 22.58 | onbekend | 30 | 30 | 6 | zuid gem | 20121108 | 2082 | Geen maatregel | 0 | 7 | 0. | 0. | 0. | 0. | 22580 | 0 |  | 0 |  | 6814.08 |  | B9-51 | 7ea1b981174e4599a8ab316fe49d2601
rd_pipe | 20160915 | 9dc1bfa03fe64f8d98fb3a2486710359 | 06_192007 | 06_192008 | 1 | 0 | hoofdriool | gemengd | 1995 | 1995 | beton | rond | rubber ring | zand | op staal | 6200 | 6250 | onbekend | 12904 | van limburg stirumstraat | onbekend | onbekend | 600 | 600 | 600 | 39710 | 39.71 | onbekend | 30 | 30 | 6 | zuid gem | 20121108 | 2082 | Geen maatregel | 0 | 7 | 0. | 0. | 0. | 0. | 39710 | 0 |  | 0 |  | 11983.49 |  | B9-51 | 9dc1bfa03fe64f8d98fb3a2486710359
rd_pipe | 20160915 | a839f9dc9d0546f6b7582b4f03acc002 | 06_195001 | 06_195002 | 1 | 0 | hoofdriool | gemengd | 1949 | 1949 | beton | rond | rubber ring | zand | op staal | 6710 | 6720 | onbekend | 13102 | lunenburg | onbekend | onbekend | 300 | 300 | 300 | 16140 | 16.14 | onbekend | 30 | 30 | 6 | zuid gem |  | 0 | Geen beoordeling | 0 | 7 | 0. | 0. | 0. | 0. | 16140 | 0 |  | 0 |  | 3249.39 |  | B9-51 | a839f9dc9d0546f6b7582b4f03acc002
rd_pipe | 20160915 | 8a79c2ec52f24baa8704273219ca3951 | 06_21001 | 06_21002 | 1 | 0 | hoofdriool | gemengd | 1997 | 1997 | beton | rond | rubber ring | zand | op staal | 5900 | 5800 | onbekend | 1503 | nicolaas beetsstraat | onbekend | onbekend | 300 | 300 | 130 | 25200 | 25.2 | onbekend | 30 | 30 | 61 | <onbekend> | 20121116 | 2082 | Geen maatregel | 0 | 7 | 0. | 0. | 0. | 0. | 25200 | 0 |  | 0 |  | 5684.11 |  | B8 | 8a79c2ec52f24baa8704273219ca3951
rd_pipe | 20160915 | b1bfac548c5a45adb0be32878700231d | 06_21001 | 06_279018 | 1 | 0 | hoofdriool | gemengd | 1997 | 1997 | beton | rond | rubber ring | zand | op staal | 5900 | 5800 | onbekend | 1503 | nicolaas beetsstraat | onbekend | onbekend | 300 | 300 | 130 | 25770 | 25.77 | onbekend | 30 | 30 | 61 | <onbekend> | 20121116 | 2082 | Geen maatregel | 0 | 7 | 0. | 0. | 0. | 0. | 25770 | 0 |  | 0 |  | 5783.82 |  | B8 | b1bfac548c5a45adb0be32878700231d
rd_pipe | 20160915 | 64256e7024a04ab0bfdcaa49e1e07711 | 06_21002 | 06_21003 | 1 | 0 | hoofdriool | gemengd | 1997 | 1997 | beton | rond | rubber ring | zand | op staal | 5800 | 5710 | onbekend | 1503 | nicolaas beetsstraat | onbekend | onbekend | 300 | 300 | 130 | 22700 | 22.7 | onbekend | 30 | 30 | 61 | <onbekend> | 20121119 | 2082 | Geen maatregel | 0 | 7 | 0. | 0. | 0. | 0. | 22700 | 0 |  | 0 |  | 5206.02 |  | B8 | 64256e7024a04ab0bfdcaa49e1e07711
rd_pipe | 20160915 | 20944e482253417b858e6429d1c20b4b | 06_21003 | 06_155010 | 1 | 0 | hoofdriool | gemengd | 1997 | 1997 | beton | rond | rubber ring | zand | op staal | 5710 | 5620 | onbekend | 1503 | nicolaas beetsstraat | onbekend | onbekend | 300 | 300 | 130 | 25080 | 25.08 | onbekend | 30 | 30 | 61 | <onbekend> | 20121119 | 2082 | Z.s.m. repareren | 0 | 7 | 0. | 0. | 0. | 0. | 25080 | 0 |  | 0 |  | 5843.14 |  | B8 | 20944e482253417b858e6429d1c20b4b
rd_pipe | 20160915 | c856fe2651e04f01bd4c0ebbf939cb19 | 06_220001 | 06_220002 | 1 | 0 | hoofdriool | gemengd | 1954 | 1954 | beton | ei | rubber ring | zand | op staal | 4530 | 4570 | onbekend | 14907 | adriaen van ostadelaan | onbekend | onbekend | 500 | 750 | 500 | 22230 | 22.23 | onbekend | 30 | 30 | 6 | zuid gem | 20121126 | 2057 | Geen maatregel | 0 | 7 | 0. | 0. | 0. | 0. | 22230 | 0 |  | 0 |  | 7086.92 |  | B7-39 | c856fe2651e04f01bd4c0ebbf939cb19
rd_pipe | 20160915 | 0a0d15b0a6ba41bcb2d4ad19bf68053c | 06_220001 | 06_261001 | 1 | 0 | hoofdriool | gemengd | 1954 | 1954 | beton | ei | rubber ring | zand | op staal | 4530 | 4480 | onbekend | 14907 | adriaen van ostadelaan | onbekend | onbekend | 500 | 750 | 500 | 23930 | 23.93 | onbekend | 30 | 30 | 6 | zuid gem | 20121126 | 2057 | Z.s.m. repareren | 0 | 7 | 0. | 0. | 0. | 0. | 23930 | 0 |  | 0 |  | 7689.24 |  | B7-39 | 0a0d15b0a6ba41bcb2d4ad19bf68053c
rd_pipe | 20160915 | e1bed49795d0427e9c108b2e7a4af584 | 06_220002 | 06_220003 | 1 | 0 | hoofdriool | gemengd | 1954 | 1954 | beton | ei | rubber ring | zand | op staal | 4570 | 4620 | onbekend | 14907 | adriaen van ostadelaan | onbekend | onbekend | 500 | 750 | 500 | 23270 | 23.27 | onbekend | 30 | 30 | 6 | zuid gem | 20121126 | 2057 | Geen maatregel | 0 | 7 | 0. | 0. | 0. | 0. | 23270 | 0 |  | 0 |  | 7359.77 |  | B7-39 | e1bed49795d0427e9c108b2e7a4af584
rd_pipe | 20160915 | 326214fb7e2642058e69417ac88dbf7c | 06_220003 | 06_220004 | 1 | 0 | hoofdriool | gemengd | 1954 | 1954 | beton | ei | rubber ring | zand | op staal | 4620 | 4660 | onbekend | 14907 | adriaen van ostadelaan | onbekend | onbekend | 500 | 750 | 500 | 22880 | 22.88 | onbekend | 30 | 30 | 6 | zuid gem | 20121126 | 2082 | Geen maatregel | 0 | 7 | 0. | 0. | 0. | 0. | 22880 | 0 |  | 0 |  | 7183.51 |  | B7-39 | 326214fb7e2642058e69417ac88dbf7c
rd_pipe | 20160915 | 49dba89395d4414d9b2fc089e553a9d6 | 06_220004 | 06_220005 | 1 | 0 | hoofdriool | gemengd | 1954 | 1954 | beton | ei | rubber ring | zand | op staal | 4660 | 4700 | onbekend | 14907 | adriaen van ostadelaan | onbekend | onbekend | 500 | 750 | 500 | 22220 | 22.22 | onbekend | 30 | 30 | 6 | zuid gem | 20121126 | 2057 | Geen maatregel | 0 | 7 | 0. | 0. | 0. | 0. | 22220 | 0 |  | 0 |  | 6929.60 |  | B7-39 | 49dba89395d4414d9b2fc089e553a9d6
rd_pipe | 20160915 | 05075d89c4ea4f728c70ff3161055ee1 | 06_220005 | 06_220006 | 1 | 0 | hoofdriool | gemengd | 1954 | 1954 | beton | ei | rubber ring | zand | op staal | 4700 | 4750 | onbekend | 14907 | adriaen van ostadelaan | onbekend | onbekend | 500 | 750 | 500 | 23240 | 23.24 | onbekend | 30 | 30 | 6 | zuid gem | 20121126 | 2057 | Geen maatregel | 0 | 7 | 0. | 0. | 0. | 0. | 23240 | 0 |  | 0 |  | 7189.10 |  | B7-39 | 05075d89c4ea4f728c70ff3161055ee1
rd_pipe | 20160915 | 59c8b5f73a334ec982e17c7a5ebf5e3f | 06_220006 | 06_220007 | 1 | 0 | hoofdriool | gemengd | 1954 | 1954 | beton | ei | rubber ring | zand | op staal | 4750 | 4790 | onbekend | 14907 | adriaen van ostadelaan | onbekend | onbekend | 500 | 750 | 500 | 22240 | 22.24 | onbekend | 30 | 30 | 6 | zuid gem | 20121126 | 2057 | Z.s.m. repareren | 0 | 7 | 0. | 0. | 0. | 0. | 22240 | 0 |  | 0 |  | 6889.11 |  | B7-39 | 59c8b5f73a334ec982e17c7a5ebf5e3f
rd_pipe | 20160915 | 1d40314469ac411e85806f4a22217dea | 06_220006 | 06_316019 | 1 | 0 | hoofdriool | gemengd | 1993 | 1993 | pvc | rond | onbekend | zand | op staal | 4800 | 4900 | onbekend | 21601 | jan steenlaan | onbekend | onbekend | 315 | 315 | 315 | 40640 | 40.64 | onbekend | 4 | 4 | 6 | zuid gem | 20121129 | 2082 | In10jr inspectie | 0 | 7 | 0. | 0. | 0. | 0. | 40640 | 0 |  | 0 |  | 6723.80 |  | B7-39 | 1d40314469ac411e85806f4a22217dea
rd_pipe | 20160915 | 99701474a9d24beaaf58cd4f80d0301c | 06_220007 | 06_220008 | 1 | 0 | hoofdriool | gemengd | 1954 | 1954 | beton | ei | rubber ring | zand | op staal | 4790 | 4840 | onbekend | 14907 | adriaen van ostadelaan | onbekend | onbekend | 400 | 600 | 400 | 20500 | 20.5 | onbekend | 30 | 30 | 6 | zuid gem | 20121123 | 2057 | Z.s.m. repareren | 0 | 7 | 0. | 0. | 0. | 0. | 20500 | 0 |  | 0 |  | 5615.92 |  | B7-39 | 99701474a9d24beaaf58cd4f80d0301c
rd_pipe | 20160915 | 892edb40086a4f15868eb1d0be9dd426 | 06_220007 | 06_316014 | 1 | 0 | hoofdriool | gemengd | 1997 | 1997 | pvc | rond | rubber ring | zand | op staal | 4790 | 4850 | ontwerp | 21601 | jan steenlaan | onbekend | onbekend | 315 | 315 | 315 | 19240 | 19.24 | onbekend | 4 | 4 | 6 | zuid gem | 20121128 | 2082 | Geen maatregel | 0 | 7 | 0. | 0. | 0. | 0. | 19240 | 0 |  | 0 |  | 3183.22 |  | B7-39 | 892edb40086a4f15868eb1d0be9dd426
rd_pipe | 20160915 | 1f6fd73464b643689b9cd49458e578e8 | 06_220007 | 06_316020 | 1 | 0 | hoofdriool | gemengd | 1997 | 1997 | beton | rond | rubber ring | zand | op staal | 4790 | 4840 | ontwerp | 21601 | jan steenlaan | onbekend | onbekend | 500 | 500 | 500 | 23160 | 23.16 | onbekend | 30 | 30 | 6 | zuid gem | 20121122 | 2082 | Geen maatregel | 0 | 7 | 0. | 0. | 0. | 0. | 23160 | 0 |  | 0 |  | 6416.57 |  | B7-39 | 1f6fd73464b643689b9cd49458e578e8
rd_pipe | 20160915 | a1d6c874e6784a088206292d9f52ffb6 | 06_220008 | 06_220009 | 1 | 0 | hoofdriool | gemengd | 1954 | 1954 | beton | ei | rubber ring | zand | op staal | 4840 | 4880 | onbekend | 14907 | adriaen van ostadelaan | onbekend | onbekend | 400 | 600 | 400 | 20570 | 20.57 | onbekend | 30 | 30 | 6 | zuid gem | 20121123 | 2057 | Geen maatregel | 0 | 7 | 0. | 0. | 0. | 0. | 20570 | 0 |  | 0 |  | 5561.12 |  | B7-39 | a1d6c874e6784a088206292d9f52ffb6
rd_pipe | 20160915 | 61911adb1a6348399f2ca04031dbcf34 | 06_220009 | 06_220010 | 1 | 0 | hoofdriool | gemengd | 1954 | 1954 | beton | ei | rubber ring | zand | op staal | 4880 | 4920 | onbekend | 14907 | adriaen van ostadelaan | onbekend | onbekend | 400 | 600 | 400 | 20660 | 20.66 | onbekend | 30 | 30 | 6 | zuid gem | 20121123 | 2057 | Z.s.m. repareren | 0 | 7 | 0. | 0. | 0. | 0. | 20660 | 0 |  | 0 |  | 5574.30 |  | B7-39 | 61911adb1a6348399f2ca04031dbcf34
rd_pipe | 20160915 | 9ffd152dea1d4a87953fe9ebc7e48517 | 06_220010 | 06_220011 | 1 | 0 | hoofdriool | gemengd | 1954 | 1954 | beton | ei | rubber ring | zand | op staal | 4920 | 4970 | onbekend | 14907 | adriaen van ostadelaan | onbekend | onbekend | 400 | 600 | 400 | 20750 | 20.75 | onbekend | 30 | 30 | 6 | zuid gem | 20121123 | 2057 | Z.s.m. repareren | 0 | 7 | 0. | 0. | 0. | 0. | 20750 | 0 |  | 0 |  | 5591.12 |  | B7-39 | 9ffd152dea1d4a87953fe9ebc7e48517
rd_pipe | 20160915 | 3e1e9e30b5e8476f8933d6142cb3e989 | 06_220011 | 06_220012 | 1 | 0 | hoofdriool | gemengd | 1954 | 1954 | beton | ei | rubber ring | zand | op staal | 4970 | 5010 | onbekend | 14907 | adriaen van ostadelaan | onbekend | onbekend | 400 | 600 | 400 | 21040 | 21.04 | onbekend | 30 | 30 | 6 | zuid gem | 20121122 | 2057 | In10jr inspectie | 0 | 7 | 0. | 0. | 0. | 0. | 21040 | 0 |  | 0 |  | 5661.70 |  | B7-39 | 3e1e9e30b5e8476f8933d6142cb3e989
rd_pipe | 20160915 | a66d07d7364a44029978796426cc0106 | 06_220012 | 06_220013 | 1 | 0 | hoofdriool | gemengd | 1954 | 1954 | beton | ei | rubber ring | zand | op staal | 5010 | 5060 | onbekend | 14907 | adriaen van ostadelaan | onbekend | onbekend | 400 | 600 | 400 | 20980 | 20.98 | onbekend | 30 | 30 | 6 | zuid gem | 20121122 | 2057 | Z.s.m. onderhoud | 0 | 7 | 0. | 0. | 0. | 0. | 20980 | 0 |  | 0 |  | 5641.78 |  | B7-39 | a66d07d7364a44029978796426cc0106
rd_pipe | 20160915 | 024b6183bde24366a5ed8b0abf19eb60 | 06_220013 | 06_220014 | 1 | 0 | hoofdriool | gemengd | 1954 | 1954 | beton | ei | rubber ring | zand | op staal | 5060 | 5120 | onbekend | 14907 | adriaen van ostadelaan | onbekend | onbekend | 400 | 600 | 400 | 19470 | 19.47 | onbekend | 30 | 30 | 6 | zuid gem | 20121122 | 2057 | Z.s.m. onderhoud | 0 | 7 | 0. | 0. | 0. | 0. | 19470 | 0 |  | 0 |  | 5232.22 |  | B8-45 | 024b6183bde24366a5ed8b0abf19eb60
rd_pipe | 20160915 | d46e8926559844f2b36aeb4f77eb2233 | 06_220013 | 06_230013 | 1 | 0 | hoofdriool | gemengd | 1981 | 1981 | beton | rond | rubber ring | zand | op staal | 5250 | 5170 | onbekend | 15601 | patrimoniumlaan | onbekend | onbekend | 300 | 300 | 300 | 28110 | 28.11 | onbekend | 30 | 30 | 6 | zuid gem | 20121121 | 2082 | Z.s.m. repareren | 0 | 7 | 0. | 0. | 0. | 0. | 28110 | 0 |  | 0 |  | 6277.53 |  | B8-45 | d46e8926559844f2b36aeb4f77eb2233
rd_pipe | 20160915 | 464f934e17434a359954c6079bf3363a | 06_220014 | 06_220015 | 1 | 0 | hoofdriool | gemengd | 1954 | 1954 | beton | ei | rubber ring | zand | op staal | 5120 | 5170 | onbekend | 14907 | adriaen van ostadelaan | onbekend | onbekend | 400 | 600 | 400 | 19510 | 19.51 | onbekend | 30 | 30 | 6 | zuid gem | 20121122 | 2057 | Z.s.m. onderhoud | 0 | 7 | 0. | 0. | 0. | 0. | 19510 | 0 |  | 0 |  | 5246.48 |  | B8-45 | 464f934e17434a359954c6079bf3363a
rd_pipe | 20160915 | 1f9f24f4e3834070ae60afe90aa6e527 | 06_220015 | 06_220016 | 1 | 0 | hoofdriool | gemengd | 1954 | 1954 | beton | ei | rubber ring | zand | op staal | 5170 | 5220 | onbekend | 14907 | adriaen van ostadelaan | onbekend | onbekend | 400 | 600 | 400 | 17910 | 17.91 | onbekend | 30 | 30 | 6 | zuid gem | 20121122 | 2057 | Z.s.m. onderhoud | 0 | 7 | 0. | 0. | 0. | 0. | 17910 | 0 |  | 0 |  | 4819.44 |  | B8-45 | 1f9f24f4e3834070ae60afe90aa6e527
rd_pipe | 20160915 | 7ea8d422fefd4258aa0a38ba41aa43a7 | 06_220016 | 06_220017 | 1 | 0 | hoofdriool | gemengd | 1956 | 1956 | beton | rond | rubber ring | zand | op staal | 5220 | 5400 | onbekend | 14907 | adriaen van ostadelaan | onbekend | onbekend | 300 | 300 | 300 | 19390 | 19.39 | onbekend | 30 | 30 | 6 | zuid gem | 20121121 | 2037 | In10jr inspectie | 0 | 7 | 0. | 0. | 0. | 0. | 19390 | 0 |  | 0 |  | 4389.90 |  | B8-45 | 7ea8d422fefd4258aa0a38ba41aa43a7
rd_pipe | 20160915 | 1d1ec3134bb74d8baf1c17a2ec9c79b5 | 06_220016 | 06_273001 | 1 | 0 | hoofdriool | gemengd | 1998 | 1998 | beton | rond | rubber ring | zand | op staal | 5220 | 5280 | ontwerp | 18600 | petrus paulus rubensstr | onbekend | onbekend | 400 | 400 | 400 | 20390 | 20.39 | onbekend | 30 | 30 | 6 | zuid gem | 20121121 | 2082 | Z.s.m. repareren | 0 | 7 | 0. | 0. | 0. | 0. | 20390 | 0 |  | 0 |  | 5067.54 |  | B8-45 | 1d1ec3134bb74d8baf1c17a2ec9c79b5
rd_pipe | 20160915 | d968cc736b5a4c1684d86dac9b771666 | 06_220017 | 06_220018 | 1 | 0 | hoofdriool | gemengd | 1956 | 1956 | beton | rond | rubber ring | zand | op staal | 5400 | 5580 | onbekend | 14907 | adriaen van ostadelaan | onbekend | onbekend | 300 | 300 | 300 | 20280 | 20.28 | onbekend | 30 | 30 | 6 | zuid gem | 20121121 | 2057 | Z.s.m. repareren | 0 | 7 | 0. | 0. | 0. | 0. | 20280 | 0 |  | 0 |  | 4526.09 |  | B8-45 | d968cc736b5a4c1684d86dac9b771666
rd_pipe | 20160915 | 0ad924b2cab14e0d8ea6cb248070d3fe | 06_220018 | 06_220019 | 1 | 0 | hoofdriool | gemengd | 1956 | 1956 | beton | rond | rubber ring | zand | op staal | 5580 | 5760 | onbekend | 14907 | adriaen van ostadelaan | onbekend | onbekend | 300 | 300 | 300 | 20140 | 20.14 | onbekend | 30 | 30 | 6 | zuid gem | 20121121 | 2057 | Geen maatregel | 0 | 7 | 0. | 0. | 0. | 0. | 20140 | 0 |  | 0 |  | 4147.80 |  | B8-45 | 0ad924b2cab14e0d8ea6cb248070d3fe
rd_pipe | 20160915 | 29f1bf6e711d4a4a948ea113d913a9ec | 06_220019 | 06_220020 | 1 | 0 | hoofdriool | gemengd | 1956 | 1956 | beton | rond | rubber ring | zand | op staal | 5760 | 5880 | onbekend | 14907 | adriaen van ostadelaan | onbekend | onbekend | 300 | 300 | 300 | 21120 | 21.12 | onbekend | 30 | 30 | 6 | zuid gem | 20121121 | 2057 | Z.s.m. repareren | 0 | 7 | 0. | 0. | 0. | 0. | 21120 | 0 |  | 0 |  | 4290.46 |  | B8-45 | 29f1bf6e711d4a4a948ea113d913a9ec
rd_pipe | 20150401 | 668b4a65f46c4f1b83770086d2960c79 | 06_220020 | 06_220021 | 1 | 0 | hoofdriool | gemengd | 1956 | 1956 | beton | rond | rubber ring | zand | op staal | 5880 | 6000 | onbekend | 14907 | adriaen van ostadelaan | onbekend | onbekend | 300 | 300 | 300 | 21530 | 21.53 | onbekend | 30 | 30 | 6 | zuid gem | 20121121 | 2057 | Geen maatregel | 0 | 7 | 0. | 0. | 0. | 0. | 21530 | 0 |  | 0 |  | 4328.50 |  | B8-45 | 668b4a65f46c4f1b83770086d2960c79
rd_pipe | 20160915 | 3d1bfb4c890041d1933bbbd973ab9864 | 06_220021 | 06_220022 | 1 | 0 | hoofdriool | gemengd | 1956 | 1956 | beton | rond | rubber ring | zand | op staal | 6000 | 6110 | onbekend | 14907 | adriaen van ostadelaan | onbekend | onbekend | 300 | 300 | 300 | 19280 | 19.28 | onbekend | 30 | 30 | 6 | zuid gem | 20121121 | 2057 | Geen maatregel | 0 | 7 | 0. | 0. | 0. | 0. | 19280 | 0 |  | 0 |  | 3838.33 |  | B8-45 | 3d1bfb4c890041d1933bbbd973ab9864
rd_pipe | 20160915 | 6be799ac984e496bb076ca7a4da9924f | 06_220022 | 06_299009 | 1 | 0 | hoofdriool | gemengd | 1956 | 1956 | beton | rond | rubber ring | zand | op staal | 6110 | 6180 | onbekend | 14907 | adriaen van ostadelaan | onbekend | onbekend | 300 | 300 | 300 | 12820 | 12.82 | onbekend | 30 | 30 | 6 | zuid gem | 20121121 | 2057 | Geen maatregel | 0 | 7 | 0. | 0. | 0. | 0. | 12820 | 0 |  | 0 |  | 2532.50 |  | B8-45 | 6be799ac984e496bb076ca7a4da9924f
rd_pipe | 20200220 | 13bfa07288474f6f8b9e4a41492644e5 | 06_230001 | 06_230002 | 1 | 0 | hoofdriool | gemengd | 1981 | 1981 | beton | rond | rubber ring | zand | op staal | 4850 | 4760 | onbekend | 15601 | patrimoniumlaan | onbekend | onbekend | 700 | 700 | 700 | 44960 | 44.96 | onbekend | 30 | 30 | 6 | zuid gem | 20121127 | 2082 | Geen maatregel | 0 | 7 | 0. | 0. | 0. | 0. | 44960 | 0 |  | 0 |  | 15832.45 |  | C8-46 | 13bfa07288474f6f8b9e4a41492644e5
rd_pipe | 20200220 | a8551ff020714009afb1e4358642940a | 06_230002 | 06_230003 | 1 | 0 | hoofdriool | gemengd | 1981 | 1981 | beton | rond | rubber ring | zand | op staal | 4820 | 4830 | onbekend | 15601 | patrimoniumlaan | onbekend | onbekend | 700 | 700 | 700 | 59320 | 59.32 | onbekend | 30 | 30 | 6 | zuid gem | 20121127 | 2082 | In10jr inspectie | 0 | 7 | 0. | 0. | 0. | 0. | 59320 | 0 |  | 0 |  | 20786.32 |  | B8-45 | a8551ff020714009afb1e4358642940a
rd_pipe | 20200220 | 471cf5e4a0cc4027a186a3f0de792d89 | 06_230003 | 06_230014 | 1 | 0 | hoofdriool | gemengd | 1981 | 1981 | beton | rond | rubber ring | zand | op staal | 4830 | 4830 | onbekend | 15601 | patrimoniumlaan | onbekend | onbekend | 700 | 700 | 700 | 6660 | 6.66 | onbekend | 30 | 30 | 6 | zuid gem | 20090824 | 2009 | Z.s.m. vervangen | 0 | 7 | 0. | 0. | 0. | 0. | 6660 | 0 |  | 0 |  | 2315.75 |  | B8-45 | 471cf5e4a0cc4027a186a3f0de792d89
rd_pipe | 20200220 | a1428dc876374aae82931dfed583e0dc | 06_230003 | 06_230015 | 1 | 0 | hoofdriool | gemengd | 1981 | 1981 | beton | rond | rubber ring | zand | op staal | 4830 | 4830 | onbekend | 15601 | patrimoniumlaan | onbekend | onbekend | 700 | 700 | 700 | 4920 | 4.92 | onbekend | 30 | 30 | 6 | zuid gem | 20121214 | 2082 | Geen maatregel | 0 | 7 | 0. | 0. | 0. | 0. | 4920 | 0 |  | 0 |  | 1710.74 |  | B8-45 | a1428dc876374aae82931dfed583e0dc
rd_pipe | 20200220 | 5d2b503b11f0441388f32d14d6590e41 | 06_230003 | 06_230109 | 1 | 0 | hoofdriool | gemengd | 1981 | 1981 | beton | rond | rubber ring | onbekend | op staal | 4830 | 4870 | onbekend | 15601 | patrimoniumlaan | onbekend | onbekend | 700 | 700 | 700 | 45050 | 45.05 | onbekend | 30 | 30 | 6 | zuid gem |  | 0 | Geen beoordeling | 0 | 7 | 0. | 0. | 0. | 0. | 45050 | 0 |  | 0 |  | 15794.66 |  | onbekend | 5d2b503b11f0441388f32d14d6590e41
rd_pipe | 20200213 | ac2abfbcd07249678cff49dfc87790a2 | 06_230004 | 06_230005 | 1 | 0 | hoofdriool | gemengd | 1981 | 1981 | beton | rond | rubber ring | zand | op staal | 4870 | 5020 | onbekend | 15601 | patrimoniumlaan | onbekend | onbekend | 700 | 700 | 700 | 49230 | 49.23 | onbekend | 30 | 30 | 6 | zuid gem | 20121127 | 2082 | Z.s.m. onderhoud | 0 | 7 | 0. | 0. | 0. | 0. | 49230 | 0 |  | 0 |  | 17051.36 |  | B8-45 | ac2abfbcd07249678cff49dfc87790a2
rd_pipe | 20200213 | 3d9a3df8e6d24e1da5a80702178b0640 | 06_230004 | 06_324001 | 1 | 0 | hoofdriool | gemengd | 1977 | 1977 | beton | rond | rubber ring | zand | op staal | 4820 | 4830 | onbekend | 22101 | talmastraat | onbekend | onbekend | 800 | 800 | 800 | 37100 | 37.1 | onbekend | 30 | 30 | 6 | zuid gem | 20121129 | 2057 | Geen maatregel | 0 | 7 | 0. | 0. | 0. | 0. | 37100 | 0 |  | 0 |  | 14466.51 |  | B8-45 | 3d9a3df8e6d24e1da5a80702178b0640
rd_pipe | 20200213 | 1fd5ef92999a4444a863e090e295947b | 06_230005 | 06_230006 | 1 | 0 | hoofdriool | gemengd | 1981 | 1981 | beton | rond | rubber ring | zand | op staal | 5020 | 5170 | onbekend | 15601 | patrimoniumlaan | onbekend | onbekend | 700 | 700 | 700 | 48760 | 48.76 | onbekend | 30 | 30 | 6 | zuid gem | 20121127 | 2082 | Geen maatregel | 0 | 7 | 0. | 0. | 0. | 0. | 48760 | 0 |  | 0 |  | 16578.34 |  | B8-45 | 1fd5ef92999a4444a863e090e295947b
rd_pipe | 20200220 | f503fc8f79f0452c8f38d06c415a6ed1 | 06_230006 | 06_230007 | 1 | 0 | hoofdriool | gemengd | 1981 | 1981 | beton | rond | rubber ring | zand | op staal | 5170 | 5020 | onbekend | 15601 | patrimoniumlaan | onbekend | onbekend | 700 | 700 | 700 | 53950 | 53.95 | onbekend | 30 | 30 | 6 | zuid gem | 20121127 | 2082 | Geen maatregel | 0 | 7 | 0. | 0. | 0. | 0. | 53950 | 0 |  | 0 |  | 18426.15 |  | B8-45 | f503fc8f79f0452c8f38d06c415a6ed1
rd_pipe | 20200213 | 5b22b7dc14984ca69235280e5db73185 | 06_230006 | 06_244004 | 1 | 0 | hoofdriool | gemengd | 1993 | 1993 | pvc | rond | onbekend | zand | op staal | 5260 | 5200 | onbekend | 16705 | paulus potterstraat | onbekend | onbekend | 400 | 400 | 400 | 38810 | 38.81 | onbekend | 4 | 4 | 6 | zuid gem | 20121203 | 2082 | Geen maatregel | 0 | 7 | 0. | 0. | 0. | 0. | 38810 | 0 |  | 0 |  | 6316.20 |  | B8-45 | 5b22b7dc14984ca69235280e5db73185
rd_pipe | 20200220 | c00a149c89d04991a6798af555c291f1 | 06_230007 | 06_230102 | 1 | 0 | hoofdriool | gemengd | 1981 | 1981 | beton | rond | rubber ring | onbekend | op staal | 5020 | 4880 | onbekend | 15601 | patrimoniumlaan | onbekend | onbekend | 700 | 700 | 700 | 52210 | 52.21 | onbekend | 30 | 30 | 6 | zuid gem |  | 0 | Geen beoordeling | 0 | 7 | 0. | 0. | 0. | 0. | 52210 | 0 |  | 0 |  | 18153.98 |  | onbekend | c00a149c89d04991a6798af555c291f1
rd_pipe | 20160915 | f5f304d0eee1489e91ec81cb3452b582 | 06_230008 | 06_230009 | 1 | 0 | hoofdriool | gemengd | 1981 | 1981 | beton | rond | rubber ring | zand | op staal | 4870 | 4920 | onbekend | 15601 | patrimoniumlaan | onbekend | onbekend | 500 | 500 | 500 | 42850 | 42.85 | onbekend | 30 | 30 | 6 | zuid gem | 20121126 | 2082 | Z.s.m. repareren | 0 | 7 | 0. | 0. | 0. | 0. | 42850 | 0 |  | 0 |  | 12636.55 |  | B8-45 | f5f304d0eee1489e91ec81cb3452b582
rd_pipe | 20160915 | 162caefe6329433a9042772e7c0284ef | 06_230009 | 06_230010 | 1 | 0 | hoofdriool | gemengd | 1981 | 1981 | beton | rond | rubber ring | zand | op staal | 4920 | 4960 | onbekend | 15601 | patrimoniumlaan | onbekend | onbekend | 500 | 500 | 500 | 40380 | 40.38 | onbekend | 30 | 30 | 6 | zuid gem | 20121126 | 2082 | Z.s.m. onderhoud | 0 | 7 | 0. | 0. | 0. | 0. | 40380 | 0 |  | 0 |  | 11514.36 |  | B8-45 | 162caefe6329433a9042772e7c0284ef
rd_pipe | 20160915 | 9ad4327f5f5f4ac49fd1e82ba534ee71 | 06_23001 | 06_156092 | 1 | 0 | hoofdriool | gemengd | 1983 | 1983 | beton | rond | rubber ring | zand | op staal | 5780 | 5780 | onbekend | 1708 | bergweg | onbekend | onbekend | 500 | 500 | 500 | 10800 | 10.8 | onbekend | 30 | 30 | 6 | zuid gem | 20121109 | 2082 | Geen maatregel | 0 | 7 | 0. | 0. | 0. | 0. | 10800 | 0 |  | 0 |  | 3063.72 |  | B9-51 | 9ad4327f5f5f4ac49fd1e82ba534ee71
rd_pipe | 20160915 | b8f29257b0024b589e90a7910994f061 | 06_23001 | 06_23002 | 1 | 0 | hoofdriool | gemengd | 1985 | 1985 | beton | rond | rubber ring | zand | op staal | 6000 | 6050 | onbekend | 1708 | bergweg | onbekend | onbekend | 400 | 400 | 400 | 31580 | 31.58 | onbekend | 30 | 30 | 6 | zuid gem | 20121109 | 2057 | Z.s.m. repareren | 0 | 7 | 0. | 0. | 0. | 0. | 31580 | 0 |  | 0 |  | 7985.44 |  | B9-51 | b8f29257b0024b589e90a7910994f061
rd_pipe | 20160915 | dc76258c93fe49d38f68261ed26a406a | 06_230010 | 06_230011 | 1 | 0 | hoofdriool | gemengd | 1981 | 1981 | beton | rond | rubber ring | zand | op staal | 4960 | 5000 | onbekend | 15601 | patrimoniumlaan | onbekend | onbekend | 500 | 500 | 500 | 41250 | 41.25 | onbekend | 30 | 30 | 6 | zuid gem | 20121126 | 2082 | Geen maatregel | 0 | 7 | 0. | 0. | 0. | 0. | 41250 | 0 |  | 0 |  | 11496.79 |  | B8-45 | dc76258c93fe49d38f68261ed26a406a
rd_pipe | 20160915 | 2710402afdc4495893ae04c4dd2cb33c | 06_230011 | 06_230012 | 1 | 0 | hoofdriool | gemengd | 1981 | 1981 | beton | rond | rubber ring | zand | op staal | 5000 | 5050 | onbekend | 15601 | patrimoniumlaan | onbekend | onbekend | 500 | 500 | 500 | 42030 | 42.03 | onbekend | 30 | 30 | 6 | zuid gem | 20121126 | 2082 | In10jr inspectie | 0 | 7 | 0. | 0. | 0. | 0. | 42030 | 0 |  | 0 |  | 11528.58 |  | B8-45 | 2710402afdc4495893ae04c4dd2cb33c
rd_pipe | 20160915 | 1665f0a6da2849fe926f6c44b761093e | 06_230012 | 06_230013 | 1 | 0 | hoofdriool | gemengd | 1981 | 1981 | beton | rond | rubber ring | zand | op staal | 5100 | 5170 | onbekend | 15601 | patrimoniumlaan | onbekend | onbekend | 300 | 300 | 300 | 29460 | 29.46 | onbekend | 30 | 30 | 6 | zuid gem | 20121121 | 2082 | Z.s.m. repareren | 0 | 7 | 0. | 0. | 0. | 0. | 29460 | 0 |  | 0 |  | 6624.38 |  | B8-45 | 1665f0a6da2849fe926f6c44b761093e
rd_pipe | 20200220 | 3d2d5e4885f446eeba01d75524740bff | 06_230015 | 06_324004 | 1 | 0 | hoofdriool | gemengd | 1924 | 1924 | beton | ei | rubber ring | zand | op staal | 4830 | 4850 | onbekend | 22101 | talmastraat | onbekend | onbekend | 600 | 900 | 600 | 24190 | 24.19 | onbekend | 30 | 30 | 6 | zuid gem |  | 0 | Geen beoordeling | 0 | 7 | 0. | 0. | 0. | 0. | 24190 | 0 |  | 0 |  | 8631.74 |  | B8-45 | 3d2d5e4885f446eeba01d75524740bff
rd_pipe | 20160915 | 422b2bc3c41b470ca2fbfa320d998d39 | 06_23002 | 06_23003 | 1 | 0 | hoofdriool | gemengd | 1985 | 1985 | beton | rond | rubber ring | zand | op staal | 6050 | 6100 | onbekend | 1708 | bergweg | onbekend | onbekend | 400 | 400 | 400 | 31320 | 31.32 | onbekend | 30 | 30 | 6 | zuid gem | 20121109 | 2082 | Z.s.m. repareren | 0 | 7 | 0. | 0. | 0. | 0. | 31320 | 0 |  | 0 |  | 7924.73 |  | B9-51 | 422b2bc3c41b470ca2fbfa320d998d39
rd_pipe | 20160915 | 7312c256563c4d98b5f782126828d467 | 06_23003 | 06_23004 | 1 | 0 | hoofdriool | gemengd | 1985 | 1985 | beton | rond | rubber ring | zand | op staal | 6100 | 6140 | onbekend | 1708 | bergweg | onbekend | onbekend | 400 | 400 | 400 | 28500 | 28.5 | onbekend | 30 | 30 | 6 | zuid gem | 20121109 | 2057 | Z.s.m. repareren | 0 | 7 | 0. | 0. | 0. | 0. | 28500 | 0 |  | 0 |  | 7206.62 |  | B9-51 | 7312c256563c4d98b5f782126828d467
rd_pipe | 20160915 | 64641f4670a549b9ac2a94334dc498b7 | 06_23004 | 06_23005 | 1 | 0 | hoofdriool | gemengd | 1985 | 1985 | beton | rond | rubber ring | zand | op staal | 6140 | 6140 | onbekend | 1708 | bergweg | onbekend | onbekend | 400 | 400 | 400 | 6060 | 6.06 | onbekend | 30 | 30 | 6 | zuid gem | 20121109 | 2012 | Z.s.m. vervangen | 0 | 7 | 0. | 0. | 0. | 0. | 6060 | 0 |  | 0 |  | 1532.36 |  | B9-51 | 64641f4670a549b9ac2a94334dc498b7
rd_pipe | 20160915 | 2988d667ce0043c6a6055887363b0a4e | 06_23005 | 06_195001 | 1 | 0 | hoofdriool | gemengd | 1985 | 1985 | pvc | rond | onbekend | zand | op staal | 6700 | 6710 | onbekend | 13102 | lunenburg | onbekend | onbekend | 200 | 200 | 200 | 8900 | 8.9 | onbekend | 4 | 4 | 6 | zuid gem |  | 0 | Geen beoordeling | 0 | 7 | 0. | 0. | 0. | 0. | 8900 | 0 |  | 0 |  | 1293.19 |  | B9-51 | 2988d667ce0043c6a6055887363b0a4e
rd_pipe | 20160915 | f05f934f7499450988e5aa42720687b2 | 06_23005 | 06_23006 | 1 | 0 | hoofdriool | gemengd | 1985 | 1985 | beton | rond | rubber ring | zand | op staal | 6140 | 6180 | onbekend | 1708 | bergweg | onbekend | onbekend | 300 | 300 | 300 | 31520 | 31.52 | onbekend | 30 | 30 | 6 | zuid gem | 20121109 | 2082 | Z.s.m. onderhoud | 0 | 7 | 0. | 0. | 0. | 0. | 31520 | 0 |  | 0 |  | 7277.34 |  | B9-51 | f05f934f7499450988e5aa42720687b2
rd_pipe | 20160915 | 9f0edb7b28d245dab37287cb9f24ddeb | 06_23006 | 06_23007 | 1 | 0 | hoofdriool | gemengd | 1985 | 1985 | beton | rond | rubber ring | zand | op staal | 6180 | 6230 | onbekend | 1708 | bergweg | onbekend | onbekend | 300 | 300 | 300 | 33570 | 33.57 | onbekend | 30 | 30 | 6 | zuid gem | 20121109 | 2082 | Z.s.m. repareren | 0 | 7 | 0. | 0. | 0. | 0. | 33570 | 0 |  | 0 |  | 7708.34 |  | B9-51 | 9f0edb7b28d245dab37287cb9f24ddeb
rd_pipe | 20160915 | 097ba8984d324cfd9773ee930319fac3 | 06_23007 | 06_23008 | 1 | 0 | hoofdriool | gemengd | 1985 | 1985 | beton | rond | rubber ring | zand | op staal | 6230 | 6270 | onbekend | 1708 | bergweg | onbekend | onbekend | 300 | 300 | 300 | 28550 | 28.55 | onbekend | 30 | 30 | 6 | zuid gem | 20121109 | 2082 | Z.s.m. onderhoud | 0 | 7 | 0. | 0. | 0. | 0. | 28550 | 0 |  | 0 |  | 6519.68 |  | B9-51 | 097ba8984d324cfd9773ee930319fac3
rd_pipe | 20160915 | e9540c73aa1f466c8dec462aab2cddc3 | 06_23008 | 06_23009 | 1 | 0 | hoofdriool | gemengd | 1985 | 1985 | beton | rond | rubber ring | zand | op staal | 6550 | 6600 | onbekend | 1708 | bergweg | onbekend | onbekend | 300 | 300 | 300 | 40050 | 40.05 | onbekend | 30 | 30 | 6 | zuid gem | 20121109 | 2057 | Z.s.m. onderhoud | 0 | 7 | 0. | 0. | 0. | 0. | 40050 | 0 |  | 0 |  | 8231.41 |  | B9-51 | e9540c73aa1f466c8dec462aab2cddc3
rd_pipe | 20160915 | 1b0c80ba92754009aa0f2be3c70af453 | 06_23009 | 06_23010 | 1 | 0 | hoofdriool | gemengd | 1985 | 1985 | beton | rond | rubber ring | zand | op staal | 6320 | 6320 | onbekend | 1708 | bergweg | onbekend | onbekend | 600 | 600 | 600 | 32550 | 32.55 | onbekend | 30 | 30 | 6 | zuid gem | 20121108 | 2057 | In10jr inspectie | 0 | 7 | 0. | 0. | 0. | 0. | 32550 | 0 |  | 0 |  | 9747.26 |  | B9-51 | 1b0c80ba92754009aa0f2be3c70af453
rd_pipe | 20160915 | ac23f1e8eafe4c88a3aba112a048b40f | 06_23009 | 06_23021 | 1 | 0 | hoofdriool | gemengd | 1966 | 1966 | beton | rond | rubber ring | zand | op staal | 6320 | 6340 | onbekend | 1708 | bergweg | onbekend | onbekend | 500 | 500 | 500 | 33630 | 33.63 | onbekend | 30 | 30 | 6 | zuid gem |  | 0 | Geen beoordeling | 0 | 7 | 0. | 0. | 0. | 0. | 33630 | 0 |  | 0 |  | 9119.31 |  | B9-51 | ac23f1e8eafe4c88a3aba112a048b40f
rd_pipe | 20160915 | e722f79b5c924e86b003fbf739b991f2 | 06_23010 | 06_23011 | 1 | 0 | hoofdriool | gemengd | 1985 | 1985 | beton | rond | rubber ring | zand | op staal | 6320 | 6320 | onbekend | 1708 | bergweg | onbekend | onbekend | 600 | 600 | 600 | 35250 | 35.25 | onbekend | 30 | 30 | 6 | zuid gem | 20121108 | 2037 | In10jr inspectie | 0 | 7 | 0. | 0. | 0. | 0. | 35250 | 0 |  | 0 |  | 10578.10 |  | B9-51 | e722f79b5c924e86b003fbf739b991f2
rd_pipe | 20200220 | 50ac7b56a44a4e499b6c06b30e6d68cd | 06_230102 | 06_230008 | 1 | 0 | hoofdriool | gemengd | 1981 | 1981 | beton | rond | rubber ring | onbekend | op staal | 4880 | 4870 | onbekend | 15601 | patrimoniumlaan | onbekend | onbekend | 700 | 700 | 700 | 2270 | 2.27 | onbekend | 30 | 30 | 6 | zuid gem |  | 0 | Geen beoordeling | 0 | 7 | 0. | 0. | 0. | 0. | 2270 | 0 |  | 0 |  | 802.87 |  | onbekend | 50ac7b56a44a4e499b6c06b30e6d68cd
rd_pipe | 20200213 | 9d6d079cbb9c4f468626e80d58cff817 | 06_230109 | 06_230004 | 1 | 0 | hoofdriool | gemengd | 1981 | 1981 | beton | rond | rubber ring | onbekend | op staal | 4870 | 4870 | onbekend | 15601 | patrimoniumlaan | onbekend | onbekend | 700 | 700 | 700 | 2100 | 2.1 | onbekend | 30 | 30 | 6 | zuid gem |  | 0 | Geen beoordeling | 0 | 7 | 0. | 0. | 0. | 0. | 2100 | 0 |  | 0 |  | 743.15 |  | onbekend | 9d6d079cbb9c4f468626e80d58cff817
rd_pipe | 20160915 | 1d97f1c22e48449fa555937da110812a | 06_23011 | 06_192008 | 1 | 0 | hoofdriool | gemengd | 1985 | 1985 | beton | rond | rubber ring | zand | op staal | 6300 | 6250 | onbekend | 12904 | van limburg stirumstraat | onbekend | onbekend | 600 | 600 | 600 | 15760 | 15.76 | onbekend | 30 | 30 | 6 | zuid gem | 20121108 | 2037 | In10jr inspectie | 0 | 7 | 0. | 0. | 0. | 0. | 15760 | 0 |  | 0 |  | 4752.65 |  | B9-51 | 1d97f1c22e48449fa555937da110812a
rd_pipe | 20160915 | df9b014e2bec429d9c9fcbd4c98d92d1 | 06_23011 | 06_23012 | 1 | 0 | hoofdriool | gemengd | 1985 | 1985 | beton | rond | rubber ring | zand | op staal | 6320 | 6360 | onbekend | 1708 | bergweg | onbekend | onbekend | 300 | 300 | 300 | 33660 | 33.66 | onbekend | 30 | 30 | 6 | zuid gem | 20121108 | 2057 | Geen maatregel | 0 | 7 | 0. | 0. | 0. | 0. | 33660 | 0 |  | 0 |  | 7648.90 |  | B9-51 | df9b014e2bec429d9c9fcbd4c98d92d1
rd_pipe | 20160915 | be82af0448284e37b676080728a5af8c | 06_23012 | 06_23013 | 1 | 0 | hoofdriool | gemengd | 1985 | 1985 | beton | rond | rubber ring | zand | op staal | 6360 | 6390 | onbekend | 1708 | bergweg | onbekend | onbekend | 300 | 300 | 300 | 33480 | 33.48 | onbekend | 30 | 30 | 6 | zuid gem | 20121108 | 2082 | Geen maatregel | 0 | 7 | 0. | 0. | 0. | 0. | 33480 | 0 |  | 0 |  | 7575.19 |  | B9-51 | be82af0448284e37b676080728a5af8c
rd_pipe | 20160915 | 72a682f2b9984cdb8f59931d8b04ed90 | 06_23013 | 06_23014 | 1 | 0 | hoofdriool | gemengd | 1985 | 1985 | beton | rond | rubber ring | zand | op staal | 6390 | 6420 | onbekend | 1708 | bergweg | onbekend | onbekend | 300 | 300 | 300 | 30020 | 30.02 | onbekend | 30 | 30 | 6 | zuid gem | 20121108 | 2082 | Geen maatregel | 0 | 7 | 0. | 0. | 0. | 0. | 30020 | 0 |  | 0 |  | 6767.11 |  | B9-51 | 72a682f2b9984cdb8f59931d8b04ed90
rd_pipe | 20160915 | 3346c82412b345b78ff113f33349dfce | 06_23014 | 06_23015 | 1 | 0 | hoofdriool | gemengd | 1985 | 1985 | beton | rond | rubber ring | zand | op staal | 6420 | 6450 | onbekend | 1708 | bergweg | onbekend | onbekend | 300 | 300 | 300 | 29280 | 29.28 | onbekend | 30 | 30 | 6 | zuid gem | 20121107 | 2082 | Geen maatregel | 0 | 7 | 0. | 0. | 0. | 0. | 29280 | 0 |  | 0 |  | 6575.70 |  | B9-51 | 3346c82412b345b78ff113f33349dfce
rd_pipe | 20160915 | f2c45eafbc63439b896008c1c18da25a | 06_23014 | 06_23025 | 1 | 0 | hoofdriool | gemengd | 1995 | 1995 | beton | rond | rubber ring | zand | op staal | 6430 | 6410 | onbekend | 5304 | van d duyn v maasdamstr | onbekend | onbekend | 300 | 300 | 300 | 8230 | 8.23 | onbekend | 30 | 30 | 6 | zuid gem | 20121108 | 2082 | Geen maatregel | 0 | 7 | 0. | 0. | 0. | 0. | 8230 | 0 |  | 0 |  | 1851.75 |  | B9-51 | f2c45eafbc63439b896008c1c18da25a
rd_pipe | 20160915 | d97c34c0e8f8465e9201b022a69c39a1 | 06_23015 | 06_23016 | 1 | 0 | hoofdriool | gemengd | 1985 | 1985 | beton | rond | rubber ring | zand | op staal | 6450 | 6470 | onbekend | 1708 | bergweg | onbekend | onbekend | 300 | 300 | 300 | 27180 | 27.18 | onbekend | 30 | 30 | 6 | zuid gem | 20121107 | 2082 | Geen maatregel | 0 | 7 | 0. | 0. | 0. | 0. | 27180 | 0 |  | 0 |  | 6085.06 |  | B9-51 | d97c34c0e8f8465e9201b022a69c39a1
rd_pipe | 20160915 | 922332a640b7428d864415ff86a46b4c | 06_23016 | 06_23017 | 1 | 0 | hoofdriool | gemengd | 1985 | 1985 | beton | rond | rubber ring | zand | op staal | 6470 | 6500 | onbekend | 1708 | bergweg | onbekend | onbekend | 300 | 300 | 300 | 31280 | 31.28 | onbekend | 30 | 30 | 6 | zuid gem | 20121107 | 2082 | Geen maatregel | 0 | 7 | 0. | 0. | 0. | 0. | 31280 | 0 |  | 0 |  | 6981.07 |  | B9-51 | 922332a640b7428d864415ff86a46b4c
rd_pipe | 20160915 | 45b6035fce3a4af580b140a16d0f938f | 06_23017 | 06_23018 | 1 | 0 | hoofdriool | gemengd | 1985 | 1985 | beton | rond | rubber ring | zand | op staal | 6500 | 6540 | onbekend | 1708 | bergweg | onbekend | onbekend | 300 | 300 | 300 | 33410 | 33.41 | onbekend | 30 | 30 | 6 | zuid gem | 20121107 | 2082 | Geen maatregel | 0 | 7 | 0. | 0. | 0. | 0. | 33410 | 0 |  | 0 |  | 7470.48 |  | B9-51 | 45b6035fce3a4af580b140a16d0f938f
rd_pipe | 20160915 | 8ec405ca01474989ba7136e41374e4f1 | 06_23017 | 06_286008 | 1 | 0 | hoofdriool | gemengd | 1985 | 1985 | beton | rond | rubber ring | zand | op staal | 6500 | 6500 | onbekend | 19402 | schimmelpenninckstraat | onbekend | onbekend | 300 | 300 | 300 | 9190 | 9.19 | onbekend | 30 | 30 | 6 | zuid gem | 20121107 | 2082 | Geen maatregel | 0 | 7 | 0. | 0. | 0. | 0. | 9190 | 0 |  | 0 |  | 2047.16 |  | B9-51 | 8ec405ca01474989ba7136e41374e4f1
rd_pipe | 20160915 | e8d487f826364ffc9716194df42497a7 | 06_23018 | 06_23019 | 1 | 0 | hoofdriool | gemengd | 1985 | 1985 | beton | rond | rubber ring | zand | op staal | 6540 | 6570 | onbekend | 1708 | bergweg | onbekend | onbekend | 300 | 300 | 300 | 33300 | 33.3 | onbekend | 30 | 30 | 6 | zuid gem | 20121107 | 2082 | Geen maatregel | 0 | 7 | 0. | 0. | 0. | 0. | 33300 | 0 |  | 0 |  | 7501.82 |  | B9-51 | e8d487f826364ffc9716194df42497a7
rd_pipe | 20160915 | e7f9d6a2d97c4104a24461dcd4997c3a | 06_23019 | 06_23020 | 1 | 0 | hoofdriool | gemengd | 1985 | 1985 | beton | rond | rubber ring | zand | op staal | 6570 | 6600 | onbekend | 1708 | bergweg | onbekend | onbekend | 300 | 300 | 300 | 28080 | 28.08 | onbekend | 30 | 30 | 6 | zuid gem | 20121107 | 2082 | Geen maatregel | 0 | 7 | 0. | 0. | 0. | 0. | 28080 | 0 |  | 0 |  | 6369.11 |  | B9-51 | e7f9d6a2d97c4104a24461dcd4997c3a
rd_pipe | 20160915 | 37103e574cc944fcb64e6c3c9edc9444 | 06_23020 | 06_328024 | 1 | 0 | hoofdriool | gemengd | 1985 | 1985 | pvc | rond | rubber ring | zand | op staal | 6900 | 6900 | onbekend | 22500 | thorbeckesingel | onbekend | onbekend | 200 | 200 | 130 | 8410 | 8.41 | onbekend | 4 | 4 | 6 | zuid gem | 20121212 | 2082 | Geen maatregel | 0 | 7 | 0. | 0. | 0. | 0. | 8410 | 0 |  | 0 |  | 1250.00 |  | B9-51 | 37103e574cc944fcb64e6c3c9edc9444
rd_pipe | 20160915 | b267b9bde6c1441c92f7c5700910c5bc | 06_23025 | 06_74003 | 1 | 0 | hoofdriool | gemengd | 1995 | 1995 | beton | rond | rubber ring | zand | op staal | 6410 | 6340 | onbekend | 5304 | van d duyn v maasdamstr | onbekend | onbekend | 300 | 300 | 300 | 41500 | 41.5 | onbekend | 30 | 30 | 6 | zuid gem | 20121108 | 2082 | Geen maatregel | 0 | 7 | 0. | 0. | 0. | 0. | 41500 | 0 |  | 0 |  | 9372.36 |  | B9-51 | b267b9bde6c1441c92f7c5700910c5bc
rd_pipe | 20160915 | 9948bf2511534bea86410922a55efb09 | 06_244001 | 06_244002 | 1 | 0 | hoofdriool | gemengd | 1993 | 1993 | pvc | rond | onbekend | zand | op staal | 5050 | 5090 | onbekend | 16705 | paulus potterstraat | onbekend | onbekend | 315 | 315 | 315 | 35780 | 35.78 | onbekend | 4 | 4 | 6 | zuid gem | 20121203 | 2082 | Geen maatregel | 0 | 7 | 0. | 0. | 0. | 0. | 35780 | 0 |  | 0 |  | 5328.75 |  | B7-39 | 9948bf2511534bea86410922a55efb09
rd_pipe | 20160915 | 6196e2a1abc44dbf9abbbf370c6ed153 | 06_244001 | 06_260030 | 1 | 0 | hoofdriool | gemengd | 1993 | 1993 | pvc | rond | onbekend | zand | op staal | 5050 | 5000 | onbekend | 16705 | paulus potterstraat | onbekend | onbekend | 315 | 315 | 315 | 35820 | 35.82 | onbekend | 4 | 4 | 6 | zuid gem | 20121203 | 2082 | Geen maatregel | 0 | 7 | 0. | 0. | 0. | 0. | 35820 | 0 |  | 0 |  | 5411.05 |  | B7-39 | 6196e2a1abc44dbf9abbbf370c6ed153
rd_pipe | 20160915 | 1802eca9eeb7408e999cbe58983b0256 | 06_244002 | 06_244003 | 1 | 0 | hoofdriool | gemengd | 1993 | 1993 | pvc | rond | onbekend | zand | op staal | 5090 | 5140 | onbekend | 16705 | paulus potterstraat | onbekend | onbekend | 400 | 400 | 400 | 32050 | 32.05 | onbekend | 4 | 4 | 6 | zuid gem | 20121203 | 2082 | Geen maatregel | 0 | 7 | 0. | 0. | 0. | 0. | 32050 | 0 |  | 0 |  | 4618.36 |  | B8-45 | 1802eca9eeb7408e999cbe58983b0256
rd_pipe | 20160915 | 9f0bdd259faf44168eb5170b4631773a | 06_244003 | 06_244004 | 1 | 0 | hoofdriool | gemengd | 1993 | 1993 | pvc | rond | onbekend | zand | op staal | 5140 | 5200 | onbekend | 16705 | paulus potterstraat | onbekend | onbekend | 400 | 400 | 400 | 39640 | 39.64 | onbekend | 4 | 4 | 6 | zuid gem | 20121203 | 2082 | Geen maatregel | 0 | 7 | 0. | 0. | 0. | 0. | 39640 | 0 |  | 0 |  | 5817.67 |  | B8-45 | 9f0bdd259faf44168eb5170b4631773a
rd_pipe | 20160915 | 7943a38a246a477aaee923fa5b8665c8 | 06_260001 | 06_260002 | 1 | 0 | hoofdriool | gemengd | 1950 | 1950 | beton | ei | rubber ring | zand | op staal | 4890 | 4860 | onbekend | 17701 | rembrandtlaan | onbekend | onbekend | 600 | 900 | 600 | 24440 | 24.44 | onbekend | 30 | 30 | 6 | zuid gem |  | 0 | Geen beoordeling | 0 | 7 | 0. | 0. | 0. | 0. | 24440 | 0 |  | 0 |  | 8467.58 |  | C8-46 | 7943a38a246a477aaee923fa5b8665c8
rd_pipe | 20160915 | 461a5485e7b846f9a1e6f6ee633000b0 | 06_260002 | 06_260003 | 1 | 0 | hoofdriool | gemengd | 1950 | 1950 | beton | ei | rubber ring | zand | op staal | 4860 | 4830 | onbekend | 17701 | rembrandtlaan | onbekend | onbekend | 600 | 900 | 600 | 24260 | 24.26 | onbekend | 30 | 30 | 6 | zuid gem |  | 0 | Geen beoordeling | 0 | 7 | 0. | 0. | 0. | 0. | 24260 | 0 |  | 0 |  | 8385.87 |  | C8-46 | 461a5485e7b846f9a1e6f6ee633000b0
rd_pipe | 20160915 | 6a6ba44707544c49894b1358cae1a404 | 06_260003 | 06_260004 | 1 | 0 | hoofdriool | gemengd | 1950 | 1950 | beton | ei | rubber ring | zand | op staal | 4830 | 4790 | onbekend | 17701 | rembrandtlaan | onbekend | onbekend | 600 | 900 | 600 | 24750 | 24.75 | onbekend | 30 | 30 | 6 | zuid gem |  | 0 | Geen beoordeling | 0 | 7 | 0. | 0. | 0. | 0. | 24750 | 0 |  | 0 |  | 8565.12 |  | C8-46 | 6a6ba44707544c49894b1358cae1a404
rd_pipe | 20160915 | d8c892856890424283df4455fc3fba2d | 06_260004 | 06_260005 | 1 | 0 | hoofdriool | gemengd | 1950 | 1950 | beton | ei | rubber ring | zand | op staal | 4790 | 4760 | onbekend | 17701 | rembrandtlaan | onbekend | onbekend | 600 | 900 | 600 | 24720 | 24.72 | onbekend | 30 | 30 | 6 | zuid gem |  | 0 | Geen beoordeling | 0 | 7 | 0. | 0. | 0. | 0. | 24720 | 0 |  | 0 |  | 8589.23 |  | C8-46 | d8c892856890424283df4455fc3fba2d
rd_pipe | 20160915 | 897f700645384b83976fed9962db784c | 06_260004 | 06_260042 | 1 | 0 | hoofdriool | gemengd | 1980 | 1980 | pvc | rond | onbekend | zand | op staal | 5220 | 5320 | onbekend | 17701 | rembrandtlaan | onbekend | onbekend | 200 | 200 | 200 | 18710 | 18.71 | onbekend | 4 | 4 | 6 | zuid gem | 20120828 | 2082 | Geen maatregel | 0 | 7 | 0. | 0. | 0. | 0. | 18710 | 0 |  | 0 |  | 2873.13 |  | C8-46 | 897f700645384b83976fed9962db784c
rd_pipe | 20160915 | eda72e6fc6d04c37bca8dbb635a62a16 | 06_260005 | 06_260006 | 1 | 0 | hoofdriool | gemengd | 1950 | 1950 | beton | ei | rubber ring | zand | op staal | 4760 | 4730 | onbekend | 17701 | rembrandtlaan | onbekend | onbekend | 600 | 900 | 600 | 24460 | 24.46 | onbekend | 30 | 30 | 6 | zuid gem |  | 0 | Geen beoordeling | 0 | 7 | 0. | 0. | 0. | 0. | 24460 | 0 |  | 0 |  | 8528.15 |  | C8-46 | eda72e6fc6d04c37bca8dbb635a62a16
rd_pipe | 20160915 | f0a968dc5a5847fc8c1c1e74de413ca3 | 06_260006 | 06_260007 | 1 | 0 | hoofdriool | gemengd | 1950 | 1950 | beton | ei | rubber ring | zand | op staal | 4730 | 4710 | onbekend | 17701 | rembrandtlaan | onbekend | onbekend | 700 | 1050 | 700 | 22260 | 22.26 | onbekend | 30 | 30 | 6 | zuid gem |  | 0 | Geen beoordeling | 0 | 7 | 0. | 0. | 0. | 0. | 22260 | 0 |  | 0 |  | 8825.34 |  | C8-46 | f0a968dc5a5847fc8c1c1e74de413ca3
rd_pipe | 20160915 | d8ee9e1e972d4b859c8e88bfdec739f3 | 06_260007 | 06_260008 | 1 | 0 | hoofdriool | gemengd | 1950 | 1950 | beton | ei | rubber ring | zand | op staal | 4710 | 4700 | onbekend | 17701 | rembrandtlaan | onbekend | onbekend | 700 | 1050 | 700 | 23300 | 23.3 | onbekend | 30 | 30 | 6 | zuid gem |  | 0 | Geen beoordeling | 0 | 7 | 0. | 0. | 0. | 0. | 23300 | 0 |  | 0 |  | 9254.01 |  | C7-40 | d8ee9e1e972d4b859c8e88bfdec739f3
rd_pipe | 20160915 | 328dec14d3c34a4088fe840e67a944e4 | 06_260008 | 06_260009 | 1 | 0 | hoofdriool | gemengd | 1950 | 1950 | beton | ei | rubber ring | zand | op staal | 4700 | 4690 | onbekend | 17701 | rembrandtlaan | onbekend | onbekend | 500 | 750 | 500 | 9850 | 9.85 | onbekend | 30 | 30 | 6 | zuid gem |  | 0 | Geen beoordeling | 0 | 7 | 0. | 0. | 0. | 0. | 9850 | 0 |  | 0 |  | 3152.60 |  | C7-40 | 328dec14d3c34a4088fe840e67a944e4
rd_pipe | 20160915 | d1edf45da7b34e55a5468d406278c456 | 06_260008 | 06_260048 | 1 | 0 | hoofdriool | gemengd | 1982 | 1982 | beton | rond | rubber ring | zand | op staal | 4900 | 4500 | onbekend | 17701 | rembrandtlaan | onbekend | onbekend | 1250 | 1250 | 1250 | 10400 | 10.4 | onbekend | 30 | 30 | 6 | zuid gem |  | 0 | Geen beoordeling | 0 | 7 | 0. | 0. | 0. | 0. | 10400 | 2 | inpectie&reiniging overtortriool rembrandtlaan/kas | 0 |  | 6412.81 |  | C7-40 | d1edf45da7b34e55a5468d406278c456
rd_pipe | 20160915 | 0514b70a2b2b465b8eb2a78cad596612 | 06_260009 | 06_260010 | 1 | 0 | hoofdriool | gemengd | 1950 | 1950 | beton | ei | rubber ring | zand | op staal | 4680 | 4670 | onbekend | 17701 | rembrandtlaan | onbekend | onbekend | 500 | 750 | 500 | 18550 | 18.55 | onbekend | 30 | 30 | 6 | zuid gem |  | 0 | Geen beoordeling | 0 | 7 | 0. | 0. | 0. | 0. | 18550 | 0 |  | 0 |  | 5933.23 |  | C7-40 | 0514b70a2b2b465b8eb2a78cad596612
rd_pipe | 20160915 | 1da5302a0e61455e9190cf7fdf4e3353 | 06_260010 | 06_260011 | 1 | 0 | hoofdriool | gemengd | 1950 | 1950 | beton | ei | rubber ring | zand | op staal | 4670 | 4660 | onbekend | 17701 | rembrandtlaan | onbekend | onbekend | 500 | 750 | 500 | 25130 | 25.13 | onbekend | 30 | 30 | 6 | zuid gem |  | 0 | Geen beoordeling | 0 | 7 | 0. | 0. | 0. | 0. | 25130 | 0 |  | 0 |  | 7974.46 |  | B7-39 | 1da5302a0e61455e9190cf7fdf4e3353
rd_pipe | 20160915 | 436adb7cc2bd4740a998a60945b056f1 | 06_260010 | 06_260028 | 1 | 0 | hoofdriool | gemengd | 1993 | 1993 | pvc | rond | onbekend | zand | op staal | 5300 | 5350 | onbekend | 17701 | rembrandtlaan | onbekend | onbekend | 315 | 315 | 315 | 11510 | 11.51 | onbekend | 4 | 4 | 6 | zuid gem | 20121204 | 2082 | Z.s.m. onderhoud | 0 | 7 | 0. | 0. | 0. | 0. | 11510 | 0 |  | 0 |  | 1705.00 |  | B7-39 | 436adb7cc2bd4740a998a60945b056f1
rd_pipe | 20160915 | 502a4e713984410c8693ceffe309ccb9 | 06_260011 | 06_260012 | 1 | 0 | hoofdriool | gemengd | 1950 | 1950 | beton | ei | rubber ring | zand | op staal | 4660 | 4640 | onbekend | 17701 | rembrandtlaan | onbekend | onbekend | 500 | 750 | 500 | 24850 | 24.85 | onbekend | 30 | 30 | 6 | zuid gem |  | 0 | Geen beoordeling | 0 | 7 | 0. | 0. | 0. | 0. | 24850 | 0 |  | 0 |  | 7822.92 |  | B7-39 | 502a4e713984410c8693ceffe309ccb9
rd_pipe | 20160915 | b0b8b45df34d412a9e2143ce1f65d7da | 06_260012 | 06_260013 | 1 | 0 | hoofdriool | gemengd | 1950 | 1950 | beton | ei | rubber ring | zand | op staal | 4640 | 4630 | onbekend | 17701 | rembrandtlaan | onbekend | onbekend | 500 | 750 | 500 | 24950 | 24.95 | onbekend | 30 | 30 | 6 | zuid gem |  | 0 | Geen beoordeling | 0 | 7 | 0. | 0. | 0. | 0. | 24950 | 0 |  | 0 |  | 7791.47 |  | B7-39 | b0b8b45df34d412a9e2143ce1f65d7da
rd_pipe | 20160915 | a02f944fbe394194a14fb8d2dd0d86dd | 06_260013 | 06_260014 | 1 | 0 | hoofdriool | gemengd | 1950 | 1950 | beton | ei | rubber ring | zand | op staal | 4630 | 4610 | onbekend | 17701 | rembrandtlaan | onbekend | onbekend | 500 | 750 | 500 | 26880 | 26.88 | onbekend | 30 | 30 | 6 | zuid gem |  | 0 | Geen beoordeling | 0 | 7 | 0. | 0. | 0. | 0. | 26880 | 0 |  | 0 |  | 8360.29 |  | B7-39 | a02f944fbe394194a14fb8d2dd0d86dd
rd_pipe | 20160915 | 2d9cfd8b955e4663800f050284cc5418 | 06_260013 | 06_260030 | 1 | 0 | hoofdriool | gemengd | 1993 | 1993 | pvc | rond | onbekend | zand | op staal | 4950 | 5000 | onbekend | 17701 | rembrandtlaan | onbekend | onbekend | 400 | 400 | 400 | 24010 | 24.01 | onbekend | 4 | 4 | 6 | zuid gem | 20121204 | 2082 | Geen maatregel | 0 | 7 | 0. | 0. | 0. | 0. | 24010 | 0 |  | 0 |  | 3578.14 |  | B7-39 | 2d9cfd8b955e4663800f050284cc5418
rd_pipe | 20160915 | fcdf0b10291e4f67bdf6e69b28ffd797 | 06_260014 | 06_260015 | 1 | 0 | hoofdriool | gemengd | 1950 | 1950 | beton | ei | rubber ring | zand | op staal | 4610 | 4600 | onbekend | 17701 | rembrandtlaan | onbekend | onbekend | 500 | 750 | 500 | 26730 | 26.73 | onbekend | 30 | 30 | 6 | zuid gem |  | 0 | Geen beoordeling | 0 | 7 | 0. | 0. | 0. | 0. | 26730 | 0 |  | 0 |  | 8324.87 |  | B7-39 | fcdf0b10291e4f67bdf6e69b28ffd797
rd_pipe | 20160915 | a7136f590729456e8f1bb2524e941503 | 06_260015 | 06_260016 | 1 | 0 | hoofdriool | gemengd | 1950 | 1950 | beton | ei | rubber ring | zand | op staal | 4600 | 4580 | onbekend | 17701 | rembrandtlaan | onbekend | onbekend | 500 | 750 | 500 | 26630 | 26.63 | onbekend | 30 | 30 | 6 | zuid gem |  | 0 | Geen beoordeling | 0 | 7 | 0. | 0. | 0. | 0. | 26630 | 0 |  | 0 |  | 8304.92 |  | B7-39 | a7136f590729456e8f1bb2524e941503
rd_pipe | 20160915 | 3dcd90f0d2fe4ca7903250ac3008d9c3 | 06_260015 | 06_260032 | 1 | 0 | hoofdriool | gemengd | 1993 | 1993 | pvc | rond | onbekend | zand | op staal | 4950 | 5000 | onbekend | 17701 | rembrandtlaan | onbekend | onbekend | 400 | 400 | 400 | 25320 | 25.32 | onbekend | 4 | 4 | 6 | zuid gem | 20121204 | 2082 | Geen maatregel | 0 | 7 | 0. | 0. | 0. | 0. | 25320 | 0 |  | 0 |  | 3769.99 |  | B7-39 | 3dcd90f0d2fe4ca7903250ac3008d9c3
rd_pipe | 20160915 | a1c9f21ce25941119a490ab793cfdb0f | 06_260018 | 06_260019 | 1 | 0 | hoofdriool | gemengd | 1954 | 1954 | beton | ei | rubber ring | zand | op staal | 4440 | 4420 | onbekend | 17701 | rembrandtlaan | onbekend | onbekend | 500 | 750 | 500 | 18630 | 18.63 | onbekend | 30 | 30 | 6 | zuid gem |  | 0 | Geen beoordeling | 0 | 7 | 0. | 0. | 0. | 0. | 18630 | 0 |  | 0 |  | 5919.66 |  | B7-39 | a1c9f21ce25941119a490ab793cfdb0f
rd_pipe | 20160915 | e14af15a08a642bc975dad757e3b3088 | 06_260019 | 06_260020 | 1 | 0 | hoofdriool | gemengd | 1954 | 1954 | beton | ei | rubber ring | zand | op staal | 4420 | 4390 | onbekend | 17701 | rembrandtlaan | onbekend | onbekend | 500 | 750 | 500 | 20490 | 20.49 | onbekend | 30 | 30 | 6 | zuid gem |  | 0 | Geen beoordeling | 0 | 7 | 0. | 0. | 0. | 0. | 20490 | 0 |  | 0 |  | 6527.90 |  | B7-39 | e14af15a08a642bc975dad757e3b3088
rd_pipe | 20160915 | 7c6e36737b0545a7afb151f88fdb1ec0 | 06_260020 | 06_260021 | 1 | 0 | hoofdriool | gemengd | 1954 | 1954 | beton | ei | rubber ring | zand | op staal | 4390 | 4370 | onbekend | 17701 | rembrandtlaan | onbekend | onbekend | 500 | 750 | 500 | 19300 | 19.3 | onbekend | 30 | 30 | 6 | zuid gem |  | 0 | Geen beoordeling | 0 | 7 | 0. | 0. | 0. | 0. | 19300 | 0 |  | 0 |  | 6165.01 |  | B7-39 | 7c6e36737b0545a7afb151f88fdb1ec0
rd_pipe | 20160915 | 7559f9764b494aa9a389f1bcee486302 | 06_260021 | 06_260022 | 1 | 0 | hoofdriool | gemengd | 1954 | 1954 | beton | ei | rubber ring | zand | op staal | 4370 | 4350 | onbekend | 17701 | rembrandtlaan | onbekend | onbekend | 600 | 900 | 600 | 24510 | 24.51 | onbekend | 30 | 30 | 6 | zuid gem |  | 0 | Geen beoordeling | 0 | 7 | 0. | 0. | 0. | 0. | 24510 | 0 |  | 0 |  | 8599.33 |  | B7-39 | 7559f9764b494aa9a389f1bcee486302
rd_pipe | 20160915 | 37b9248ba49149548fdc925ba90fb0f5 | 06_260021 | 06_260036 | 1 | 0 | hoofdriool | gemengd | 1991 | 1991 | pvc | rond | onbekend | zand | op staal | 4370 | 4370 | onbekend | 17701 | rembrandtlaan | onbekend | onbekend | 315 | 315 | 315 | 10550 | 10.55 | onbekend | 4 | 4 | 6 | zuid gem | 20090824 | 2079 | Geen maatregel | 0 | 7 | 0. | 0. | 0. | 0. | 10550 | 0 |  | 0 |  | 1745.47 |  | B7-39 | 37b9248ba49149548fdc925ba90fb0f5
rd_pipe | 20160915 | 1b9e69cd173f4f5c95e73fcd1f2f7d1d | 06_260022 | 06_260023 | 1 | 0 | hoofdriool | gemengd | 1954 | 1954 | beton | ei | rubber ring | zand | op staal | 4350 | 4320 | onbekend | 17701 | rembrandtlaan | onbekend | onbekend | 600 | 900 | 600 | 25550 | 25.55 | onbekend | 30 | 30 | 6 | zuid gem |  | 0 | Geen beoordeling | 0 | 7 | 0. | 0. | 0. | 0. | 25550 | 0 |  | 0 |  | 8984.59 |  | B7-39 | 1b9e69cd173f4f5c95e73fcd1f2f7d1d
rd_pipe | 20160915 | a44f4794d3734a2fbf198f2b72d10da2 | 06_260023 | 06_260024 | 1 | 0 | hoofdriool | gemengd | 1954 | 1954 | beton | ei | rubber ring | zand | op staal | 4320 | 4300 | onbekend | 17701 | rembrandtlaan | onbekend | onbekend | 600 | 900 | 600 | 24510 | 24.51 | onbekend | 30 | 30 | 6 | zuid gem |  | 0 | Geen beoordeling | 0 | 7 | 0. | 0. | 0. | 0. | 24510 | 0 |  | 0 |  | 8633.54 |  | B7-39 | a44f4794d3734a2fbf198f2b72d10da2
rd_pipe | 20160915 | 81c3608ded7f44f1ab38e29d9b507250 | 06_260024 | 06_260025 | 1 | 0 | hoofdriool | gemengd | 1954 | 1954 | beton | ei | rubber ring | zand | op staal | 4300 | 4270 | onbekend | 17701 | rembrandtlaan | onbekend | onbekend | 600 | 900 | 600 | 27570 | 27.57 | onbekend | 30 | 30 | 6 | zuid gem |  | 0 | Geen beoordeling | 0 | 7 | 0. | 0. | 0. | 0. | 27570 | 0 |  | 0 |  | 9733.39 |  | B7-39 | 81c3608ded7f44f1ab38e29d9b507250
rd_pipe | 20160915 | 3a4ad0e0350a444facba61854ef6db07 | 06_260024 | 06_260038 | 1 | 0 | hoofdriool | gemengd | 1991 | 1991 | pvc | rond | onbekend | zand | op staal | 4600 | 4600 | onbekend | 17701 | rembrandtlaan | onbekend | onbekend | 315 | 315 | 315 | 12220 | 12.22 | onbekend | 4 | 4 | 6 | zuid gem | 20121129 | 2082 | Geen maatregel | 0 | 7 | 0. | 0. | 0. | 0. | 12220 | 0 |  | 0 |  | 2021.77 |  | B7-39 | 3a4ad0e0350a444facba61854ef6db07
rd_pipe | 20160915 | a3eb1995ad8b412eaaac0a7340d67a01 | 06_260025 | 06_260026 | 1 | 0 | hoofdriool | gemengd | 1954 | 1954 | beton | ei | rubber ring | zand | op staal | 4270 | 4240 | onbekend | 17701 | rembrandtlaan | onbekend | onbekend | 600 | 900 | 600 | 26620 | 26.62 | onbekend | 30 | 30 | 6 | zuid gem |  | 0 | Geen beoordeling | 0 | 7 | 0. | 0. | 0. | 0. | 26620 | 0 |  | 0 |  | 9424.54 |  | B7-39 | a3eb1995ad8b412eaaac0a7340d67a01
rd_pipe | 20160915 | 28826e0d2e6146df81fca2ff87ac63c5 | 06_260026 | 06_260027 | 1 | 0 | hoofdriool | gemengd | 1954 | 1954 | beton | ei | rubber ring | zand | op staal | 4240 | 4200 | onbekend | 17701 | rembrandtlaan | onbekend | onbekend | 600 | 900 | 600 | 15380 | 15.38 | onbekend | 30 | 30 | 6 | zuid gem |  | 0 | Geen beoordeling | 0 | 7 | 0. | 0. | 0. | 0. | 15380 | 0 |  | 0 |  | 5481.92 |  | B7-39 | 28826e0d2e6146df81fca2ff87ac63c5
rd_pipe | 20160915 | 05c1d4673fc74d27b532d1fc2d232aed | 06_260027 | 06_260039 | 1 | 0 | hoofdriool | gemengd | 1993 | 1993 | pvc | rond | onbekend | zand | op staal | 4850 | 4920 | onbekend | 17701 | rembrandtlaan | onbekend | onbekend | 315 | 315 | 315 | 33330 | 33.33 | onbekend | 4 | 4 | 6 | zuid gem |  | 0 | Geen beoordeling | 0 | 7 | 0. | 0. | 0. | 0. | 33330 | 0 |  | 0 |  | 5514.38 |  | B7-39 | 05c1d4673fc74d27b532d1fc2d232aed
rd_pipe | 20160915 | 7c4d35cb5ca443ef84d77881164761cc | 06_260027 | 06_261001 | 1 | 0 | hoofdriool | gemengd | 1954 | 1954 | beton | ei | rubber ring | zand | op staal | 4200 | 4120 | onbekend | 17701 | rembrandtlaan | onbekend | onbekend | 600 | 900 | 600 | 29420 | 29.42 | onbekend | 30 | 30 | 6 | zuid gem |  | 0 | Geen beoordeling | 0 | 7 | 0. | 0. | 0. | 0. | 29420 | 0 |  | 0 |  | 10679.78 |  | B7-39 | 7c4d35cb5ca443ef84d77881164761cc
rd_pipe | 20160915 | 0f59fd7369874593919facf106e60511 | 06_260028 | 06_260029 | 1 | 0 | hoofdriool | gemengd | 1993 | 1993 | pvc | rond | onbekend | zand | op staal | 5350 | 5270 | onbekend | 17701 | rembrandtlaan | onbekend | onbekend | 315 | 315 | 315 | 28520 | 28.52 | onbekend | 4 | 4 | 6 | zuid gem | 20121204 | 2082 | Geen maatregel | 0 | 7 | 0. | 0. | 0. | 0. | 28520 | 0 |  | 0 |  | 4179.13 |  | B7-39 | 0f59fd7369874593919facf106e60511
rd_pipe | 20160915 | c447f18dbb31482a85c750a05e0833d9 | 06_260029 | 06_260030 | 1 | 0 | hoofdriool | gemengd | 1993 | 1993 | pvc | rond | onbekend | zand | op staal | 5270 | 5200 | onbekend | 17701 | rembrandtlaan | onbekend | onbekend | 315 | 315 | 315 | 23680 | 23.68 | onbekend | 4 | 4 | 6 | zuid gem | 20121204 | 2082 | In10jr inspectie | 0 | 7 | 0. | 0. | 0. | 0. | 23680 | 0 |  | 0 |  | 3454.14 |  | B7-39 | c447f18dbb31482a85c750a05e0833d9
rd_pipe | 20160915 | 3a3603a7c369443bbeb9838bfce4999d | 06_260030 | 06_260031 | 1 | 0 | hoofdriool | gemengd | 1993 | 1993 | pvc | rond | onbekend | zand | op staal | 5200 | 5130 | onbekend | 17701 | rembrandtlaan | onbekend | onbekend | 315 | 315 | 315 | 27480 | 27.48 | onbekend | 4 | 4 | 6 | zuid gem | 20121203 | 2082 | Geen maatregel | 0 | 7 | 0. | 0. | 0. | 0. | 27480 | 0 |  | 0 |  | 4059.68 |  | B7-39 | 3a3603a7c369443bbeb9838bfce4999d
rd_pipe | 20160915 | 56acad67ecfd434482ea4ae3eefd094b | 06_260031 | 06_260032 | 1 | 0 | hoofdriool | gemengd | 1993 | 1993 | pvc | rond | onbekend | zand | op staal | 5130 | 5050 | onbekend | 17701 | rembrandtlaan | onbekend | onbekend | 315 | 315 | 315 | 30880 | 30.88 | onbekend | 4 | 4 | 6 | zuid gem | 20121203 | 2082 | Geen maatregel | 0 | 7 | 0. | 0. | 0. | 0. | 30880 | 0 |  | 0 |  | 4623.67 |  | B7-39 | 56acad67ecfd434482ea4ae3eefd094b
rd_pipe | 20160915 | 3d81a6e70424415981cee6a1f6c81a6b | 06_260032 | 06_260033 | 1 | 0 | hoofdriool | gemengd | 1993 | 1993 | pvc | rond | onbekend | zand | op staal | 5100 | 5170 | onbekend | 17701 | rembrandtlaan | onbekend | onbekend | 315 | 315 | 315 | 29610 | 29.61 | onbekend | 4 | 4 | 6 | zuid gem | 20121204 | 2082 | Geen maatregel | 0 | 7 | 0. | 0. | 0. | 0. | 29610 | 0 |  | 0 |  | 4386.18 |  | B7-39 | 3d81a6e70424415981cee6a1f6c81a6b
rd_pipe | 20160915 | eb6a32e3da864a1e89f39baf73af7f68 | 06_260032 | 06_351001 | 1 | 0 | hoofdriool | gemengd | 1993 | 1993 | pvc | rond | onbekend | zand | op staal | 5000 | 5040 | onbekend | 23906 | jan vermeerstraat | onbekend | onbekend | 315 | 315 | 315 | 35750 | 35.75 | onbekend | 4 | 4 | 6 | zuid gem | 20121203 | 2082 | Geen maatregel | 0 | 7 | 0. | 0. | 0. | 0. | 35750 | 0 |  | 0 |  | 5410.00 |  | B7-39 | eb6a32e3da864a1e89f39baf73af7f68
rd_pipe | 20160915 | df5b47ab361c4839af49ad448b5f32ae | 06_260034 | 06_260035 | 1 | 0 | hoofdriool | gemengd | 1993 | 1993 | pvc | rond | onbekend | zand | op staal | 5150 | 5080 | onbekend | 17701 | rembrandtlaan | onbekend | onbekend | 315 | 315 | 315 | 30170 | 30.17 | onbekend | 4 | 4 | 6 | zuid gem |  | 0 | Geen beoordeling | 0 | 7 | 0. | 0. | 0. | 0. | 30170 | 0 |  | 0 |  | 4408.86 |  | B7-39 | df5b47ab361c4839af49ad448b5f32ae
rd_pipe | 20160915 | e1cd8b0c37eb46e3a9ef1c44cf86082b | 06_260035 | 06_260036 | 1 | 0 | hoofdriool | gemengd | 1993 | 1993 | pvc | rond | onbekend | zand | op staal | 5080 | 5000 | onbekend | 17701 | rembrandtlaan | onbekend | onbekend | 315 | 315 | 315 | 32700 | 32.7 | onbekend | 4 | 4 | 6 | zuid gem |  | 0 | Geen beoordeling | 0 | 7 | 0. | 0. | 0. | 0. | 32700 | 0 |  | 0 |  | 4843.91 |  | B7-39 | e1cd8b0c37eb46e3a9ef1c44cf86082b
rd_pipe | 20160915 | bc0c5393986840ee81f021715bc04833 | 06_260036 | 06_260037 | 1 | 0 | hoofdriool | gemengd | 1993 | 1993 | pvc | rond | onbekend | zand | op staal | 5000 | 5100 | onbekend | 17701 | rembrandtlaan | onbekend | onbekend | 315 | 315 | 315 | 38660 | 38.66 | onbekend | 4 | 4 | 6 | zuid gem |  | 0 | Geen beoordeling | 0 | 7 | 0. | 0. | 0. | 0. | 38660 | 0 |  | 0 |  | 5721.62 |  | B7-39 | bc0c5393986840ee81f021715bc04833
rd_pipe | 20160915 | a043c817ab3943729680e3e5f0ce51e8 | 06_260037 | 06_260038 | 1 | 0 | hoofdriool | gemengd | 1993 | 1993 | pvc | rond | onbekend | zand | op staal | 5100 | 5000 | onbekend | 17701 | rembrandtlaan | onbekend | onbekend | 315 | 315 | 315 | 35570 | 35.57 | onbekend | 4 | 4 | 6 | zuid gem |  | 0 | Geen beoordeling | 0 | 7 | 0. | 0. | 0. | 0. | 35570 | 0 |  | 0 |  | 5269.05 |  | B7-39 | a043c817ab3943729680e3e5f0ce51e8
rd_pipe | 20160915 | 0f1c1da292a640a4b0d85ffeca8eca53 | 06_260038 | 06_260039 | 1 | 0 | hoofdriool | gemengd | 1993 | 1993 | pvc | rond | onbekend | zand | op staal | 5000 | 4920 | onbekend | 17701 | rembrandtlaan | onbekend | onbekend | 315 | 315 | 315 | 29820 | 29.82 | onbekend | 4 | 4 | 6 | zuid gem |  | 0 | Geen beoordeling | 0 | 7 | 0. | 0. | 0. | 0. | 29820 | 0 |  | 0 |  | 4488.79 |  | B7-39 | 0f1c1da292a640a4b0d85ffeca8eca53
rd_pipe | 20160915 | 413ecb5453c442cb9c8f5d9ce97ca1cb | 06_260038 | 06_275001 | 1 | 0 | hoofdriool | gemengd | 1991 | 1991 | pvc | rond | onbekend | zand | op staal | 4630 | 4700 | onbekend | 18805 | jacob van ruysdaelstraat | onbekend | onbekend | 315 | 315 | 315 | 28540 | 28.54 | onbekend | 4 | 4 | 6 | zuid gem | 20121129 | 2082 | Geen maatregel | 0 | 7 | 0. | 0. | 0. | 0. | 28540 | 0 |  | 0 |  | 4721.88 |  | B7-39 | 413ecb5453c442cb9c8f5d9ce97ca1cb
rd_pipe | 20160915 | fe3a02faf31447b5b3eb4d8754b24589 | 06_260038 | 06_275004 | 1 | 0 | hoofdriool | gemengd | 1991 | 1991 | pvc | rond | onbekend | zand | op staal | 5250 | 5300 | onbekend | 18805 | jacob van ruysdaelstraat | onbekend | onbekend | 200 | 200 | 200 | 14010 | 14.01 | onbekend | 4 | 4 | 6 | zuid gem | 20121212 | 2082 | Geen maatregel | 0 | 7 | 0. | 0. | 0. | 0. | 14010 | 0 |  | 0 |  | 2028.23 |  | B7-39 | fe3a02faf31447b5b3eb4d8754b24589
rd_pipe | 20160915 | d9e6a45792e240bca57973cfee3a078a | 06_260040 | 06_260041 | 1 | 0 | hoofdriool | gemengd | 1980 | 1980 | pvc | rond | onbekend | zand | op staal | 5500 | 5410 | onbekend | 17701 | rembrandtlaan | onbekend | onbekend | 200 | 200 | 200 | 16910 | 16.91 | onbekend | 4 | 4 | 6 | zuid gem | 20120828 | 2012 | Z.s.m. vervangen | 0 | 7 | 0. | 0. | 0. | 0. | 16910 | 0 |  | 0 |  | 2524.64 |  | C8-46 | d9e6a45792e240bca57973cfee3a078a
rd_pipe | 20160915 | 05ca27593979454b9eb957cfd6170305 | 06_260041 | 06_260042 | 1 | 0 | hoofdriool | gemengd | 1980 | 1980 | pvc | rond | onbekend | zand | op staal | 5410 | 5320 | onbekend | 17701 | rembrandtlaan | onbekend | onbekend | 200 | 200 | 200 | 18710 | 18.71 | onbekend | 4 | 4 | 6 | zuid gem | 20120828 | 2082 | Geen maatregel | 0 | 7 | 0. | 0. | 0. | 0. | 18710 | 0 |  | 0 |  | 2838.24 |  | C8-46 | 05ca27593979454b9eb957cfd6170305
rd_pipe | 20160915 | dd928ca23f9148a38497f5707c60a5ca | 06_260043 | 06_260044 | 1 | 0 | hoofdriool | gemengd | 1980 | 1980 | pvc | rond | onbekend | zand | op staal | 5700 | 5560 | onbekend | 17701 | rembrandtlaan | onbekend | onbekend | 200 | 200 | 200 | 25140 | 25.14 | onbekend | 4 | 4 | 6 | zuid gem | 20120828 | 2082 | Geen maatregel | 0 | 7 | 0. | 0. | 0. | 0. | 25140 | 0 |  | 0 |  | 3636.17 |  | C8-46 | dd928ca23f9148a38497f5707c60a5ca
rd_pipe | 20160915 | e696a0e209a9446ead7ceb2304084c1f | 06_260044 | 06_260045 | 1 | 0 | hoofdriool | gemengd | 1980 | 1980 | pvc | rond | onbekend | zand | op staal | 5560 | 5410 | onbekend | 17701 | rembrandtlaan | onbekend | onbekend | 200 | 200 | 200 | 24910 | 24.91 | onbekend | 4 | 4 | 6 | zuid gem | 20120828 | 2082 | Geen maatregel | 0 | 7 | 0. | 0. | 0. | 0. | 24910 | 0 |  | 0 |  | 3699.13 |  | C8-46 | e696a0e209a9446ead7ceb2304084c1f
rd_pipe | 20160915 | b3ef2f62834c4af9bf0fecf4d66762af | 06_260045 | 06_260046 | 1 | 0 | hoofdriool | gemengd | 1980 | 1980 | pvc | rond | onbekend | zand | op staal | 5410 | 5310 | onbekend | 17701 | rembrandtlaan | onbekend | onbekend | 200 | 200 | 200 | 25100 | 25.1 | onbekend | 4 | 4 | 6 | zuid gem | 20120828 | 2082 | Geen maatregel | 0 | 7 | 0. | 0. | 0. | 0. | 25100 | 0 |  | 0 |  | 3810.92 |  | C7-40 | b3ef2f62834c4af9bf0fecf4d66762af
rd_pipe | 20160915 | 0931f27fb32f42d59c2f8296f9fa7702 | 06_260046 | 06_260047 | 1 | 0 | hoofdriool | gemengd | 1980 | 1980 | pvc | rond | onbekend | zand | op staal | 5310 | 5200 | onbekend | 17701 | rembrandtlaan | onbekend | onbekend | 200 | 200 | 200 | 25090 | 25.09 | onbekend | 4 | 4 | 6 | zuid gem | 20120828 | 2082 | Geen maatregel | 0 | 7 | 0. | 0. | 0. | 0. | 25090 | 0 |  | 0 |  | 3879.59 |  | C7-40 | 0931f27fb32f42d59c2f8296f9fa7702
rd_pipe | 20160915 | e9b978076d0c4eb99ec05700900e8f99 | 06_260047 | 06_260049 | 1 | 0 | hoofdriool | gemengd | 1980 | 1980 | pvc | rond | onbekend | zand | op staal | 5200 | 4920 | onbekend | 17701 | rembrandtlaan | onbekend | onbekend | 200 | 200 | 200 | 7700 | 7.7 | onbekend | 4 | 4 | 6 | zuid gem | 20120828 | 2082 | Geen maatregel | 0 | 7 | 0. | 0. | 0. | 0. | 7700 | 0 |  | 0 |  | 1294.22 |  | C7-40 | e9b978076d0c4eb99ec05700900e8f99
rd_pipe | 20160915 | 05b33b0227024a3f8dfec00cefd57ca2 | 06_260048 | 06_260049 | 1 | 0 | hoofdriool | gemengd | 1982 | 1982 | beton | rond | rubber ring | zand | op staal | 4200 | 4170 | onbekend | 17701 | rembrandtlaan | onbekend | onbekend | 1250 | 1250 | 1250 | 17100 | 17.1 | onbekend | 30 | 30 | 6 | zuid gem | 20120821 | 2082 | Geen maatregel | 0 | 7 | 0. | 0. | 0. | 0. | 17100 | 2 | inpectie&reiniging overtortriool rembrandtlaan/kas | 0 |  | 12159.42 |  | C7-40 | 05b33b0227024a3f8dfec00cefd57ca2
rd_pipe | 20160915 | 910fc30d1f1f4a54a09b0589970b0aa6 | 06_260049 | 03_550013 | 1 | 0 | hoofdriool | gemengd | 1997 | 1997 | beton | rond | rubber ring | zand | op staal | 4170 | 4130 | onbekend | 17701 | rembrandtlaan | onbekend | onbekend | 1250 | 1250 | 1250 | 43970 | 43.97 | onbekend | 30 | 30 | 6 | zuid gem | 20120821 | 2082 | Geen maatregel | 0 | 7 | 0. | 0. | 0. | 0. | 43970 | 2 | inpectie&reiniging overtortriool rembrandtlaan/kas | 0 |  | 30440.73 |  | B7-39 | 910fc30d1f1f4a54a09b0589970b0aa6
rd_pipe | 20160915 | 25c67bf58dda48c999bc577f7a0a540a | 06_260052 | 06_260053 | 1 | 0 | hoofdriool | gemengd | 1982 | 1982 | beton | rond | rubber ring | zand | op staal | 4490 | 4430 | onbekend | 17701 | rembrandtlaan | onbekend | onbekend | 800 | 800 | 800 | 40420 | 40.42 | onbekend | 30 | 30 | 6 | zuid gem | 20120820 | 2082 | Z.s.m. onderhoud | 0 | 7 | 0. | 0. | 0. | 0. | 40420 | 2 | inpectie&reiniging overtortriool rembrandtlaan/kas | 0 |  | 15334.64 |  | B7-39 | 25c67bf58dda48c999bc577f7a0a540a
rd_pipe | 20160915 | 951549c6f30c4cd8a048046234aa2fa4 | 06_260053 | 06_260054 | 1 | 0 | hoofdriool | gemengd | 1982 | 1982 | beton | rond | rubber ring | zand | op staal | 3950 | 3910 | onbekend | 17701 | rembrandtlaan | onbekend | onbekend | 1500 | 1500 | 1500 | 25260 | 25.26 | onbekend | 30 | 30 | 6 | zuid gem | 20120820 | 2082 | Geen maatregel | 0 | 7 | 0. | 0. | 0. | 0. | 25260 | 2 | inpectie&reiniging overtortriool rembrandtlaan/kas | 0 |  | 24433.83 |  | B7-39 | 951549c6f30c4cd8a048046234aa2fa4
rd_pipe | 20160915 | bdfb077fa8ad4b3a9e9d5238683940d5 | 06_260053 | 06_260056 | 1 | 0 | hoofdriool | gemengd | 1979 | 1979 | beton | rond | rubber ring | zand | op staal | 3830 | 3850 | onbekend | 17701 | rembrandtlaan | onbekend | onbekend | 1000 | 1000 | 1000 | 17990 | 17.99 | onbekend | 30 | 30 | 6 | zuid gem | 20120820 | 2082 | Geen maatregel | 0 | 7 | 0. | 0. | 0. | 0. | 17990 | 2 | inpectie&reiniging overtortriool rembrandtlaan/kas | 0 |  | 10007.28 |  | B7-39 | bdfb077fa8ad4b3a9e9d5238683940d5
rd_pipe | 20160915 | f8cc058ec50f408f9c5385e30b6afe42 | 06_260055 | 06_260056 | 1 | 0 | hoofdriool | gemengd | 1956 | 1956 | beton | rond | rubber ring | zand | op staal | 4310 | 3830 | onbekend | 17701 | rembrandtlaan | onbekend | onbekend | 1000 | 1000 | 1000 | 34080 | 34.08 | onbekend | 30 | 30 | 6 | zuid gem | 20120820 | 2057 | In10jr inspectie | 0 | 7 | 0. | 0. | 0. | 0. | 34080 | 2 | inpectie&reiniging overtortriool rembrandtlaan/kas | 0 |  | 17778.92 |  | B7-39 | f8cc058ec50f408f9c5385e30b6afe42
rd_pipe | 20160915 | d17b69706a334ae5a72dd37e59f9cfe5 | 06_26017 | 06_118001 | 1 | 0 | hoofdriool | gemengd | 1950 | 1950 | beton | ei | rubber ring | zand | op staal | 4520 | 4560 | onbekend | 8303 | frans halslaan | onbekend | onbekend | 800 | 1200 | 800 | 25140 | 25.14 | onbekend | 30 | 30 | 6 | zuid gem | 20090821 | 2054 | Z.s.m. repareren | 0 | 7 | 0. | 0. | 0. | 0. | 25140 | 0 |  | 0 |  | 11164.40 |  | B7-39 | d17b69706a334ae5a72dd37e59f9cfe5
rd_pipe | 20160915 | 16a944db29e248ab97bc24ef43de9640 | 06_26017 | 06_260016 | 1 | 0 | hoofdriool | gemengd | 1950 | 1950 | beton | ei | rubber ring | zand | op staal | 4560 | 4580 | onbekend | 17701 | rembrandtlaan | onbekend | onbekend | 500 | 750 | 500 | 27030 | 27.03 | onbekend | 30 | 30 | 6 | zuid gem |  | 0 | Geen beoordeling | 0 | 7 | 0. | 0. | 0. | 0. | 27030 | 0 |  | 0 |  | 8441.02 |  | B7-39 | 16a944db29e248ab97bc24ef43de9640
rd_pipe | 20160915 | 6c6cad3c482142a0b941caf0b9e5f86a | 06_26017 | 06_260018 | 1 | 0 | hoofdriool | gemengd | 1950 | 1950 | beton | ei | rubber ring | zand | op staal | 4470 | 4440 | onbekend | 17701 | rembrandtlaan | onbekend | onbekend | 500 | 750 | 500 | 24950 | 24.95 | onbekend | 30 | 30 | 6 | zuid gem |  | 0 | Geen beoordeling | 0 | 7 | 0. | 0. | 0. | 0. | 24950 | 0 |  | 0 |  | 7906.85 |  | B7-39 | 6c6cad3c482142a0b941caf0b9e5f86a
rd_pipe | 20160915 | 91372e3cae704f3fb87d7ea058925701 | 06_26017 | 06_260034 | 1 | 0 | hoofdriool | gemengd | 1954 | 1954 | gres | rond | onbekend | zand | op staal | 5250 | 5300 | onbekend | 17701 | rembrandtlaan | onbekend | onbekend | 250 | 250 | 250 | 21060 | 21.06 | onbekend | 5 | 5 | 6 | zuid gem |  | 0 | Geen beoordeling | 0 | 7 | 0. | 0. | 0. | 0. | 21060 | 0 |  | 0 |  | 4067.30 |  | B7-39 | 91372e3cae704f3fb87d7ea058925701
rd_pipe | 20160915 | be6d5436c58b4e9ea1a942885dc5609b | 06_26017 | 06_260052 | 1 | 0 | hoofdriool | gemengd | 1982 | 1982 | beton | rond | rubber ring | zand | op staal | 4520 | 4490 | onbekend | 17701 | rembrandtlaan | onbekend | onbekend | 800 | 800 | 800 | 21040 | 21.04 | onbekend | 30 | 30 | 6 | zuid gem | 20120820 | 2082 | Geen maatregel | 0 | 7 | 0. | 0. | 0. | 0. | 21040 | 2 | inpectie&reiniging overtortriool rembrandtlaan/kas | 0 |  | 7889.71 |  | B7-39 | be6d5436c58b4e9ea1a942885dc5609b
rd_pipe | 20160915 | 952fbd45e78c43d287da0096aaf156b1 | 06_26017 | 06_260055 | 1 | 0 | hoofdriool | gemengd | 1956 | 1956 | beton | rond | rubber ring | zand | op staal | 4520 | 4310 | onbekend | 17701 | rembrandtlaan | onbekend | onbekend | 1000 | 1000 | 1000 | 15430 | 15.43 | onbekend | 30 | 30 | 6 | zuid gem | 20120820 | 2057 | Geen maatregel | 0 | 7 | 0. | 0. | 0. | 0. | 15430 | 2 | inpectie&reiniging overtortriool rembrandtlaan/kas | 0 |  | 7230.21 |  | B7-39 | 952fbd45e78c43d287da0096aaf156b1
rd_pipe | 20160915 | 4f7ab1ff8f5648378b8f4c8557ceec35 | 06_261001 | 06_261002 | 1 | 0 | hoofdriool | gemengd | 1954 | 1954 | beton | ei | rubber ring | zand | op staal | 4120 | 4110 | onbekend | 17809 | rembrandtpark | onbekend | onbekend | 600 | 900 | 600 | 21510 | 21.51 | onbekend | 30 | 30 | 6 | zuid gem |  | 0 | Geen beoordeling | 0 | 7 | 0. | 0. | 0. | 0. | 21510 | 0 |  | 0 |  | 8347.64 |  | B7-39 | 4f7ab1ff8f5648378b8f4c8557ceec35
rd_pipe | 20160915 | a45d554a90834e91b1172ebe042e4a14 | 06_261002 | 06_261003 | 1 | 0 | hoofdriool | gemengd | 1954 | 1954 | beton | ei | rubber ring | zand | op staal | 4110 | 4100 | onbekend | 17809 | rembrandtpark | onbekend | onbekend | 600 | 900 | 600 | 21400 | 21.4 | onbekend | 30 | 30 | 6 | zuid gem |  | 0 | Geen beoordeling | 0 | 7 | 0. | 0. | 0. | 0. | 21400 | 0 |  | 0 |  | 7764.17 |  | B7-39 | a45d554a90834e91b1172ebe042e4a14
rd_pipe | 20160915 | 29f05df807d54c87baf102326b595fe8 | 06_261003 | 06_261004 | 1 | 0 | hoofdriool | gemengd | 1954 | 1954 | beton | ei | rubber ring | zand | op staal | 4070 | 4050 | onbekend | 17809 | rembrandtpark | onbekend | onbekend | 600 | 900 | 600 | 21350 | 21.35 | onbekend | 30 | 30 | 6 | zuid gem |  | 0 | Geen beoordeling | 0 | 7 | 0. | 0. | 0. | 0. | 21350 | 0 |  | 0 |  | 7720.49 |  | B7-39 | 29f05df807d54c87baf102326b595fe8
rd_pipe | 20160915 | 84f22ef49a5c4d2d8fe3aa81f7fcdd8d | 06_261003 | 06_261014 | 1 | 0 | hoofdriool | gemengd | 1994 | 1994 | pvc | rond | onbekend | zand | op staal | 4950 | 4990 | ontwerp | 17809 | rembrandtpark | onbekend | onbekend | 315 | 315 | 315 | 10400 | 10.4 | onbekend | 4 | 4 | 6 | zuid gem | 20121128 | 2082 | Geen maatregel | 0 | 7 | 0. | 0. | 0. | 0. | 10400 | 0 |  | 0 |  | 1573.82 |  | B7-39 | 84f22ef49a5c4d2d8fe3aa81f7fcdd8d
rd_pipe | 20160915 | 1d31bdb6484446c9871e1f088f232f43 | 06_261004 | 06_261005 | 1 | 0 | hoofdriool | gemengd | 1954 | 1954 | beton | ei | rubber ring | zand | op staal | 4050 | 4040 | onbekend | 17809 | rembrandtpark | onbekend | onbekend | 700 | 1050 | 700 | 20410 | 20.41 | onbekend | 30 | 30 | 6 | zuid gem |  | 0 | Geen beoordeling | 0 | 7 | 0. | 0. | 0. | 0. | 20410 | 0 |  | 0 |  | 8359.07 |  | B7-39 | 1d31bdb6484446c9871e1f088f232f43
rd_pipe | 20160915 | fc2e3db887ef4fd793ab9dbd81a77ec3 | 06_261005 | 06_261006 | 1 | 0 | hoofdriool | gemengd | 1954 | 1954 | beton | ei | rubber ring | zand | op staal | 4040 | 4030 | onbekend | 17809 | rembrandtpark | onbekend | onbekend | 700 | 1050 | 700 | 20250 | 20.25 | onbekend | 30 | 30 | 6 | zuid gem |  | 0 | Geen beoordeling | 0 | 7 | 0. | 0. | 0. | 0. | 20250 | 0 |  | 0 |  | 8303.00 |  | B7-39 | fc2e3db887ef4fd793ab9dbd81a77ec3
rd_pipe | 20160915 | 141f15d3cdca41908e73056961503e60 | 06_261006 | 06_261007 | 1 | 0 | hoofdriool | gemengd | 1954 | 1954 | beton | ei | rubber ring | zand | op staal | 4030 | 4020 | onbekend | 17809 | rembrandtpark | onbekend | onbekend | 700 | 1050 | 700 | 20360 | 20.36 | onbekend | 30 | 30 | 6 | zuid gem |  | 0 | Geen beoordeling | 0 | 7 | 0. | 0. | 0. | 0. | 20360 | 0 |  | 0 |  | 8357.63 |  | B7-39 | 141f15d3cdca41908e73056961503e60
rd_pipe | 20160915 | 503866baf4c04d3a8e4099bd38de1c6b | 06_261006 | 06_261017 | 1 | 0 | hoofdriool | gemengd | 1994 | 1994 | pvc | rond | onbekend | zand | op staal | 4970 | 4990 | ontwerp | 17809 | rembrandtpark | onbekend | onbekend | 315 | 315 | 315 | 8990 | 8.99 | onbekend | 4 | 4 | 6 | zuid gem | 20121128 | 2082 | Geen maatregel | 0 | 7 | 0. | 0. | 0. | 0. | 8990 | 0 |  | 0 |  | 1348.47 |  | B7-39 | 503866baf4c04d3a8e4099bd38de1c6b
rd_pipe | 20160915 | db2d4d9040a647ac8cd25c6e34245225 | 06_261007 | 06_261008 | 1 | 0 | hoofdriool | gemengd | 1954 | 1954 | beton | ei | rubber ring | zand | op staal | 4020 | 4000 | onbekend | 17809 | rembrandtpark | onbekend | onbekend | 700 | 1050 | 700 | 20350 | 20.35 | onbekend | 30 | 30 | 6 | zuid gem |  | 0 | Geen beoordeling | 0 | 7 | 0. | 0. | 0. | 0. | 20350 | 0 |  | 0 |  | 8367.79 |  | B7-39 | db2d4d9040a647ac8cd25c6e34245225
rd_pipe | 20160915 | cf5dd47d068a46c6a5225f7c98c3a5fd | 06_261008 | 06_261009 | 1 | 0 | hoofdriool | gemengd | 1955 | 1955 | beton | ei | rubber ring | zand | op staal | 4000 | 3980 | onbekend | 17809 | rembrandtpark | onbekend | onbekend | 700 | 1050 | 700 | 21230 | 21.23 | onbekend | 30 | 30 | 6 | zuid gem |  | 0 | Geen beoordeling | 0 | 7 | 0. | 0. | 0. | 0. | 21230 | 0 |  | 0 |  | 8749.50 |  | B7-39 | cf5dd47d068a46c6a5225f7c98c3a5fd
rd_pipe | 20160915 | 7e249e95152140f08983005fc74acdbc | 06_261009 | 06_261010 | 1 | 0 | hoofdriool | gemengd | 1955 | 1955 | beton | ei | rubber ring | zand | op staal | 3980 | 3960 | onbekend | 17809 | rembrandtpark | onbekend | onbekend | 700 | 1050 | 700 | 21300 | 21.3 | onbekend | 30 | 30 | 6 | zuid gem |  | 0 | Geen beoordeling | 0 | 7 | 0. | 0. | 0. | 0. | 21300 | 0 |  | 0 |  | 9240.53 |  | B7-39 | 7e249e95152140f08983005fc74acdbc
rd_pipe | 20160915 | 1e4ff8458f764d0691d2cefeb22796af | 06_261010 | 06_261011 | 1 | 0 | hoofdriool | gemengd | 1955 | 1955 | beton | ei | rubber ring | zand | op staal | 3960 | 3940 | onbekend | 17809 | rembrandtpark | onbekend | onbekend | 700 | 1050 | 700 | 29220 | 29.22 | onbekend | 30 | 30 | 6 | zuid gem |  | 0 | Geen beoordeling | 0 | 7 | 0. | 0. | 0. | 0. | 29220 | 0 |  | 0 |  | 12874.31 |  | B7-39 | 1e4ff8458f764d0691d2cefeb22796af
rd_pipe | 20160915 | de45eb17f79d439a8d16db113f0d433d | 06_261010 | 06_261020 | 1 | 0 | hoofdriool | gemengd | 1994 | 1994 | pvc | rond | onbekend | zand | op staal | 4940 | 4990 | ontwerp | 17809 | rembrandtpark | onbekend | onbekend | 315 | 315 | 315 | 16650 | 16.65 | onbekend | 4 | 4 | 6 | zuid gem | 20121128 | 2082 | Geen maatregel | 0 | 7 | 0. | 0. | 0. | 0. | 16650 | 0 |  | 0 |  | 2504.10 |  | B7-39 | de45eb17f79d439a8d16db113f0d433d
rd_pipe | 20160915 | 797ea6cdeda742cd9fc1257662448c68 | 06_261011 | 06_261012 | 1 | 0 | hoofdriool | gemengd | 1955 | 1955 | beton | ei | rubber ring | zand | op staal | 3940 | 3910 | onbekend | 17809 | rembrandtpark | onbekend | onbekend | 700 | 1050 | 700 | 30330 | 30.33 | onbekend | 30 | 30 | 6 | zuid gem |  | 0 | Geen beoordeling | 0 | 7 | 0. | 0. | 0. | 0. | 30330 | 0 |  | 0 |  | 13736.79 |  | B7-39 | 797ea6cdeda742cd9fc1257662448c68
rd_pipe | 20160915 | 90274937274f41878c7c23261fa8e48c | 06_261012 | 06_261023 | 1 | 0 | hoofdriool | gemengd | 1994 | 1994 | pvc | rond | onbekend | zand | op staal | 4920 | 4980 | onbekend | 17809 | rembrandtpark | onbekend | onbekend | 315 | 315 | 315 | 15530 | 15.53 | onbekend | 4 | 4 | 6 | zuid gem | 20121128 | 2082 | Geen maatregel | 0 | 7 | 0. | 0. | 0. | 0. | 15530 | 0 |  | 0 |  | 2569.40 |  | B7-39 | 90274937274f41878c7c23261fa8e48c
rd_pipe | 20160915 | 254b7608d8574fbabd25214477a6314a | 06_261014 | 06_261015 | 1 | 0 | hoofdriool | gemengd | 1994 | 1994 | pvc | rond | onbekend | zand | op staal | 4990 | 5060 | ontwerp | 17809 | rembrandtpark | onbekend | onbekend | 315 | 315 | 315 | 23250 | 23.25 | onbekend | 4 | 4 | 6 | zuid gem | 20121128 | 2082 | Geen maatregel | 0 | 7 | 0. | 0. | 0. | 0. | 23250 | 0 |  | 0 |  | 3521.49 |  | B7-39 | 254b7608d8574fbabd25214477a6314a
rd_pipe | 20160915 | 084e437acf4848948b71baf16566cdc2 | 06_261015 | 06_261016 | 1 | 0 | hoofdriool | gemengd | 1994 | 1994 | pvc | rond | onbekend | zand | op staal | 5060 | 5130 | ontwerp | 17809 | rembrandtpark | onbekend | onbekend | 315 | 315 | 315 | 24100 | 24.1 | onbekend | 4 | 4 | 6 | zuid gem | 20121128 | 2082 | Geen maatregel | 0 | 7 | 0. | 0. | 0. | 0. | 24100 | 0 |  | 0 |  | 3605.29 |  | B7-39 | 084e437acf4848948b71baf16566cdc2
rd_pipe | 20160915 | bf7dfc47ba424f74899273cdb9a91d4e | 06_261017 | 06_261018 | 1 | 0 | hoofdriool | gemengd | 1994 | 1994 | pvc | rond | onbekend | zand | op staal | 4990 | 5060 | ontwerp | 17809 | rembrandtpark | onbekend | onbekend | 315 | 315 | 315 | 23200 | 23.2 | onbekend | 4 | 4 | 6 | zuid gem | 20121128 | 2082 | Geen maatregel | 0 | 7 | 0. | 0. | 0. | 0. | 23200 | 0 |  | 0 |  | 3513.91 |  | B7-39 | bf7dfc47ba424f74899273cdb9a91d4e
rd_pipe | 20160915 | 79ce9f3d72d547b4a1cbc55732c43eb6 | 06_261018 | 06_261019 | 1 | 0 | hoofdriool | gemengd | 1994 | 1994 | pvc | rond | onbekend | zand | op staal | 5060 | 5140 | ontwerp | 17809 | rembrandtpark | onbekend | onbekend | 315 | 315 | 315 | 24170 | 24.17 | onbekend | 4 | 4 | 6 | zuid gem | 20121128 | 2082 | Geen maatregel | 0 | 7 | 0. | 0. | 0. | 0. | 24170 | 0 |  | 0 |  | 3612.54 |  | B7-39 | 79ce9f3d72d547b4a1cbc55732c43eb6
rd_pipe | 20160915 | 0954779e3a5541fc8bd1c3e36e67c3f6 | 06_261020 | 06_261021 | 1 | 0 | hoofdriool | gemengd | 1994 | 1994 | pvc | rond | onbekend | zand | op staal | 4990 | 5060 | ontwerp | 17809 | rembrandtpark | onbekend | onbekend | 315 | 315 | 315 | 23000 | 23 | onbekend | 4 | 4 | 6 | zuid gem | 20121128 | 2082 | Geen maatregel | 0 | 7 | 0. | 0. | 0. | 0. | 23000 | 0 |  | 0 |  | 3483.62 |  | B7-39 | 0954779e3a5541fc8bd1c3e36e67c3f6
rd_pipe | 20160915 | 51d06de2aa924b79a3e641f0d386861a | 06_261021 | 06_261022 | 1 | 0 | hoofdriool | gemengd | 1994 | 1994 | pvc | rond | onbekend | zand | op staal | 5060 | 5130 | ontwerp | 17809 | rembrandtpark | onbekend | onbekend | 315 | 315 | 315 | 22690 | 22.69 | onbekend | 4 | 4 | 6 | zuid gem | 20121128 | 2082 | Geen maatregel | 0 | 7 | 0. | 0. | 0. | 0. | 22690 | 0 |  | 0 |  | 3394.36 |  | B7-39 | 51d06de2aa924b79a3e641f0d386861a
rd_pipe | 20160915 | fbf1ed7c87234869a048e5ca300cd24e | 06_261023 | 06_261025 | 1 | 0 | hoofdriool | gemengd | 1994 | 1994 | pvc | rond | onbekend | onbekend | op staal | 4980 | 5030 | onbekend | 17809 | rembrandtpark | onbekend | onbekend | 315 | 315 | 315 | 20180 | 20.18 | onbekend | 4 | 4 | 6 | zuid gem | 20121128 | 2082 | Geen maatregel | 0 | 7 | 0. | 0. | 0. | 0. | 20180 | 0 |  | 0 |  | 3067.25 |  | onbekend | fbf1ed7c87234869a048e5ca300cd24e
rd_pipe | 20160915 | 09e549460da54ebfac46b2d3836e5e7a | 06_261024 | 06_270001 | 1 | 0 | hoofdriool | gemengd | 1994 | 1994 | pvc | rond | onbekend | zand | op staal | 4840 | 4780 | onbekend | 17809 | rembrandtpark | onbekend | onbekend | 315 | 315 | 315 | 19420 | 19.42 | onbekend | 4 | 4 | 6 | zuid gem | 20121128 | 2082 | Geen maatregel | 0 | 7 | 0. | 0. | 0. | 0. | 19420 | 0 |  | 0 |  | 3213.00 |  | B7-39 | 09e549460da54ebfac46b2d3836e5e7a
rd_pipe | 20160915 | 40a6fe201ff0401aacf37c4118cc5178 | 06_261024 | 06_326016 | 1 | 0 | hoofdriool | gemengd | 1994 | 1994 | pvc | rond | onbekend | zand | op staal | 4840 | 4890 | onbekend | 17809 | rembrandtpark | onbekend | onbekend | 315 | 315 | 315 | 17870 | 17.87 | onbekend | 4 | 4 | 6 | zuid gem | 20121128 | 2082 | Z.s.m. onderhoud | 0 | 7 | 0. | 0. | 0. | 0. | 17870 | 0 |  | 0 |  | 2956.55 |  | B7-39 | 40a6fe201ff0401aacf37c4118cc5178
rd_pipe | 20160915 | b24239cbaefd4dc9858e13fc83d090fc | 06_261025 | 06_261024 | 1 | 0 | hoofdriool | gemengd | 1994 | 1994 | pvc | rond | onbekend | onbekend | op staal | 5030 | 5080 | onbekend | 17809 | rembrandtpark | onbekend | onbekend | 315 | 315 | 315 | 19400 | 19.4 | onbekend | 4 | 4 | 6 | zuid gem | 20121128 | 2082 | Geen maatregel | 0 | 7 | 0. | 0. | 0. | 0. | 19400 | 0 |  | 0 |  | 2922.85 |  | onbekend | b24239cbaefd4dc9858e13fc83d090fc
rd_pipe | 20160915 | 6827cb1519254276a087a2a56a752954 | 06_270001 | 06_270002 | 1 | 0 | hoofdriool | gemengd | 1955 | 1955 | beton | ei | rubber ring | zand | op staal | 3870 | 3860 | onbekend | 18406 | rondwg-west | onbekend | onbekend | 800 | 1200 | 800 | 45410 | 45.41 | onbekend | 30 | 30 | 6 | zuid gem | 20161107 | 2061 | In10jr inspectie | 0 | 7 | 0. | 0. | 0. | 0. | 45410 | 0 |  | 0 |  | 25492.52 |  | B7-39 | 6827cb1519254276a087a2a56a752954
rd_pipe | 20160915 | 60dcc04e01ea45eabfc460463eba0154 | 06_270002 | 06_270003 | 1 | 0 | hoofdriool | gemengd | 1963 | 1963 | beton | ei | rubber ring | zand | op staal | 3860 | 3850 | onbekend | 18406 | rondwg-west | onbekend | onbekend | 800 | 1200 | 800 | 66480 | 66.48 | onbekend | 30 | 30 | 6 | zuid gem | 20161107 | 2061 | Geen maatregel | 0 | 7 | 0. | 0. | 0. | 0. | 66480 | 0 |  | 0 |  | 38431.17 |  | B6-33 | 60dcc04e01ea45eabfc460463eba0154
rd_pipe | 20160915 | 53faf0f2be1143958bf828189de70df4 | 06_270003 | 06_270004 | 1 | 0 | hoofdriool | gemengd | 1963 | 1963 | beton | rond | rubber ring | zand | op staal | 3850 | 3830 | onbekend | 18406 | rondwg-west | onbekend | onbekend | 1500 | 1500 | 1500 | 51900 | 51.9 | onbekend | 30 | 30 | 6 | zuid gem | 20161107 | 2086 | Geen maatregel | 0 | 7 | 0. | 0. | 0. | 0. | 51900 | 0 |  | 0 |  | 57351.04 |  | B6-33 | 53faf0f2be1143958bf828189de70df4
rd_pipe | 20160915 | 7cedcd1396f74c19853db817d15be63d | 06_27001 | 06_155002 | 1 | 0 | hoofdriool | gemengd | 1991 | 1991 | beton | rond | rubber ring | zand | op staal | 5500 | 5500 | onbekend | 1902 | binnenronde | onbekend | onbekend | 300 | 300 | 130 | 9520 | 9.52 | onbekend | 30 | 30 | 6 | zuid gem | 20121120 | 2082 | Z.s.m. repareren | 0 | 7 | 0. | 0. | 0. | 0. | 9520 | 0 |  | 0 |  | 2181.98 |  | B8-45 | 7cedcd1396f74c19853db817d15be63d
rd_pipe | 20160915 | 123415d7bd4f41a2bcfe57b6809b45d3 | 06_27019 | 06_155004 | 1 | 0 | hoofdriool | gemengd | 1991 | 1991 | beton | rond | rubber ring | zand | op staal | 5600 | 5600 | onbekend | 1902 | binnenronde | onbekend | onbekend | 300 | 300 | 130 | 9530 | 9.53 | onbekend | 30 | 30 | 6 | zuid gem | 20121119 | 2082 | Geen maatregel | 0 | 7 | 0. | 0. | 0. | 0. | 9530 | 0 |  | 0 |  | 2204.29 |  | B8-45 | 123415d7bd4f41a2bcfe57b6809b45d3
rd_pipe | 20160915 | d896ae3a4b314319966158a1327eca30 | 06_273001 | 06_273002 | 1 | 0 | hoofdriool | gemengd | 1998 | 1998 | beton | rond | rubber ring | zand | op staal | 5280 | 5330 | onbekend | 18600 | petrus paulus rubensstr | onbekend | onbekend | 400 | 400 | 400 | 24830 | 24.83 | onbekend | 30 | 30 | 6 | zuid gem | 20121121 | 2082 | Geen maatregel | 0 | 7 | 0. | 0. | 0. | 0. | 24830 | 0 |  | 0 |  | 6147.10 |  | B8-45 | d896ae3a4b314319966158a1327eca30
rd_pipe | 20160915 | 946b9a49c1f3443b92b9f3bc94bd4b1e | 06_273002 | 06_273003 | 1 | 0 | hoofdriool | gemengd | 1998 | 1998 | beton | rond | rubber ring | zand | op staal | 5330 | 5390 | ontwerp | 18600 | petrus paulus rubensstr | onbekend | onbekend | 400 | 400 | 400 | 21580 | 21.58 | onbekend | 30 | 30 | 6 | zuid gem | 20121121 | 2082 | Geen maatregel | 0 | 7 | 0. | 0. | 0. | 0. | 21580 | 0 |  | 0 |  | 5321.73 |  | B8-45 | 946b9a49c1f3443b92b9f3bc94bd4b1e
rd_pipe | 20160915 | 19de9cafee5c469e9b4236fd6d2e9667 | 06_273003 | 06_273004 | 1 | 0 | hoofdriool | gemengd | 1998 | 1998 | beton | rond | rubber ring | zand | op staal | 5390 | 5440 | ontwerp | 18600 | petrus paulus rubensstr | onbekend | onbekend | 400 | 400 | 400 | 20240 | 20.24 | onbekend | 30 | 30 | 6 | zuid gem | 20121121 | 2082 | Z.s.m. repareren | 0 | 7 | 0. | 0. | 0. | 0. | 20240 | 0 |  | 0 |  | 4978.28 |  | B8-45 | 19de9cafee5c469e9b4236fd6d2e9667
rd_pipe | 20160915 | 3ec4586a6e684a5292d42dc9a1c8f8c3 | 06_273003 | 06_327007 | 1 | 0 | hoofdriool | gemengd | 1998 | 1998 | beton | rond | rubber ring | zand | op staal | 5550 | 5500 | ontwerp | 22403 | gerard terborchstraat | onbekend | onbekend | 300 | 300 | 300 | 22220 | 22.22 | onbekend | 30 | 30 | 6 | zuid gem | 20121121 | 2082 | Z.s.m. repareren | 0 | 7 | 0. | 0. | 0. | 0. | 22220 | 0 |  | 0 |  | 4591.74 |  | B8-45 | 3ec4586a6e684a5292d42dc9a1c8f8c3
rd_pipe | 20160915 | 830db97ece2841ffad6d8def311fffcd | 06_273004 | 06_273005 | 1 | 0 | hoofdriool | gemengd | 1998 | 1998 | beton | rond | rubber ring | zand | op staal | 5440 | 5500 | ontwerp | 18600 | petrus paulus rubensstr | onbekend | onbekend | 400 | 400 | 400 | 18160 | 18.16 | onbekend | 30 | 30 | 6 | zuid gem | 20121121 | 2082 | In10jr inspectie | 0 | 7 | 0. | 0. | 0. | 0. | 18160 | 0 |  | 0 |  | 4455.02 |  | B8-45 | 830db97ece2841ffad6d8def311fffcd
rd_pipe | 20160915 | 7097fc97e021458dbf2a1335ed2c97d6 | 06_275001 | 06_275002 | 1 | 0 | hoofdriool | gemengd | 1991 | 1991 | pvc | rond | onbekend | zand | op staal | 4700 | 4800 | onbekend | 18805 | jacob van ruysdaelstraat | onbekend | onbekend | 315 | 315 | 315 | 40760 | 40.76 | onbekend | 4 | 4 | 6 | zuid gem | 20121129 | 2082 | Geen maatregel | 0 | 7 | 0. | 0. | 0. | 0. | 40760 | 0 |  | 0 |  | 6743.65 |  | B7-39 | 7097fc97e021458dbf2a1335ed2c97d6
rd_pipe | 20160915 | 040ecffdbdd64686ab0f007aaf09476a | 06_275001 | 06_275005 | 1 | 0 | hoofdriool | gemengd | 1991 | 1991 | pvc | rond | onbekend | zand | op staal | 5250 | 5300 | onbekend | 18805 | jacob van ruysdaelstraat | onbekend | onbekend | 200 | 200 | 200 | 5400 | 5.4 | onbekend | 4 | 4 | 6 | zuid gem | 20121212 | 2082 | Geen maatregel | 0 | 7 | 0. | 0. | 0. | 0. | 5400 | 0 |  | 0 |  | 784.64 |  | B7-39 | 040ecffdbdd64686ab0f007aaf09476a
rd_pipe | 20160915 | f457a5f9c51a435b865170c148555a31 | 06_275002 | 06_275003 | 1 | 0 | hoofdriool | gemengd | 1991 | 1991 | pvc | rond | onbekend | zand | op staal | 4800 | 4900 | onbekend | 18805 | jacob van ruysdaelstraat | onbekend | onbekend | 315 | 315 | 315 | 40200 | 40.2 | onbekend | 4 | 4 | 6 | zuid gem | 20121129 | 2082 | Z.s.m. onderhoud | 0 | 7 | 0. | 0. | 0. | 0. | 40200 | 0 |  | 0 |  | 6651.00 |  | B7-39 | f457a5f9c51a435b865170c148555a31
rd_pipe | 20160915 | 0321e6f41fc7439b8948afd69a0bb168 | 06_275003 | 06_316018 | 1 | 0 | hoofdriool | gemengd | 1991 | 1991 | pvc | rond | onbekend | zand | op staal | 4900 | 5000 | onbekend | 18805 | jacob van ruysdaelstraat | onbekend | onbekend | 315 | 315 | 315 | 39590 | 39.59 | onbekend | 4 | 4 | 6 | zuid gem | 20121129 | 2082 | Geen maatregel | 0 | 7 | 0. | 0. | 0. | 0. | 39590 | 0 |  | 0 |  | 6550.08 |  | B7-39 | 0321e6f41fc7439b8948afd69a0bb168
rd_pipe | 20160915 | dcfc763d042d48d0a1cfcf9e4c7f77e2 | 06_276001 | 06_276002 | 1 | 0 | hoofdriool | gemengd | 1977 | 1977 | beton | rond | rubber ring | zand | op staal | 5550 | 5490 | onbekend | 18902 | p.h. van rijnstraat | onbekend | onbekend | 800 | 800 | 800 | 21660 | 21.66 | onbekend | 30 | 30 | 6 | zuid gem | 20121129 | 2057 | Geen maatregel | 0 | 7 | 0. | 0. | 0. | 0. | 21660 | 0 |  | 0 |  | 8345.97 |  | B9-51 | dcfc763d042d48d0a1cfcf9e4c7f77e2
rd_pipe | 20160915 | b28ece464a154331b0050c81f0863ae2 | 06_276002 | 03_587813 | 1 | 0 | hoofdriool | gemengd | 1977 | 1996 | beton | rond | rubber ring | zand | op staal | 5510 | 5600 | onbekend | 18902 | p.h. van rijnstraat | onbekend | onbekend | 600 | 600 | 140 | 25890 | 25.89 | onbekend | 30 | 30 | 61 | <onbekend> | 20121109 | 2082 | Geen maatregel | 0 | 7 | 0. | 0. | 0. | 0. | 25890 | 0 |  | 0 |  | 8359.10 |  | B9 | b28ece464a154331b0050c81f0863ae2
rd_pipe | 20160915 | 3b52ac19b7324ab5a8ec6ed98265d56a | 06_276002 | 06_353046 | 1 | 0 | hoofdriool | gemengd | 2016 | 2016 | beton | rond | rubber ring | zand | op staal | 5560 | 5630 | revisie | 1805 | bilderdijkstraat | onbekend | onbekend | 400 | 400 | 300 | 69700 | 69.7 | revisie | 30 | 30 | 6 | zuid gem |  | 0 | Geen beoordeling | 0 | 7 | 0. | 0. | 0. | 0. | 69700 | 0 |  | 0 |  | 18273.46 |  | onbekend | 3b52ac19b7324ab5a8ec6ed98265d56a
rd_pipe | 20200213 | 7e8111bdb8134dce9651c74954904f5b | 06_279001 | 06_230006 | 1 | 0 | hoofdriool | gemengd | 1997 | 1997 | beton | rond | rubber ring | zand | op staal | 5220 | 5200 | onbekend | 19208 | de savornin lohmanstraat | onbekend | onbekend | 500 | 500 | 140 | 10730 | 10.73 | onbekend | 30 | 30 | 61 | <onbekend> | 20121119 | 2082 | Geen maatregel | 0 | 7 | 0. | 0. | 0. | 0. | 10730 | 0 |  | 0 |  | 3063.61 |  | B8 | 7e8111bdb8134dce9651c74954904f5b
rd_pipe | 20200220 | 459f92a5e80f47018f07d5e5a7a706fb | 06_279002 | 06_279001 | 1 | 0 | hoofdriool | gemengd | 1997 | 1997 | beton | rond | rubber ring | zand | op staal | 5240 | 5220 | onbekend | 19208 | de savornin lohmanstraat | onbekend | onbekend | 500 | 500 | 140 | 28360 | 28.36 | onbekend | 30 | 30 | 61 | <onbekend> | 20121119 | 2082 | Geen maatregel | 0 | 7 | 0. | 0. | 0. | 0. | 28360 | 0 |  | 0 |  | 8086.85 |  | B8 | 459f92a5e80f47018f07d5e5a7a706fb
rd_pipe | 20160915 | 1be1c743627244bcaac38f30200d6105 | 06_279003 | 06_279002 | 1 | 0 | hoofdriool | gemengd | 1997 | 1997 | beton | rond | rubber ring | zand | op staal | 5260 | 5240 | onbekend | 19208 | de savornin lohmanstraat | onbekend | onbekend | 500 | 500 | 140 | 22720 | 22.72 | onbekend | 30 | 30 | 61 | <onbekend> | 20121119 | 2082 | Geen maatregel | 0 | 7 | 0. | 0. | 0. | 0. | 22720 | 0 |  | 0 |  | 6482.79 |  | B8 | 1be1c743627244bcaac38f30200d6105
rd_pipe | 20160915 | 5dcfaab988884a618ce9f706fdf28ca8 | 06_279004 | 06_279003 | 1 | 0 | hoofdriool | gemengd | 1997 | 1997 | beton | rond | rubber ring | zand | op staal | 5280 | 5260 | onbekend | 19208 | de savornin lohmanstraat | onbekend | onbekend | 500 | 500 | 140 | 18760 | 18.76 | onbekend | 30 | 30 | 61 | <onbekend> | 20121119 | 2082 | Geen maatregel | 0 | 7 | 0. | 0. | 0. | 0. | 18760 | 0 |  | 0 |  | 5332.15 |  | B8 | 5dcfaab988884a618ce9f706fdf28ca8
rd_pipe | 20160915 | 7a7488b9fe5f4432a3989b4ec01063b4 | 06_279005 | 06_279004 | 1 | 0 | hoofdriool | gemengd | 1997 | 1997 | beton | rond | rubber ring | zand | op staal | 5300 | 5280 | onbekend | 19208 | de savornin lohmanstraat | onbekend | onbekend | 500 | 500 | 140 | 20890 | 20.89 | onbekend | 30 | 30 | 61 | <onbekend> | 20121119 | 2082 | Geen maatregel | 0 | 7 | 0. | 0. | 0. | 0. | 20890 | 0 |  | 0 |  | 5914.50 |  | B8 | 7a7488b9fe5f4432a3989b4ec01063b4
rd_pipe | 20160915 | 8a61e261f8694ad798ae3a237de3fef1 | 06_279006 | 06_279005 | 1 | 0 | hoofdriool | gemengd | 1997 | 1997 | beton | rond | rubber ring | zand | op staal | 5320 | 5300 | onbekend | 19208 | de savornin lohmanstraat | onbekend | onbekend | 500 | 500 | 140 | 20840 | 20.84 | onbekend | 30 | 30 | 61 | <onbekend> | 20121119 | 2082 | Geen maatregel | 0 | 7 | 0. | 0. | 0. | 0. | 20840 | 0 |  | 0 |  | 5877.34 |  | B8 | 8a61e261f8694ad798ae3a237de3fef1
rd_pipe | 20160915 | e6d8b7f8c6294e84b20ce65d0f92f9d7 | 06_279007 | 06_279006 | 1 | 0 | hoofdriool | gemengd | 1997 | 1997 | beton | rond | rubber ring | zand | op staal | 5340 | 5320 | onbekend | 19208 | de savornin lohmanstraat | onbekend | onbekend | 500 | 500 | 140 | 24210 | 24.21 | onbekend | 30 | 30 | 61 | <onbekend> | 20121119 | 2082 | Geen maatregel | 0 | 7 | 0. | 0. | 0. | 0. | 24210 | 0 |  | 0 |  | 6801.02 |  | B8 | e6d8b7f8c6294e84b20ce65d0f92f9d7
rd_pipe | 20160915 | 059649fe45d449ceb7486f13c70e44e1 | 06_279008 | 06_279007 | 1 | 0 | hoofdriool | gemengd | 1997 | 1997 | beton | rond | rubber ring | zand | op staal | 5360 | 5340 | onbekend | 19208 | de savornin lohmanstraat | onbekend | onbekend | 500 | 500 | 140 | 19580 | 19.58 | onbekend | 30 | 30 | 61 | <onbekend> | 20121119 | 2082 | Geen maatregel | 0 | 7 | 0. | 0. | 0. | 0. | 19580 | 0 |  | 0 |  | 5478.76 |  | B8 | 059649fe45d449ceb7486f13c70e44e1
rd_pipe | 20160915 | 076477ce73c24d1d8c7ab362b2e11935 | 06_279009 | 06_279008 | 1 | 0 | hoofdriool | gemengd | 1997 | 1997 | beton | rond | rubber ring | zand | op staal | 5390 | 5360 | onbekend | 19208 | de savornin lohmanstraat | onbekend | onbekend | 500 | 500 | 140 | 18470 | 18.47 | onbekend | 30 | 30 | 61 | <onbekend> | 20121119 | 2082 | Geen maatregel | 0 | 7 | 0. | 0. | 0. | 0. | 18470 | 0 |  | 0 |  | 5144.38 |  | B8 | 076477ce73c24d1d8c7ab362b2e11935
rd_pipe | 20160915 | 73fd7f5e052c4edc85f9bdb53d723cd7 | 06_279010 | 06_279009 | 1 | 0 | hoofdriool | gemengd | 1997 | 1997 | beton | rond | rubber ring | zand | op staal | 5420 | 5390 | onbekend | 19208 | de savornin lohmanstraat | onbekend | onbekend | 500 | 500 | 140 | 20550 | 20.55 | onbekend | 30 | 30 | 61 | <onbekend> | 20121119 | 2082 | Geen maatregel | 0 | 7 | 0. | 0. | 0. | 0. | 20550 | 0 |  | 0 |  | 5697.24 |  | B8 | 73fd7f5e052c4edc85f9bdb53d723cd7
rd_pipe | 20160915 | ba70ab278c9643e18a387d8f5f595a8c | 06_279011 | 03_587407 | 1 | 0 | verzamel leiding | gemengd | 1997 | 1997 | pp pragma | rond | onbekend | zand | op staal | 5820 | 5750 | onbekend | 19208 | de savornin lohmanstraat | onbekend | onbekend | 200 | 200 | 130 | 16830 | 16.83 | onbekend | 30 | 30 | 61 | <onbekend> | 20121205 | 2082 | Geen maatregel | 0 | 7 | 0. | 0. | 0. | 0. | 16830 | 0 |  | 0 |  | 2528.39 |  | B8 | ba70ab278c9643e18a387d8f5f595a8c
rd_pipe | 20160915 | 33506d31695244c9bd5a9cc0bfa277b4 | 06_279012 | 06_279011 | 1 | 0 | verzamel leiding | gemengd | 1997 | 1997 | pp pragma | rond | onbekend | zand | op staal | 5880 | 5820 | onbekend | 19208 | de savornin lohmanstraat | onbekend | onbekend | 200 | 200 | 130 | 21710 | 21.71 | onbekend | 30 | 30 | 61 | <onbekend> | 20121205 | 2082 | Geen maatregel | 0 | 7 | 0. | 0. | 0. | 0. | 21710 | 0 |  | 0 |  | 3241.28 |  | B8 | 33506d31695244c9bd5a9cc0bfa277b4
rd_pipe | 20160915 | d77ca16c3921433cba1e16b5fa4da0a7 | 06_279013 | 06_279012 | 1 | 0 | verzamel leiding | gemengd | 1997 | 1997 | pp pragma | rond | onbekend | zand | op staal | 5940 | 5880 | onbekend | 19208 | de savornin lohmanstraat | onbekend | onbekend | 200 | 200 | 130 | 15230 | 15.23 | onbekend | 30 | 30 | 61 | <onbekend> | 20121205 | 2082 | Geen maatregel | 0 | 7 | 0. | 0. | 0. | 0. | 15230 | 0 |  | 0 |  | 2259.62 |  | B8 | d77ca16c3921433cba1e16b5fa4da0a7
rd_pipe | 20160915 | 93932d14d219491eaa23bb4dc31c0878 | 06_279014 | 06_279013 | 1 | 0 | verzamel leiding | gemengd | 1997 | 1997 | pp pragma | rond | onbekend | zand | op staal | 6000 | 5940 | onbekend | 19208 | de savornin lohmanstraat | onbekend | onbekend | 200 | 200 | 130 | 11110 | 11.11 | onbekend | 30 | 30 | 61 | <onbekend> | 20121205 | 2082 | Geen maatregel | 0 | 7 | 0. | 0. | 0. | 0. | 11110 | 0 |  | 0 |  | 1636.51 |  | B8 | 93932d14d219491eaa23bb4dc31c0878
rd_pipe | 20160915 | 118b5438e74e4aa094f56bd300502265 | 06_279014 | 06_279029 | 1 | 0 | hoofdriool | gemengd | 1997 | 1997 | beton | rond | rubber ring | zand | op staal | 5550 | 5490 | onbekend | 19208 | de savornin lohmanstraat | onbekend | onbekend | 500 | 500 | 140 | 11170 | 11.17 | onbekend | 30 | 30 | 61 | <onbekend> | 20121116 | 2082 | Geen maatregel | 0 | 7 | 0. | 0. | 0. | 0. | 11170 | 0 |  | 0 |  | 3090.58 |  | B8 | 118b5438e74e4aa094f56bd300502265
rd_pipe | 20160915 | 219d53e696d74965a885d36a1cbadc0d | 06_279015 | 06_279014 | 1 | 0 | hoofdriool | gemengd | 1997 | 1997 | beton | rond | rubber ring | zand | op staal | 5570 | 5550 | onbekend | 19208 | de savornin lohmanstraat | onbekend | onbekend | 500 | 500 | 140 | 28540 | 28.54 | onbekend | 30 | 30 | 61 | <onbekend> | 20121116 | 2082 | Geen maatregel | 0 | 7 | 0. | 0. | 0. | 0. | 28540 | 0 |  | 0 |  | 7870.36 |  | B8 | 219d53e696d74965a885d36a1cbadc0d
rd_pipe | 20160915 | 3bb7df1495204cd887903df3f86bcf8a | 06_279016 | 06_279015 | 1 | 0 | hoofdriool | gemengd | 1997 | 1997 | beton | rond | rubber ring | zand | op staal | 5580 | 5570 | onbekend | 19208 | de savornin lohmanstraat | onbekend | onbekend | 500 | 500 | 140 | 18290 | 18.29 | onbekend | 30 | 30 | 61 | <onbekend> | 20121116 | 2082 | Geen maatregel | 0 | 7 | 0. | 0. | 0. | 0. | 18290 | 0 |  | 0 |  | 5050.49 |  | B8 | 3bb7df1495204cd887903df3f86bcf8a
rd_pipe | 20160915 | 989f28a4808c4f71bf95012115583cf5 | 06_279017 | 06_279016 | 1 | 0 | hoofdriool | gemengd | 1997 | 1997 | beton | rond | rubber ring | zand | op staal | 5590 | 5580 | onbekend | 19208 | de savornin lohmanstraat | onbekend | onbekend | 500 | 500 | 140 | 21020 | 21.02 | onbekend | 30 | 30 | 61 | <onbekend> | 20121116 | 2082 | Geen maatregel | 0 | 7 | 0. | 0. | 0. | 0. | 21020 | 0 |  | 0 |  | 5812.07 |  | B8 | 989f28a4808c4f71bf95012115583cf5
rd_pipe | 20160915 | c052b376ffe64c50b5bf196972a019af | 06_279018 | 06_279017 | 1 | 0 | hoofdriool | gemengd | 1997 | 1997 | beton | rond | rubber ring | zand | op staal | 5600 | 5590 | onbekend | 19208 | de savornin lohmanstraat | onbekend | onbekend | 500 | 500 | 140 | 21090 | 21.09 | onbekend | 30 | 30 | 61 | <onbekend> | 20121116 | 2082 | Geen maatregel | 0 | 7 | 0. | 0. | 0. | 0. | 21090 | 0 |  | 0 |  | 5839.19 |  | B8 | c052b376ffe64c50b5bf196972a019af
rd_pipe | 20160915 | c0254d19791640178898344144d941fa | 06_279019 | 06_279018 | 1 | 0 | hoofdriool | gemengd | 1997 | 1997 | beton | rond | rubber ring | zand | op staal | 5640 | 5600 | onbekend | 19208 | de savornin lohmanstraat | onbekend | onbekend | 400 | 400 | 130 | 29910 | 29.91 | onbekend | 30 | 30 | 61 | <onbekend> | 20121116 | 2082 | Geen maatregel | 0 | 7 | 0. | 0. | 0. | 0. | 29910 | 0 |  | 0 |  | 7548.76 |  | B8 | c0254d19791640178898344144d941fa
rd_pipe | 20160915 | 5f49ac9aaf6d45eabeaf7ac0b60380ab | 06_279020 | 06_279019 | 1 | 0 | hoofdriool | gemengd | 1997 | 1997 | beton | rond | rubber ring | zand | op staal | 5680 | 5640 | onbekend | 19208 | de savornin lohmanstraat | onbekend | onbekend | 400 | 400 | 130 | 20190 | 20.19 | onbekend | 30 | 30 | 61 | <onbekend> | 20121116 | 2082 | Geen maatregel | 0 | 7 | 0. | 0. | 0. | 0. | 20190 | 0 |  | 0 |  | 5098.84 |  | B8 | 5f49ac9aaf6d45eabeaf7ac0b60380ab
rd_pipe | 20160915 | 2b0dfe0cdd9e40af9c5034309532992a | 06_279021 | 06_279020 | 1 | 0 | hoofdriool | gemengd | 1997 | 1997 | beton | rond | rubber ring | zand | op staal | 5720 | 5680 | onbekend | 19208 | de savornin lohmanstraat | onbekend | onbekend | 400 | 400 | 130 | 22750 | 22.75 | onbekend | 30 | 30 | 61 | <onbekend> | 20121116 | 2082 | Geen maatregel | 0 | 7 | 0. | 0. | 0. | 0. | 22750 | 0 |  | 0 |  | 5745.35 |  | B8 | 2b0dfe0cdd9e40af9c5034309532992a
rd_pipe | 20160915 | 72e64d7f10f642fdbde9f5d1d03189fb | 06_279022 | 06_279021 | 1 | 0 | hoofdriool | gemengd | 1997 | 1997 | beton | rond | rubber ring | zand | op staal | 5760 | 5720 | onbekend | 19208 | de savornin lohmanstraat | onbekend | onbekend | 400 | 400 | 130 | 22720 | 22.72 | onbekend | 30 | 30 | 61 | <onbekend> | 20121116 | 2082 | Geen maatregel | 0 | 7 | 0. | 0. | 0. | 0. | 22720 | 0 |  | 0 |  | 5737.78 |  | B9 | 72e64d7f10f642fdbde9f5d1d03189fb
rd_pipe | 20160915 | fb0c4b88c035492fbca0d30ed6d646b8 | 06_279023 | 06_279022 | 1 | 0 | hoofdriool | gemengd | 1997 | 1997 | beton | rond | rubber ring | zand | op staal | 5800 | 5760 | onbekend | 19208 | de savornin lohmanstraat | onbekend | onbekend | 400 | 400 | 130 | 22430 | 22.43 | onbekend | 30 | 30 | 61 | <onbekend> | 20121116 | 2082 | Geen maatregel | 0 | 7 | 0. | 0. | 0. | 0. | 22430 | 0 |  | 0 |  | 5664.54 |  | B9 | fb0c4b88c035492fbca0d30ed6d646b8
rd_pipe | 20160915 | 267b264956a84efbb8ab532462292b89 | 06_279024 | 06_279023 | 1 | 0 | hoofdriool | gemengd | 1997 | 1997 | beton | rond | rubber ring | zand | op staal | 5840 | 5800 | onbekend | 19208 | de savornin lohmanstraat | onbekend | onbekend | 400 | 400 | 130 | 20430 | 20.43 | onbekend | 30 | 30 | 61 | <onbekend> | 20121116 | 2082 | Geen maatregel | 0 | 7 | 0. | 0. | 0. | 0. | 20430 | 0 |  | 0 |  | 5159.45 |  | B9 | 267b264956a84efbb8ab532462292b89
rd_pipe | 20160915 | a27b070fd07b44e0af041042c044eacc | 06_279025 | 06_279024 | 1 | 0 | hoofdriool | gemengd | 1997 | 1997 | beton | rond | rubber ring | zand | op staal | 5880 | 5840 | onbekend | 19208 | de savornin lohmanstraat | onbekend | onbekend | 400 | 400 | 130 | 13380 | 13.38 | onbekend | 30 | 30 | 61 | <onbekend> | 20121116 | 2082 | Geen maatregel | 0 | 7 | 0. | 0. | 0. | 0. | 13380 | 0 |  | 0 |  | 3379.03 |  | B9 | a27b070fd07b44e0af041042c044eacc
rd_pipe | 20160915 | 3e7473f0ffb644b6a39bdc1e784f5dd1 | 06_279026 | 06_279025 | 1 | 0 | hoofdriool | gemengd | 1997 | 1997 | beton | rond | rubber ring | zand | op staal | 5920 | 5880 | onbekend | 19208 | de savornin lohmanstraat | onbekend | onbekend | 400 | 400 | 130 | 15300 | 15.3 | onbekend | 30 | 30 | 61 | <onbekend> | 20121116 | 2082 | Geen maatregel | 0 | 7 | 0. | 0. | 0. | 0. | 15300 | 0 |  | 0 |  | 3863.91 |  | B9 | 3e7473f0ffb644b6a39bdc1e784f5dd1
rd_pipe | 20160915 | 21887ec70b3f41d2bd74ba28f42637d6 | 06_279027 | 06_279010 | 1 | 0 | hoofdriool | gemengd | 1997 | 1997 | beton | rond | rubber ring | zand | op staal | 5430 | 5420 | onbekend | 19208 | de savornin lohmanstraat | onbekend | onbekend | 500 | 500 | 140 | 22620 | 22.62 | onbekend | 30 | 30 | 61 | <onbekend> | 20121119 | 2082 | Geen maatregel | 0 | 7 | 0. | 0. | 0. | 0. | 22620 | 0 |  | 0 |  | 6266.96 |  | B8 | 21887ec70b3f41d2bd74ba28f42637d6
rd_pipe | 20160915 | 0aeff95abc724e938aa011931b9afff2 | 06_279028 | 06_279027 | 1 | 0 | hoofdriool | gemengd | 1997 | 1997 | beton | rond | rubber ring | zand | op staal | 5450 | 5430 | onbekend | 19208 | de savornin lohmanstraat | onbekend | onbekend | 500 | 500 | 140 | 19210 | 19.21 | onbekend | 30 | 30 | 61 | <onbekend> | 20121119 | 2082 | Z.s.m. onderhoud | 0 | 7 | 0. | 0. | 0. | 0. | 19210 | 0 |  | 0 |  | 5332.81 |  | B8 | 0aeff95abc724e938aa011931b9afff2
rd_pipe | 20160915 | d1d2af6d266841ee8c9bec9ddda0bdc2 | 06_279029 | 03_587408 | 1 | 0 | hoofdriool | gemengd | 1997 | 1997 | beton | rond | rubber ring | zand | op staal | 5490 | 5470 | onbekend | 19208 | de savornin lohmanstraat | onbekend | onbekend | 500 | 500 | 140 | 11090 | 11.09 | onbekend | 30 | 30 | 61 | <onbekend> | 20121116 | 2082 | Geen maatregel | 0 | 7 | 0. | 0. | 0. | 0. | 11090 | 0 |  | 0 |  | 3080.69 |  | B8 | d1d2af6d266841ee8c9bec9ddda0bdc2
rd_pipe | 20160915 | 2fdc6f40f0dd4b4aac79ba0336216394 | 06_279030 | 06_279026 | 1 | 0 | hoofdriool | gemengd | 1997 | 1997 | beton | rond | rubber ring | zand | op staal | 5960 | 5920 | onbekend | 19208 | de savornin lohmanstraat | onbekend | onbekend | 400 | 400 | 130 | 20220 | 20.22 | onbekend | 30 | 30 | 61 | <onbekend> | 20121116 | 2082 | Geen maatregel | 0 | 7 | 0. | 0. | 0. | 0. | 20220 | 0 |  | 0 |  | 5093.44 |  | B9 | 2fdc6f40f0dd4b4aac79ba0336216394
rd_pipe | 20160915 | 47efc653cb424af5a2f38309f377a037 | 06_279031 | 06_279030 | 1 | 0 | hoofdriool | gemengd | 1997 | 1997 | beton | rond | rubber ring | zand | op staal | 5980 | 5960 | onbekend | 19208 | de savornin lohmanstraat | onbekend | onbekend | 400 | 400 | 130 | 22110 | 22.11 | onbekend | 30 | 30 | 61 | <onbekend> | 20121116 | 2082 | Geen maatregel | 0 | 7 | 0. | 0. | 0. | 0. | 22110 | 0 |  | 0 |  | 5597.92 |  | B9 | 47efc653cb424af5a2f38309f377a037
rd_pipe | 20160915 | 394e0be401284b13b86bfe6a3d6cdc5a | 06_279031 | 06_353001 | 1 | 0 | hoofdriool | gemengd | 1995 | 1995 | beton | rond | rubber ring | zand | op staal | 5780 | 5710 | onbekend | 24104 | dr. de visserstraat | onbekend | onbekend | 300 | 300 | 300 | 49890 | 49.89 | onbekend | 30 | 30 | 6 | zuid gem | 20121112 | 2082 | Z.s.m. repareren | 0 | 7 | 0. | 0. | 0. | 0. | 49890 | 0 |  | 0 |  | 11777.04 |  | B9-51 | 394e0be401284b13b86bfe6a3d6cdc5a
rd_pipe | 20160915 | a9f33eab4ca541faba9dfed1db8e8836 | 06_279031 | 06_353044 | 1 | 0 | hoofdriool | gemengd | 2016 | 2016 | pvc | rond | rubber ring | zand | op staal | 6050 | 6080 | revisie | 1805 | bilderdijkstraat | onbekend | onbekend | 315 | 315 | 300 | 38580 | 38.58 | revisie | 4 | 4 | 6 | zuid gem |  | 0 | Geen beoordeling | 0 | 7 | 0. | 0. | 0. | 0. | 38580 | 0 |  | 0 |  | 6382.98 |  | onbekend | a9f33eab4ca541faba9dfed1db8e8836
rd_pipe | 20160915 | 4de67c0c1af44dc6b1e3e43cc302da0b | 06_286001 | 06_286002 | 1 | 0 | hoofdriool | gemengd | 1995 | 1995 | beton | rond | rubber ring | zand | op staal | 5510 | 5530 | onbekend | 19402 | schimmelpenninckstraat | onbekend | onbekend | 400 | 400 | 400 | 18770 | 18.77 | onbekend | 30 | 30 | 6 | zuid gem | 20121108 | 2082 | Geen maatregel | 0 | 7 | 0. | 0. | 0. | 0. | 18770 | 0 |  | 0 |  | 5646.62 |  | B9-51 | 4de67c0c1af44dc6b1e3e43cc302da0b
rd_pipe | 20160915 | 2a0332570e954cad87da466d5965867b | 06_286001 | 06_353007 | 1 | 0 | hoofdriool | gemengd | 1995 | 1995 | beton | rond | rubber ring | zand | op staal | 5510 | 5400 | revisie | 19402 | schimmelpenninckstraat | onbekend | onbekend | 400 | 400 | 400 | 23590 | 23.59 | onbekend | 30 | 30 | 6 | zuid gem | 20121108 | 2082 | Geen maatregel | 0 | 7 | 0. | 0. | 0. | 0. | 23590 | 0 |  | 0 |  | 7293.54 |  | B9-51 | 2a0332570e954cad87da466d5965867b
rd_pipe | 20160915 | 7a89f907b4874bf59d284e51c18b1e20 | 06_286002 | 06_286003 | 1 | 0 | hoofdriool | gemengd | 1995 | 1995 | beton | rond | rubber ring | zand | op staal | 5530 | 5550 | onbekend | 19402 | schimmelpenninckstraat | onbekend | onbekend | 400 | 400 | 400 | 18790 | 18.79 | onbekend | 30 | 30 | 6 | zuid gem | 20121108 | 2082 | Geen maatregel | 0 | 7 | 0. | 0. | 0. | 0. | 18790 | 0 |  | 0 |  | 5593.82 |  | B9-51 | 7a89f907b4874bf59d284e51c18b1e20
rd_pipe | 20160915 | 09be6386ceaa41578c07544306cac860 | 06_286003 | 06_286004 | 1 | 0 | hoofdriool | gemengd | 1995 | 1995 | beton | rond | rubber ring | zand | op staal | 5550 | 5570 | onbekend | 19402 | schimmelpenninckstraat | onbekend | onbekend | 400 | 400 | 400 | 17890 | 17.89 | onbekend | 30 | 30 | 6 | zuid gem | 20121107 | 2082 | Geen maatregel | 0 | 7 | 0. | 0. | 0. | 0. | 17890 | 0 |  | 0 |  | 5279.22 |  | B9-51 | 09be6386ceaa41578c07544306cac860
rd_pipe | 20160915 | 1c58f70ab776441084573ebc7aac8e7f | 06_286004 | 06_286005 | 1 | 0 | hoofdriool | gemengd | 1995 | 1995 | beton | rond | rubber ring | zand | op staal | 5570 | 5590 | onbekend | 19402 | schimmelpenninckstraat | onbekend | onbekend | 400 | 400 | 400 | 22570 | 22.57 | onbekend | 30 | 30 | 6 | zuid gem | 20121107 | 2082 | Geen maatregel | 0 | 7 | 0. | 0. | 0. | 0. | 22570 | 0 |  | 0 |  | 6174.44 |  | B9-51 | 1c58f70ab776441084573ebc7aac8e7f
rd_pipe | 20160915 | 1ea1c7c4d4264d3f8c681cbc44314e37 | 06_286005 | 06_286006 | 1 | 0 | hoofdriool | gemengd | 1995 | 1995 | beton | rond | rubber ring | zand | op staal | 5590 | 5610 | onbekend | 19402 | schimmelpenninckstraat | onbekend | onbekend | 400 | 400 | 400 | 20320 | 20.32 | onbekend | 30 | 30 | 6 | zuid gem | 20121107 | 2082 | Geen maatregel | 0 | 7 | 0. | 0. | 0. | 0. | 20320 | 0 |  | 0 |  | 5539.34 |  | B9-51 | 1ea1c7c4d4264d3f8c681cbc44314e37
rd_pipe | 20160915 | 04a062b52e9d4a43977476c599e894e9 | 06_286006 | 06_286007 | 1 | 0 | hoofdriool | gemengd | 1995 | 1995 | beton | rond | rubber ring | zand | op staal | 5610 | 5630 | onbekend | 19402 | schimmelpenninckstraat | onbekend | onbekend | 400 | 400 | 400 | 15330 | 15.33 | onbekend | 30 | 30 | 6 | zuid gem | 20121107 | 2082 | Geen maatregel | 0 | 7 | 0. | 0. | 0. | 0. | 15330 | 0 |  | 0 |  | 4164.28 |  | B9-51 | 04a062b52e9d4a43977476c599e894e9
rd_pipe | 20160915 | 52d6cb0965c04aaf913049099e7a3cf9 | 06_286007 | 06_286008 | 1 | 0 | hoofdriool | gemengd | 1995 | 1995 | beton | rond | rubber ring | zand | op staal | 5630 | 5650 | onbekend | 19402 | schimmelpenninckstraat | onbekend | onbekend | 400 | 400 | 400 | 32970 | 32.97 | onbekend | 30 | 30 | 6 | zuid gem | 20121107 | 2082 | Geen maatregel | 0 | 7 | 0. | 0. | 0. | 0. | 32970 | 0 |  | 0 |  | 8924.30 |  | B9-51 | 52d6cb0965c04aaf913049099e7a3cf9
rd_pipe | 20160915 | b8a0a6a46e2f4ea291213b22c7cc575c | 06_288002 | 06_288003 | 1 | 0 | hoofdriool | gemengd | 1991 | 1991 | beton | rond | rubber ring | zand | op staal | 5800 | 5890 | onbekend | 19518 | mr. dr. schokkingstraat | onbekend | onbekend | 300 | 300 | 300 | 34310 | 34.31 | onbekend | 30 | 30 | 6 | zuid gem | 20121112 | 2082 | Z.s.m. repareren | 0 | 7 | 0. | 0. | 0. | 0. | 34310 | 0 |  | 0 |  | 7935.90 |  | B8-45 | b8a0a6a46e2f4ea291213b22c7cc575c
rd_pipe | 20160915 | 0829573fa4d249e6a78e6b7b8a1ff7eb | 06_288002 | 06_288033 | 1 | 0 | hoofdriool | gemengd | 1991 | 1991 | beton | rond | rubber ring | zand | op staal | 5800 | 5790 | onbekend | 19518 | mr. dr. schokkingstraat | onbekend | onbekend | 300 | 300 | 130 | 5030 | 5.03 | onbekend | 30 | 30 | 6 | zuid gem |  | 0 | Geen beoordeling | 0 | 7 | 0. | 0. | 0. | 0. | 5030 | 0 |  | 0 |  | 1169.07 |  | onbekend | 0829573fa4d249e6a78e6b7b8a1ff7eb
rd_pipe | 20160915 | 4ecdafb0f7f14519ae61b814715e491a | 06_288003 | 03_587739 | 1 | 0 | hoofdriool | gemengd | 1996 | 1996 | beton | rond | rubber ring | zand | op staal | 5890 | 5880 | onbekend | 1406 | w.c. beeremansstraat | onbekend | onbekend | 300 | 300 | 300 | 7420 | 7.42 | onbekend | 30 | 30 | 61 | <onbekend> | 20121113 | 2057 | Geen maatregel | 0 | 7 | 0. | 0. | 0. | 0. | 7420 | 0 |  | 0 |  | 1717.28 |  | B8 | 4ecdafb0f7f14519ae61b814715e491a
rd_pipe | 20160915 | 066fca242acf4c0c8d55b9858a8491a1 | 06_288003 | 06_288004 | 1 | 0 | hoofdriool | gemengd | 1991 | 1991 | beton | rond | rubber ring | zand | op staal | 5890 | 5990 | onbekend | 19518 | mr. dr. schokkingstraat | onbekend | onbekend | 300 | 300 | 300 | 42220 | 42.22 | onbekend | 30 | 30 | 6 | zuid gem | 20121112 | 2082 | Z.s.m. repareren | 0 | 7 | 0. | 0. | 0. | 0. | 42220 | 0 |  | 0 |  | 9753.67 |  | B8-45 | 066fca242acf4c0c8d55b9858a8491a1
rd_pipe | 20160915 | d435bd0511604a739d8e5ff84dcfd2b0 | 06_288004 | 03_587824 | 1 | 0 | hoofdriool | gemengd | 1991 | 1991 | beton | rond | rubber ring | zand | op staal | 5990 | 6100 | onbekend | 19518 | mr. dr. schokkingstraat | onbekend | onbekend | 300 | 300 | 300 | 43330 | 43.33 | onbekend | 30 | 30 | 6 | zuid gem | 20121112 | 2082 | Geen maatregel | 0 | 7 | 0. | 0. | 0. | 0. | 43330 | 0 |  | 0 |  | 9943.37 |  | B8-45 | d435bd0511604a739d8e5ff84dcfd2b0
rd_pipe | 20160915 | 145a76ad80a6405baec39c8031eb3b3f | 06_288006 | 06_288007 | 1 | 0 | hoofdriool | gemengd | 1991 | 1991 | beton | rond | rubber ring | zand | op staal | 6200 | 6300 | onbekend | 19518 | mr. dr. schokkingstraat | onbekend | onbekend | 300 | 300 | 300 | 41560 | 41.56 | onbekend | 30 | 30 | 6 | zuid gem | 20121112 | 2082 | Geen maatregel | 0 | 7 | 0. | 0. | 0. | 0. | 41560 | 0 |  | 0 |  | 9665.19 |  | B8-45 | 145a76ad80a6405baec39c8031eb3b3f
rd_pipe | 20160915 | 4c93450571784bcdbc3e7bef5b9dc660 | 06_288007 | 06_288008 | 1 | 0 | hoofdriool | gemengd | 1991 | 1991 | beton | rond | rubber ring | zand | op staal | 6250 | 6310 | onbekend | 19518 | mr. dr. schokkingstraat | onbekend | onbekend | 400 | 400 | 400 | 25530 | 25.53 | onbekend | 30 | 30 | 6 | zuid gem | 20121112 | 2082 | Geen maatregel | 0 | 7 | 0. | 0. | 0. | 0. | 25530 | 0 |  | 0 |  | 6545.77 |  | B8-45 | 4c93450571784bcdbc3e7bef5b9dc660
rd_pipe | 20160915 | 31b0d903d57c4f0da563353f32b54571 | 06_288008 | 06_288009 | 1 | 0 | hoofdriool | gemengd | 1991 | 1991 | beton | rond | rubber ring | zand | op staal | 6310 | 6390 | onbekend | 19518 | mr. dr. schokkingstraat | onbekend | onbekend | 400 | 400 | 400 | 37550 | 37.55 | onbekend | 30 | 30 | 6 | zuid gem | 20121112 | 2082 | Geen maatregel | 0 | 7 | 0. | 0. | 0. | 0. | 37550 | 0 |  | 0 |  | 9543.26 |  | B8-45 | 31b0d903d57c4f0da563353f32b54571
rd_pipe | 20160915 | ae6b7d6726eb41c79db4313f9e580fbe | 06_288023 | 06_123005 | 1 | 0 | hoofdriool | gemengd | 2012 | 2012 | pvc | rond | onbekend | zand | op staal | 6200 | 6150 | revisie | 3603 | dr. colijnstraat | onbekend | onbekend | 315 | 315 | 130 | 41180 | 41.18 | onbekend | 4 | 4 | 6 | zuid gem | 20130412 | 2083 | Geen maatregel | 0 | 7 | 0. | 0. | 0. | 0. | 41180 | 0 |  | 0 |  | 6111.04 |  | onbekend | ae6b7d6726eb41c79db4313f9e580fbe
rd_pipe | 20160915 | 98648c20269f4a808aac923377434cc0 | 06_288023 | 06_288023A | 1 | 0 | verzamel leiding | gemengd | 2012 | 2012 | pvc | rond | onbekend | zand | op staal |  |  | interpolatie | 3603 | dr. colijnstraat | onbekend | onbekend | 160 | 160 | 160 | 4440 | 4.44 | onbekend | 4 | 4 | 6 | zuid gem |  | 0 | Geen beoordeling | 0 | 7 | 0. | 0. | 0. | 0. | 4440 | 0 |  | 0 |  | 664.93 |  | onbekend | 98648c20269f4a808aac923377434cc0
rd_pipe | 20160915 | 9ed848c586de45b7a435735a1dde1d6e | 06_288030 | 06_288004 | 1 | 0 | hoofdriool | gemengd | 2012 | 2012 | pvc | rond | onbekend | zand | op staal | 6170 | 6000 | revisie | 19518 | mr. dr. schokkingstraat | onbekend | onbekend | 315 | 315 | 130 | 33000 | 33 | interpolatie | 4 | 4 | 6 | zuid gem | 20130412 | 2083 | Geen maatregel | 0 | 7 | 0. | 0. | 0. | 0. | 33000 | 0 |  | 0 |  | 5459.78 |  | onbekend | 9ed848c586de45b7a435735a1dde1d6e
rd_pipe | 20160915 | ed1afc82fa664df4801eeb93a314d989 | 06_288031 | 06_288030 | 1 | 0 | hoofdriool | gemengd | 2012 | 2012 | pvc | rond | onbekend | zand | op staal | 6290 | 6170 | revisie | 19518 | mr. dr. schokkingstraat | onbekend | onbekend | 315 | 315 | 130 | 38210 | 38.21 | interpolatie | 4 | 4 | 6 | zuid gem | 20130412 | 2083 | Geen maatregel | 0 | 7 | 0. | 0. | 0. | 0. | 38210 | 0 |  | 0 |  | 6321.76 |  | onbekend | ed1afc82fa664df4801eeb93a314d989
rd_pipe | 20160915 | 46c4cf1aabdb471ab39c6a6c849b7367 | 06_288032 | 06_288031 | 1 | 0 | hoofdriool | gemengd | 2012 | 2012 | pvc | rond | onbekend | zand | op staal | 6300 | 6120 | revisie | 19518 | mr. dr. schokkingstraat | onbekend | onbekend | 315 | 315 | 130 | 40690 | 40.69 | interpolatie | 4 | 4 | 6 | zuid gem | 20130412 | 2083 | Geen maatregel | 0 | 7 | 0. | 0. | 0. | 0. | 40690 | 0 |  | 0 |  | 6130.46 |  | onbekend | 46c4cf1aabdb471ab39c6a6c849b7367
rd_pipe | 20160915 | f229ebf6ed8541ea99aeb81141059db3 | 06_288032 | 06_288033 | 1 | 0 | hoofdriool | gemengd | 2012 | 2012 | pvc | rond | onbekend | zand | op staal | 6120 | 6020 | revisie | 19518 | mr. dr. schokkingstraat | onbekend | onbekend | 315 | 315 | 130 | 33830 | 33.83 | interpolatie | 4 | 4 | 6 | zuid gem | 20130412 | 2083 | Geen maatregel | 0 | 7 | 0. | 0. | 0. | 0. | 33830 | 0 |  | 0 |  | 5597.10 |  | onbekend | f229ebf6ed8541ea99aeb81141059db3
rd_pipe | 20160915 | 03d7c2589815474fa5820c1296ee02e3 | 06_288033 | 06_288001 | 1 | 0 | hoofdriool | gemengd | 1991 | 1991 | beton | rond | rubber ring | zand | op staal | 5790 | 5720 | onbekend | 19518 | mr. dr. schokkingstraat | onbekend | onbekend | 300 | 300 | 130 | 30200 | 30.2 | onbekend | 30 | 30 | 6 | zuid gem |  | 0 | Geen beoordeling | 0 | 7 | 0. | 0. | 0. | 0. | 30200 | 0 |  | 0 |  | 7031.77 |  | onbekend | 03d7c2589815474fa5820c1296ee02e3
rd_pipe | 20160915 | 1c1bd6beca8b455283834095971c67a1 | 06_298005 | 06_298006 | 1 | 0 | hoofdriool | gemengd | 1950 | 1950 | beton | rond | rubber ring | zand | op staal | 5750 | 5710 | onbekend | 20206 | d slotemaker d bruïnepln | onbekend | onbekend | 300 | 300 | 300 | 19970 | 19.97 | onbekend | 30 | 30 | 6 | zuid gem | 20121114 | 2082 | Geen maatregel | 0 | 7 | 0. | 0. | 0. | 0. | 19970 | 0 |  | 0 |  | 4496.05 |  | B8-45 | 1c1bd6beca8b455283834095971c67a1
rd_pipe | 20160915 | bb31837ecef94f358961c27bbed0b10f | 06_298005 | 06_298008 | 1 | 0 | verzamel leiding | gemengd | 2009 | 2009 | pp pragma | rond | rubber ring | zand | op staal | 5900 | 5920 | revisie | 20206 | d slotemaker d bruïnepln | onbekend | onbekend | 250 | 250 | 250 | 10040 | 10.04 | onbekend | 30 | 30 | 6 | zuid gem | 20121114 | 2082 | Geen maatregel | 0 | 7 | 0. | 0. | 0. | 0. | 10040 | 0 |  | 0 |  | 1503.63 |  | onbekend | bb31837ecef94f358961c27bbed0b10f
rd_pipe | 20160915 | 3766342c60d34216854ebcf8a9386b56 | 06_298005 | 06_298012 | 1 | 0 | hoofdriool | gemengd | 2008 | 2008 | beton | rond | rubber ring | zand | op staal | 6020 | 5990 | revisie | 20206 | d slotemaker d bruïnepln | onbekend | onbekend | 300 | 300 | 250 | 21690 | 21.69 | revisie | 30 | 30 | 6 | zuid gem | 20121114 | 2082 | Geen maatregel | 0 | 7 | 0. | 0. | 0. | 0. | 21690 | 0 |  | 0 |  | 4415.37 |  | onbekend | 3766342c60d34216854ebcf8a9386b56
rd_pipe | 20160915 | 847a0d1875f847ffa7f1f677180e0a6f | 06_298006 | 06_298007 | 1 | 0 | hoofdriool | gemengd | 1950 | 1950 | beton | rond | rubber ring | zand | op staal | 5710 | 5670 | onbekend | 20206 | d slotemaker d bruïnepln | onbekend | onbekend | 300 | 300 | 300 | 19670 | 19.67 | onbekend | 30 | 30 | 61 | <onbekend> | 20121114 | 2082 | Geen maatregel | 0 | 7 | 0. | 0. | 0. | 0. | 19670 | 0 |  | 0 |  | 4472.56 |  | B8-45 | 847a0d1875f847ffa7f1f677180e0a6f
rd_pipe | 20160915 | 08bd7a2541444bc5bc3fe739062ce35c | 06_298007 | 06_299004 | 1 | 0 | hoofdriool | gemengd | 1950 | 1950 | beton | rond | rubber ring | zand | op staal | 5670 | 5630 | onbekend | 20206 | d slotemaker d bruïnepln | onbekend | onbekend | 300 | 300 | 300 | 19630 | 19.63 | onbekend | 30 | 30 | 6 | zuid gem | 20121114 | 2082 | Z.s.m. repareren | 0 | 7 | 0. | 0. | 0. | 0. | 19630 | 0 |  | 0 |  | 4468.97 |  | B8-45 | 08bd7a2541444bc5bc3fe739062ce35c
rd_pipe | 20160915 | bb607a8559d94f918485a7facf55c75e | 06_298008 | 06_298009 | 1 | 0 | verzamel leiding | gemengd | 2009 | 2009 | pp pragma | rond | rubber ring | zand | op staal | 5920 | 5990 | revisie | 20206 | d slotemaker d bruïnepln | onbekend | onbekend | 250 | 250 | 250 | 22570 | 22.57 | onbekend | 30 | 30 | 6 | zuid gem |  | 0 | Geen beoordeling | 0 | 7 | 0. | 0. | 0. | 0. | 22570 | 0 |  | 0 |  | 3407.23 |  | onbekend | bb607a8559d94f918485a7facf55c75e
rd_pipe | 20160915 | 7db9a66797354aa0a19c06f32b5a440d | 06_298009 | 06_298010 | 1 | 0 | verzamel leiding | gemengd | 2009 | 2009 | pp pragma | rond | rubber ring | zand | op staal | 5990 | 6000 | revisie | 20206 | d slotemaker d bruïnepln | onbekend | onbekend | 250 | 250 | 250 | 41590 | 41.59 | onbekend | 30 | 30 | 6 | zuid gem |  | 0 | Geen beoordeling | 0 | 7 | 0. | 0. | 0. | 0. | 41590 | 0 |  | 0 |  | 6234.22 |  | onbekend | 7db9a66797354aa0a19c06f32b5a440d
rd_pipe | 20160915 | 6816fd1c552e4602a2779753dbfd7697 | 06_298009 | 06_298011 | 1 | 0 | verzamel leiding | gemengd | 2009 | 2009 | pp pragma | rond | rubber ring | zand | op staal | 5990 | 6000 | revisie | 10006 | julianastraat | onbekend | onbekend | 250 | 250 | 250 | 4580 | 4.58 | onbekend | 30 | 30 | 1 | centrum gem | 20121114 | 2082 | Geen maatregel | 0 | 7 | 0. | 0. | 0. | 0. | 4580 | 0 |  | 0 |  | 704.22 |  | onbekend | 6816fd1c552e4602a2779753dbfd7697
rd_pipe | 20160915 | 9d17437ea20e4d9590b80a0fcddaa999 | 06_298012 | 06_298013 | 1 | 0 | hoofdriool | gemengd | 2008 | 2008 | beton | rond | rubber ring | zand | op staal | 5990 | 5880 | revisie | 20206 | d slotemaker d bruïnepln | onbekend | onbekend | 300 | 300 | 250 | 19030 | 19.03 | revisie | 30 | 30 | 6 | zuid gem | 20121114 | 2082 | Geen maatregel | 0 | 7 | 0. | 0. | 0. | 0. | 19030 | 0 |  | 0 |  | 3953.86 |  | onbekend | 9d17437ea20e4d9590b80a0fcddaa999
rd_pipe | 20160915 | e753af4ec91c4738aef3b3ce78d2dcfe | 06_298013 | 06_298014 | 1 | 0 | hoofdriool | gemengd | 2008 | 2008 | beton | rond | rubber ring | zand | op staal | 5890 | 5770 | revisie | 20206 | d slotemaker d bruïnepln | onbekend | onbekend | 300 | 300 | 250 | 20150 | 20.15 | revisie | 30 | 30 | 6 | zuid gem | 20121114 | 2082 | Geen maatregel | 0 | 7 | 0. | 0. | 0. | 0. | 20150 | 0 |  | 0 |  | 4556.32 |  | onbekend | e753af4ec91c4738aef3b3ce78d2dcfe
rd_pipe | 20160915 | 92c2e958e9594646851ec6ad5dfee897 | 06_298014 | 06_155008 | 1 | 0 | hoofdriool | gemengd | 2008 | 2008 | beton | rond | rubber ring | zand | op staal | 5750 | 5620 | revisie | 20206 | d slotemaker d bruïnepln | onbekend | onbekend | 300 | 300 | 250 | 19490 | 19.49 | revisie | 30 | 30 | 6 | zuid gem | 20121114 | 2082 | Z.s.m. repareren | 0 | 7 | 0. | 0. | 0. | 0. | 19490 | 0 |  | 0 |  | 4518.95 |  | onbekend | 92c2e958e9594646851ec6ad5dfee897
rd_pipe | 20160915 | 6da1781396594690aa54eb388bca608e | 06_299009 | 06_299011 | 1 | 0 | hoofdriool | gemengd | 1995 | 1995 | beton | rond | rubber ring | zand | op staal | 5350 | 5450 | onbekend | 20303 | d slotemaker d bruïnestr | onbekend | onbekend | 600 | 600 | 600 | 52530 | 52.53 | onbekend | 30 | 30 | 6 | zuid gem |  | 0 | Geen beoordeling | 0 | 7 | 0. | 0. | 0. | 0. | 52530 | 0 |  | 0 |  | 16284.31 |  | B8-45 | 6da1781396594690aa54eb388bca608e
rd_pipe | 20160915 | 8f3d9048076747cdb35d7570fb84746f | 06_299011 | 06_299013 | 1 | 0 | hoofdriool | gemengd | 1995 | 1995 | beton | rond | rubber ring | zand | op staal | 5450 | 5530 | onbekend | 20303 | d slotemaker d bruïnestr | onbekend | onbekend | 600 | 600 | 600 | 35330 | 35.33 | onbekend | 30 | 30 | 6 | zuid gem |  | 0 | Geen beoordeling | 0 | 7 | 0. | 0. | 0. | 0. | 35330 | 0 |  | 0 |  | 10944.85 |  | B8-45 | 8f3d9048076747cdb35d7570fb84746f
rd_pipe | 20160915 | c14f1e254ab24c95870babfe7353a282 | 06_299011 | 06_299019 | 1 | 0 | hoofdriool | gemengd | 1998 | 1998 | beton | rond | rubber ring | zand | op staal | 6280 | 6190 | onbekend | 20303 | d slotemaker d bruïnestr | onbekend | onbekend | 300 | 300 | 300 | 25370 | 25.37 | onbekend | 30 | 30 | 6 | zuid gem | 20121113 | 2082 | Geen maatregel | 0 | 7 | 0. | 0. | 0. | 0. | 25370 | 0 |  | 0 |  | 5040.09 |  | B8-45 | c14f1e254ab24c95870babfe7353a282
rd_pipe | 20160915 | 60847074b6bb4f98a90217604b51da23 | 06_299013 | 06_299014 | 1 | 0 | hoofdriool | gemengd | 1995 | 1995 | beton | rond | rubber ring | zand | op staal | 5530 | 5600 | onbekend | 20303 | d slotemaker d bruïnestr | onbekend | onbekend | 600 | 600 | 600 | 37570 | 37.57 | onbekend | 30 | 30 | 6 | zuid gem |  | 0 | Geen beoordeling | 0 | 7 | 0. | 0. | 0. | 0. | 37570 | 0 |  | 0 |  | 11615.01 |  | B8-45 | 60847074b6bb4f98a90217604b51da23
rd_pipe | 20160915 | 2db89fdcbc42427e953b2a38ff694214 | 06_299014 | 06_299016 | 1 | 0 | hoofdriool | gemengd | 1995 | 1995 | beton | rond | rubber ring | zand | op staal | 5600 | 5650 | onbekend | 20303 | d slotemaker d bruïnestr | onbekend | onbekend | 600 | 600 | 600 | 37760 | 37.76 | onbekend | 30 | 30 | 6 | zuid gem |  | 0 | Geen beoordeling | 0 | 7 | 0. | 0. | 0. | 0. | 37760 | 0 |  | 0 |  | 11618.00 |  | B8-45 | 2db89fdcbc42427e953b2a38ff694214
rd_pipe | 20160915 | 15bd27bf85f34a12836e5a1f8828887c | 06_299016 | 06_328029 | 1 | 0 | hoofdriool | gemengd | 1995 | 1995 | pvc | rond | onbekend | zand | op staal | 5900 | 5910 | onbekend | 22500 | thorbeckesingel | onbekend | onbekend | 200 | 200 | 200 | 6000 | 6 | onbekend | 4 | 4 | 6 | zuid gem |  | 0 | Geen beoordeling | 0 | 7 | 0. | 0. | 0. | 0. | 6000 | 0 |  | 0 |  | 924.56 |  | B8-45 | 15bd27bf85f34a12836e5a1f8828887c
rd_pipe | 20160915 | a1200edd24c94135aa9659075ebc7438 | 06_299019 | 06_299020 | 1 | 0 | hoofdriool | gemengd | 1998 | 1998 | beton | rond | rubber ring | zand | op staal | 6100 | 6190 | ontwerp | 20303 | d slotemaker d bruïnestr | onbekend | onbekend | 300 | 300 | 300 | 22480 | 22.48 | onbekend | 30 | 30 | 6 | zuid gem | 20121113 | 2082 | Geen maatregel | 0 | 7 | 0. | 0. | 0. | 0. | 22480 | 0 |  | 0 |  | 4538.39 |  | B8-45 | a1200edd24c94135aa9659075ebc7438
rd_pipe | 20160915 | c6a30291352a413aade3dbff885b4cb9 | 06_299020 | 06_299021 | 1 | 0 | hoofdriool | gemengd | 1998 | 1998 | beton | rond | rubber ring | zand | op staal | 6000 | 6100 | ontwerp | 20303 | d slotemaker d bruïnestr | onbekend | onbekend | 300 | 300 | 300 | 25330 | 25.33 | onbekend | 30 | 30 | 6 | zuid gem | 20121113 | 2082 | Z.s.m. repareren | 0 | 7 | 0. | 0. | 0. | 0. | 25330 | 0 |  | 0 |  | 5181.19 |  | B8-45 | c6a30291352a413aade3dbff885b4cb9
rd_pipe | 20160915 | fbab852d3d8640929527f434aa6d9ea8 | 06_316001 | 06_244003 | 1 | 0 | hoofdriool | gemengd | 1997 | 1997 | pvc | rond | onbekend | zand | op staal | 5100 | 5140 | ontwerp | 21601 | jan steenlaan | onbekend | onbekend | 315 | 315 | 315 | 18710 | 18.71 | onbekend | 4 | 4 | 6 | zuid gem | 20121203 | 2082 | In10jr inspectie | 0 | 7 | 0. | 0. | 0. | 0. | 18710 | 0 |  | 0 |  | 2729.18 |  | B8-45 | fbab852d3d8640929527f434aa6d9ea8
rd_pipe | 20160915 | 2dec254fa35a422194a76e2842e2d720 | 06_316001 | 06_316002 | 1 | 0 | hoofdriool | gemengd | 1997 | 1997 | pvc | rond | onbekend | zand | op staal | 5100 | 5050 | ontwerp | 21601 | jan steenlaan | onbekend | onbekend | 315 | 315 | 315 | 19030 | 19.03 | onbekend | 4 | 4 | 6 | zuid gem | 20121203 | 2082 | Geen maatregel | 0 | 7 | 0. | 0. | 0. | 0. | 19030 | 0 |  | 0 |  | 2791.07 |  | B8-45 | 2dec254fa35a422194a76e2842e2d720
rd_pipe | 20160915 | 453f5b8f5090405590882bbf05c550dd | 06_316002 | 06_316003 | 1 | 0 | hoofdriool | gemengd | 1997 | 1997 | pvc | rond | onbekend | zand | op staal | 5050 | 5000 | ontwerp | 21601 | jan steenlaan | onbekend | onbekend | 315 | 315 | 315 | 19300 | 19.3 | onbekend | 4 | 4 | 6 | zuid gem | 20121203 | 2082 | Geen maatregel | 0 | 7 | 0. | 0. | 0. | 0. | 19300 | 0 |  | 0 |  | 2915.50 |  | B7-39 | 453f5b8f5090405590882bbf05c550dd
rd_pipe | 20160915 | efd139777a084a0b96d2719de9433acb | 06_316003 | 06_316004 | 1 | 0 | hoofdriool | gemengd | 1997 | 1997 | pvc | rond | onbekend | zand | op staal | 5000 | 4940 | ontwerp | 21601 | jan steenlaan | onbekend | onbekend | 315 | 315 | 315 | 18840 | 18.84 | onbekend | 4 | 4 | 6 | zuid gem | 20121203 | 2082 | In10jr inspectie | 0 | 7 | 0. | 0. | 0. | 0. | 18840 | 0 |  | 0 |  | 3117.04 |  | B7-39 | efd139777a084a0b96d2719de9433acb
rd_pipe | 20160915 | b88b7f82bdb44f69ba8411ca4ad97b53 | 06_316003 | 06_351002 | 1 | 0 | hoofdriool | gemengd | 1993 | 1993 | pvc | rond | onbekend | zand | op staal | 5130 | 5090 | onbekend | 23906 | jan vermeerstraat | onbekend | onbekend | 315 | 315 | 315 | 35810 | 35.81 | onbekend | 4 | 4 | 6 | zuid gem | 20121203 | 2082 | Geen maatregel | 0 | 7 | 0. | 0. | 0. | 0. | 35810 | 0 |  | 0 |  | 5366.61 |  | B7-39 | b88b7f82bdb44f69ba8411ca4ad97b53
rd_pipe | 20160915 | 708dd69efa304c1c866579a8cce5ba4d | 06_316004 | 06_316005 | 1 | 0 | hoofdriool | gemengd | 1997 | 1997 | pvc | rond | onbekend | zand | op staal | 4940 | 4890 | ontwerp | 21601 | jan steenlaan | onbekend | onbekend | 315 | 315 | 315 | 17850 | 17.85 | onbekend | 4 | 4 | 6 | zuid gem | 20121203 | 2082 | Geen maatregel | 0 | 7 | 0. | 0. | 0. | 0. | 17850 | 0 |  | 0 |  | 2953.24 |  | B7-39 | 708dd69efa304c1c866579a8cce5ba4d
rd_pipe | 20160915 | f1bce1d33b1841bfad3a5e6e7cbfa5ba | 06_316006 | 06_316007 | 1 | 0 | hoofdriool | gemengd | 1997 | 1997 | pvc | rond | onbekend | zand | op staal | 4560 | 4540 | ontwerp | 21601 | jan steenlaan | onbekend | onbekend | 315 | 315 | 315 | 25710 | 25.71 | onbekend | 4 | 4 | 6 | zuid gem | 20121130 | 2082 | Geen maatregel | 0 | 7 | 0. | 0. | 0. | 0. | 25710 | 0 |  | 0 |  | 4253.66 |  | B7-39 | f1bce1d33b1841bfad3a5e6e7cbfa5ba
rd_pipe | 20160915 | 1faa7ab10bc74f2fb1addca63a70ee08 | 06_316007 | 06_316031 | 1 | 0 | hoofdriool | gemengd | 1997 | 1997 | pvc | rond | onbekend | zand | op staal | 4540 | 4530 | ontwerp | 21601 | jan steenlaan | onbekend | onbekend | 315 | 315 | 315 | 25460 | 25.46 | onbekend | 4 | 4 | 6 | zuid gem | 20121130 | 2082 | Geen maatregel | 0 | 7 | 0. | 0. | 0. | 0. | 25460 | 0 |  | 0 |  | 4212.30 |  | B7-39 | 1faa7ab10bc74f2fb1addca63a70ee08
rd_pipe | 20160915 | 97b676927fd2481991ded60547959690 | 06_316009 | 06_316010 | 1 | 0 | hoofdriool | gemengd | 1997 | 1997 | pvc | rond | rubber ring | zand | op staal | 4700 | 4870 | ontwerp | 21601 | jan steenlaan | onbekend | onbekend | 315 | 315 | 300 | 25180 | 25.18 | onbekend | 4 | 4 | 6 | zuid gem | 20121130 | 2082 | Geen maatregel | 0 | 7 | 0. | 0. | 0. | 0. | 25180 | 0 |  | 0 |  | 4165.98 |  | B7-39 | 97b676927fd2481991ded60547959690
rd_pipe | 20160915 | eb9a1b3d380e4cd19e1d9c09baad9eda | 06_316010 | 06_316030 | 1 | 0 | hoofdriool | gemengd | 1997 | 1997 | pvc | rond | rubber ring | zand | op staal | 4870 | 5050 | ontwerp | 21601 | jan steenlaan | onbekend | onbekend | 315 | 315 | 300 | 24250 | 24.25 | onbekend | 4 | 4 | 6 | zuid gem | 20121130 | 2082 | Geen maatregel | 0 | 7 | 0. | 0. | 0. | 0. | 24250 | 0 |  | 0 |  | 4012.11 |  | B7-39 | eb9a1b3d380e4cd19e1d9c09baad9eda
rd_pipe | 20160915 | b770bfac85d942a6bec2b7d0b0719174 | 06_316012 | 06_316013 | 1 | 0 | hoofdriool | gemengd | 1997 | 1997 | pvc | rond | rubber ring | zand | op staal | 4970 | 4910 | ontwerp | 21601 | jan steenlaan | onbekend | onbekend | 315 | 315 | 300 | 23080 | 23.08 | onbekend | 4 | 4 | 6 | zuid gem | 20121128 | 2082 | Geen maatregel | 0 | 7 | 0. | 0. | 0. | 0. | 23080 | 0 |  | 0 |  | 3431.18 |  | B7-39 | b770bfac85d942a6bec2b7d0b0719174
rd_pipe | 20160915 | a4f2c2a6873f4c78b50b8c78c50fab51 | 06_316012 | 06_316030 | 1 | 0 | hoofdriool | gemengd | 1997 | 1997 | pvc | rond | rubber ring | zand | op staal | 4970 | 5050 | ontwerp | 21601 | jan steenlaan | onbekend | onbekend | 315 | 315 | 300 | 20870 | 20.87 | onbekend | 4 | 4 | 6 | zuid gem | 20121128 | 2082 | Geen maatregel | 0 | 7 | 0. | 0. | 0. | 0. | 20870 | 0 |  | 0 |  | 3147.11 |  | B7-39 | a4f2c2a6873f4c78b50b8c78c50fab51
rd_pipe | 20160915 | b9b44a77efb0435d8fe3dc29d25e639c | 06_316013 | 06_316014 | 1 | 0 | hoofdriool | gemengd | 1997 | 1997 | pvc | rond | rubber ring | zand | op staal | 4910 | 4850 | ontwerp | 21601 | jan steenlaan | onbekend | onbekend | 315 | 315 | 315 | 19020 | 19.02 | onbekend | 4 | 4 | 6 | zuid gem | 20121128 | 2082 | Geen maatregel | 0 | 7 | 0. | 0. | 0. | 0. | 19020 | 0 |  | 0 |  | 2852.94 |  | B7-39 | b9b44a77efb0435d8fe3dc29d25e639c
rd_pipe | 20160915 | a8d0b31fda8e4dba8a66f9aa002915f6 | 06_316015 | 06_316016 | 1 | 0 | hoofdriool | gemengd | 1993 | 1993 | pvc | rond | onbekend | zand | op staal | 5020 | 5140 | onbekend | 21601 | jan steenlaan | onbekend | onbekend | 315 | 315 | 315 | 50830 | 50.83 | onbekend | 4 | 4 | 6 | zuid gem | 20121130 | 2082 | Geen maatregel | 0 | 7 | 0. | 0. | 0. | 0. | 50830 | 0 |  | 0 |  | 8409.71 |  | B7-39 | a8d0b31fda8e4dba8a66f9aa002915f6
rd_pipe | 20160915 | 21f557c836974614903616785319e9cb | 06_316016 | 06_316017 | 1 | 0 | hoofdriool | gemengd | 1993 | 1993 | pvc | rond | onbekend | zand | op staal | 5140 | 5070 | onbekend | 21601 | jan steenlaan | onbekend | onbekend | 315 | 315 | 315 | 37900 | 37.9 | onbekend | 4 | 4 | 6 | zuid gem | 20121129 | 2082 | Geen maatregel | 0 | 7 | 0. | 0. | 0. | 0. | 37900 | 0 |  | 0 |  | 5735.35 |  | B7-39 | 21f557c836974614903616785319e9cb
rd_pipe | 20160915 | e518bee443184d3fab7b13a84b91af90 | 06_316016 | 06_316031 | 1 | 0 | hoofdriool | gemengd | 1993 | 1993 | pvc | rond | onbekend | zand | op staal | 4510 | 4530 | onbekend | 21601 | jan steenlaan | onbekend | onbekend | 315 | 315 | 315 | 22240 | 22.24 | onbekend | 4 | 4 | 6 | zuid gem | 20121130 | 2082 | Geen maatregel | 0 | 7 | 0. | 0. | 0. | 0. | 22240 | 0 |  | 0 |  | 3679.56 |  | B7-39 | e518bee443184d3fab7b13a84b91af90
rd_pipe | 20160915 | 77e9ecaa7b644bb7a0518ae37dd207f8 | 06_316017 | 06_316018 | 1 | 0 | hoofdriool | gemengd | 1993 | 1993 | pvc | rond | onbekend | zand | op staal | 5070 | 5000 | onbekend | 21601 | jan steenlaan | onbekend | onbekend | 315 | 315 | 315 | 35830 | 35.83 | onbekend | 4 | 4 | 6 | zuid gem | 20121129 | 2082 | Geen maatregel | 0 | 7 | 0. | 0. | 0. | 0. | 35830 | 0 |  | 0 |  | 5441.19 |  | B7-39 | 77e9ecaa7b644bb7a0518ae37dd207f8
rd_pipe | 20160915 | bd9a297bd1f74a80a6f3614aaf9eb1ff | 06_316018 | 06_316019 | 1 | 0 | hoofdriool | gemengd | 1993 | 1993 | pvc | rond | onbekend | zand | op staal | 5000 | 4900 | onbekend | 21601 | jan steenlaan | onbekend | onbekend | 315 | 315 | 315 | 41000 | 41 | onbekend | 4 | 4 | 6 | zuid gem | 20121129 | 2082 | Geen maatregel | 0 | 7 | 0. | 0. | 0. | 0. | 41000 | 0 |  | 0 |  | 6783.36 |  | B7-39 | bd9a297bd1f74a80a6f3614aaf9eb1ff
rd_pipe | 20160915 | 190b198ed6c045158b3b85c143df1d5c | 06_316018 | 06_316030 | 1 | 0 | hoofdriool | gemengd | 1993 | 1993 | pvc | rond | onbekend | zand | op staal | 5000 | 5050 | onbekend | 21601 | jan steenlaan | onbekend | onbekend | 315 | 315 | 315 | 22670 | 22.67 | onbekend | 4 | 4 | 6 | zuid gem | 20121128 | 2082 | Geen maatregel | 0 | 7 | 0. | 0. | 0. | 0. | 22670 | 0 |  | 0 |  | 3750.70 |  | B7-39 | 190b198ed6c045158b3b85c143df1d5c
rd_pipe | 20160915 | 8817de3398bf42a89418497853271fff | 06_316020 | 06_316021 | 1 | 0 | hoofdriool | gemengd | 1997 | 1997 | beton | rond | rubber ring | zand | op staal | 4840 | 4880 | ontwerp | 21601 | jan steenlaan | onbekend | onbekend | 500 | 500 | 500 | 22860 | 22.86 | onbekend | 30 | 30 | 6 | zuid gem | 20121122 | 2082 | Geen maatregel | 0 | 7 | 0. | 0. | 0. | 0. | 22860 | 0 |  | 0 |  | 6215.68 |  | B7-39 | 8817de3398bf42a89418497853271fff
rd_pipe | 20160915 | f71883d1aad44ee9a82beb10b9cd7f25 | 06_316021 | 06_316022 | 1 | 0 | hoofdriool | gemengd | 1997 | 1997 | beton | rond | rubber ring | zand | op staal | 4880 | 4940 | ontwerp | 21601 | jan steenlaan | onbekend | onbekend | 500 | 500 | 500 | 29350 | 29.35 | onbekend | 30 | 30 | 6 | zuid gem |  | 0 | Geen beoordeling | 0 | 7 | 0. | 0. | 0. | 0. | 29350 | 0 |  | 0 |  | 7926.32 |  | B7-39 | f71883d1aad44ee9a82beb10b9cd7f25
rd_pipe | 20160915 | f2272256f02445d5be49f7fe001ac3f6 | 06_316022 | 06_316023 | 1 | 0 | hoofdriool | gemengd | 1997 | 1997 | beton | rond | rubber ring | zand | op staal | 4940 | 5000 | ontwerp | 21601 | jan steenlaan | onbekend | onbekend | 400 | 400 | 400 | 30040 | 30.04 | onbekend | 30 | 30 | 6 | zuid gem | 20121122 | 2082 | Geen maatregel | 0 | 7 | 0. | 0. | 0. | 0. | 30040 | 0 |  | 0 |  | 7335.68 |  | B7-39 | f2272256f02445d5be49f7fe001ac3f6
rd_pipe | 20160915 | 0d5809da0eda4d6a86ef11a2d0b82e07 | 06_316022 | 06_327001 | 1 | 0 | hoofdriool | gemengd | 1998 | 1998 | beton | rond | rubber ring | zand | op staal | 4990 | 5040 | ontwerp | 22403 | gerard terborchstraat | onbekend | onbekend | 300 | 300 | 300 | 25080 | 25.08 | onbekend | 30 | 30 | 6 | zuid gem | 20121121 | 2082 | Z.s.m. repareren | 0 | 7 | 0. | 0. | 0. | 0. | 25080 | 0 |  | 0 |  | 5604.38 |  | B7-39 | 0d5809da0eda4d6a86ef11a2d0b82e07
rd_pipe | 20160915 | 13b6cd2da6684f7f95efb674340cc8f3 | 06_316023 | 06_316024 | 1 | 0 | hoofdriool | gemengd | 1997 | 1997 | beton | rond | rubber ring | zand | op staal | 5000 | 5040 | ontwerp | 21601 | jan steenlaan | onbekend | onbekend | 400 | 400 | 400 | 22880 | 22.88 | onbekend | 30 | 30 | 6 | zuid gem | 20121122 | 2082 | Geen maatregel | 0 | 7 | 0. | 0. | 0. | 0. | 22880 | 0 |  | 0 |  | 5550.50 |  | B7-39 | 13b6cd2da6684f7f95efb674340cc8f3
rd_pipe | 20160915 | 3e1a890354ba4d0ab8a2bc2381c5b9c1 | 06_316024 | 06_316025 | 1 | 0 | hoofdriool | gemengd | 1997 | 1997 | beton | rond | rubber ring | zand | op staal | 5040 | 5080 | onbekend | 21601 | jan steenlaan | onbekend | onbekend | 400 | 400 | 400 | 19910 | 19.91 | onbekend | 30 | 30 | 6 | zuid gem | 20121122 | 2082 | Geen maatregel | 0 | 7 | 0. | 0. | 0. | 0. | 19910 | 0 |  | 0 |  | 4484.68 |  | B7-39 | 3e1a890354ba4d0ab8a2bc2381c5b9c1
rd_pipe | 20160915 | c9ade84f80774935bdaa0ccf42a80173 | 06_316025 | 06_316026 | 1 | 0 | hoofdriool | gemengd | 1997 | 1997 | beton | rond | rubber ring | zand | op staal | 5080 | 5070 | ontwerp | 21601 | jan steenlaan | onbekend | onbekend | 400 | 400 | 400 | 13700 | 13.7 | onbekend | 30 | 30 | 6 | zuid gem | 20121122 | 2082 | Geen maatregel | 0 | 7 | 0. | 0. | 0. | 0. | 13700 | 0 |  | 0 |  | 3079.29 |  | B7-39 | c9ade84f80774935bdaa0ccf42a80173
rd_pipe | 20160915 | 9288884d25f146c98d6e603f848be6fa | 06_316026 | 06_316027 | 1 | 0 | hoofdriool | gemengd | 1997 | 1997 | pvc | rond | rubber ring | zand | op staal | 5070 | 5060 | ontwerp | 21601 | jan steenlaan | onbekend | onbekend | 400 | 400 | 400 | 25050 | 25.05 | onbekend | 4 | 4 | 6 | zuid gem | 20121122 | 2082 | Geen maatregel | 0 | 7 | 0. | 0. | 0. | 0. | 25050 | 0 |  | 0 |  | 3639.70 |  | B7-39 | 9288884d25f146c98d6e603f848be6fa
rd_pipe | 20160915 | 05d1e43774934f2389a404ec5a468f09 | 06_316027 | 06_316028 | 1 | 0 | hoofdriool | gemengd | 1997 | 1997 | pvc | rond | rubber ring | zand | op staal | 5060 | 5040 | onbekend | 21601 | jan steenlaan | onbekend | onbekend | 400 | 400 | 400 | 25270 | 25.27 | onbekend | 4 | 4 | 6 | zuid gem | 20121122 | 2082 | Geen maatregel | 0 | 7 | 0. | 0. | 0. | 0. | 25270 | 0 |  | 0 |  | 3671.67 |  | B7-39 | 05d1e43774934f2389a404ec5a468f09
rd_pipe | 20160915 | 1f99cd3ab10a48469229e3bdfdea0b3b | 06_316028 | 06_328061C | 1 | 0 | hoofdriool | gemengd | 2011 | 2011 | beton | rond | rubber ring | zand | op staal |  |  | onbekend | 21601 | jan steenlaan | onbekend | onbekend | 400 | 400 | 130 | 17170 | 17.17 | onbekend | 30 | 30 | 6 | zuid gem | 20121122 | 2082 | Geen maatregel | 0 | 7 | 0. | 0. | 0. | 0. | 17170 | 0 |  | 0 |  | 3856.47 |  | onbekend | 1f99cd3ab10a48469229e3bdfdea0b3b
rd_pipe | 20160915 | a5687a1151f8454b8e4bb86004f6a174 | 06_316031 | 06_316009 | 1 | 0 | hoofdriool | gemengd | 1997 | 1997 | pvc | rond | rubber ring | zand | op staal | 4530 | 4700 | ontwerp | 21601 | jan steenlaan | onbekend | onbekend | 315 | 315 | 300 | 25340 | 25.34 | onbekend | 4 | 4 | 6 | zuid gem | 20121130 | 2082 | Geen maatregel | 0 | 7 | 0. | 0. | 0. | 0. | 25340 | 0 |  | 0 |  | 4192.45 |  | B7-39 | a5687a1151f8454b8e4bb86004f6a174
rd_pipe | 20160915 | b688e38328464f779ff298c1bc767024 | 06_323001 | 06_323002 | 1 | 0 | hoofdriool | gemengd | 1977 | 1977 | beton | rond | rubber ring | zand | op staal | 4870 | 4890 | onbekend | 22004 | talmaplein | onbekend | onbekend | 800 | 800 | 800 | 23830 | 23.83 | onbekend | 30 | 30 | 6 | zuid gem | 20121129 | 2057 | In10jr inspectie | 0 | 7 | 0. | 0. | 0. | 0. | 23830 | 0 |  | 0 |  | 9161.15 |  | B8-45 | b688e38328464f779ff298c1bc767024
rd_pipe | 20160915 | 1cc6b0ead3fe481fa9e22dd68cb45c28 | 06_323001 | 06_323004 | 1 | 0 | hoofdriool | gemengd | 1977 | 1977 | pvc | rond | onbekend | zand | op staal | 5720 | 5760 | onbekend | 22004 | talmaplein | onbekend | onbekend | 200 | 200 | 200 | 15390 | 15.39 | onbekend | 4 | 4 | 6 | zuid gem | 20121205 | 2082 | Geen maatregel | 0 | 7 | 0. | 0. | 0. | 0. | 15390 | 0 |  | 0 |  | 2303.86 |  | B8-45 | 1cc6b0ead3fe481fa9e22dd68cb45c28
rd_pipe | 20160915 | d4c442571d774176bff64275f4cc65e8 | 06_323001 | 06_324003 | 1 | 0 | hoofdriool | gemengd | 1977 | 1977 | beton | rond | rubber ring | zand | op staal | 4870 | 4860 | onbekend | 22101 | talmastraat | onbekend | onbekend | 800 | 800 | 800 | 38440 | 38.44 | onbekend | 30 | 30 | 6 | zuid gem | 20121129 | 2057 | Geen maatregel | 0 | 7 | 0. | 0. | 0. | 0. | 38440 | 0 |  | 0 |  | 14836.93 |  | B8-45 | d4c442571d774176bff64275f4cc65e8
rd_pipe | 20160915 | 0c1da68fd00343248b77331d466aea30 | 06_323002 | 06_323003 | 1 | 0 | hoofdriool | gemengd | 1977 | 1977 | beton | rond | rubber ring | zand | op staal | 4890 | 4900 | onbekend | 22004 | talmaplein | onbekend | onbekend | 800 | 800 | 800 | 31730 | 31.73 | onbekend | 30 | 30 | 6 | zuid gem | 20121129 | 2057 | Geen maatregel | 0 | 7 | 0. | 0. | 0. | 0. | 31730 | 0 |  | 0 |  | 12107.55 |  | B8-45 | 0c1da68fd00343248b77331d466aea30
rd_pipe | 20160915 | 5b8092d705eb49c68705b2c7480d9c05 | 06_323004 | 06_323005 | 1 | 0 | hoofdriool | gemengd | 1977 | 1977 | pvc | rond | onbekend | zand | op staal | 5760 | 5820 | onbekend | 22004 | talmaplein | onbekend | onbekend | 200 | 200 | 200 | 23670 | 23.67 | onbekend | 4 | 4 | 6 | zuid gem | 20121205 | 2082 | Geen maatregel | 0 | 7 | 0. | 0. | 0. | 0. | 23670 | 0 |  | 0 |  | 3492.92 |  | B8-45 | 5b8092d705eb49c68705b2c7480d9c05
rd_pipe | 20160915 | a0668221b45c450b97c20d9ad2622387 | 06_323006 | 06_323007 | 1 | 0 | hoofdriool | gemengd | 1924 | 1924 | beton | ei | rubber ring | zand | op staal | 4940 | 4970 | onbekend | 22004 | talmaplein | onbekend | onbekend | 600 | 900 | 600 | 29450 | 29.45 | onbekend | 30 | 30 | 6 | zuid gem |  | 0 | Geen beoordeling | 0 | 7 | 0. | 0. | 0. | 0. | 29450 | 0 |  | 0 |  | 10373.63 |  | B8-45 | a0668221b45c450b97c20d9ad2622387
rd_pipe | 20160915 | 51e6027049c94d02a8af05731291fae6 | 06_323006 | 06_324007 | 1 | 0 | hoofdriool | gemengd | 1924 | 1924 | beton | ei | rubber ring | zand | op staal | 4940 | 4920 | onbekend | 22004 | talmaplein | onbekend | onbekend | 600 | 900 | 600 | 28550 | 28.55 | onbekend | 30 | 30 | 6 | zuid gem |  | 0 | Geen beoordeling | 0 | 7 | 0. | 0. | 0. | 0. | 28550 | 0 |  | 0 |  | 10085.07 |  | B8-45 | 51e6027049c94d02a8af05731291fae6
rd_pipe | 20160915 | 32bc39b08bbf4dcbbc40da21fcd1ca7b | 06_323007 | 06_323008 | 1 | 0 | hoofdriool | gemengd | 1924 | 1924 | beton | ei | rubber ring | zand | op staal | 4970 | 4990 | onbekend | 22004 | talmaplein | onbekend | onbekend | 600 | 900 | 600 | 23550 | 23.55 | onbekend | 30 | 30 | 6 | zuid gem |  | 0 | Geen beoordeling | 0 | 7 | 0. | 0. | 0. | 0. | 23550 | 0 |  | 0 |  | 8271.91 |  | B8-45 | 32bc39b08bbf4dcbbc40da21fcd1ca7b
rd_pipe | 20160915 | 34c3343e839d471f98349bb77ac2937a | 06_324001 | 06_324002 | 1 | 0 | hoofdriool | gemengd | 1977 | 1977 | beton | rond | rubber ring | zand | op staal | 4830 | 4840 | onbekend | 22101 | talmastraat | onbekend | onbekend | 800 | 800 | 800 | 28880 | 28.88 | onbekend | 30 | 30 | 6 | zuid gem | 20121129 | 2057 | Geen maatregel | 0 | 7 | 0. | 0. | 0. | 0. | 28880 | 0 |  | 0 |  | 11159.69 |  | B8-45 | 34c3343e839d471f98349bb77ac2937a
rd_pipe | 20160915 | 3125ffd38798471dac405ad4e3231ca6 | 06_324002 | 06_324003 | 1 | 0 | hoofdriool | gemengd | 1977 | 1977 | beton | rond | rubber ring | zand | op staal | 4840 | 4860 | onbekend | 22101 | talmastraat | onbekend | onbekend | 800 | 800 | 800 | 28670 | 28.67 | onbekend | 30 | 30 | 6 | zuid gem | 20121129 | 2057 | In10jr inspectie | 0 | 7 | 0. | 0. | 0. | 0. | 28670 | 0 |  | 0 |  | 11072.25 |  | B8-45 | 3125ffd38798471dac405ad4e3231ca6
rd_pipe | 20160915 | 7d08e4ae13b74857abeba3b5dd8fcea5 | 06_324004 | 06_324005 | 1 | 0 | hoofdriool | gemengd | 1924 | 1924 | beton | ei | rubber ring | zand | op staal | 4850 | 4870 | onbekend | 22101 | talmastraat | onbekend | onbekend | 600 | 900 | 600 | 23920 | 23.92 | onbekend | 30 | 30 | 6 | zuid gem |  | 0 | Geen beoordeling | 0 | 7 | 0. | 0. | 0. | 0. | 23920 | 0 |  | 0 |  | 8516.32 |  | B8-45 | 7d08e4ae13b74857abeba3b5dd8fcea5
rd_pipe | 20160915 | d73966ab16bd47f4bb9eda6cba617dd2 | 06_324005 | 06_324006 | 1 | 0 | hoofdriool | gemengd | 1924 | 1924 | beton | ei | rubber ring | zand | op staal | 4870 | 4900 | onbekend | 22101 | talmastraat | onbekend | onbekend | 600 | 900 | 600 | 26610 | 26.61 | onbekend | 30 | 30 | 6 | zuid gem |  | 0 | Geen beoordeling | 0 | 7 | 0. | 0. | 0. | 0. | 26610 | 0 |  | 0 |  | 9447.52 |  | B8-45 | d73966ab16bd47f4bb9eda6cba617dd2
rd_pipe | 20160915 | 83d5e6dda2fd4089825abb71cd6408eb | 06_324006 | 06_324007 | 1 | 0 | hoofdriool | gemengd | 1924 | 1924 | beton | ei | rubber ring | zand | op staal | 4900 | 4920 | onbekend | 22101 | talmastraat | onbekend | onbekend | 600 | 900 | 600 | 25540 | 25.54 | onbekend | 30 | 30 | 6 | zuid gem |  | 0 | Geen beoordeling | 0 | 7 | 0. | 0. | 0. | 0. | 25540 | 0 |  | 0 |  | 9042.17 |  | B8-45 | 83d5e6dda2fd4089825abb71cd6408eb
rd_pipe | 20160915 | 65069f5fb79d4e8495b7eed2c7edd945 | 06_327001 | 06_327002 | 1 | 0 | hoofdriool | gemengd | 1998 | 1998 | beton | rond | rubber ring | zand | op staal | 5040 | 5120 | ontwerp | 22403 | gerard terborchstraat | onbekend | onbekend | 300 | 300 | 300 | 23600 | 23.6 | onbekend | 30 | 30 | 6 | zuid gem | 20121121 | 2082 | Z.s.m. repareren | 0 | 7 | 0. | 0. | 0. | 0. | 23600 | 0 |  | 0 |  | 5263.74 |  | B7-39 | 65069f5fb79d4e8495b7eed2c7edd945
rd_pipe | 20160915 | 957be764380246cfb80e9878adb0dcea | 06_327002 | 06_327003 | 1 | 0 | hoofdriool | gemengd | 1998 | 1998 | beton | rond | rubber ring | zand | op staal | 5120 | 5210 | ontwerp | 22403 | gerard terborchstraat | onbekend | onbekend | 300 | 300 | 300 | 25220 | 25.22 | onbekend | 30 | 30 | 6 | zuid gem | 20121121 | 2082 | Geen maatregel | 0 | 7 | 0. | 0. | 0. | 0. | 25220 | 0 |  | 0 |  | 5236.42 |  | B7-39 | 957be764380246cfb80e9878adb0dcea
rd_pipe | 20160915 | 1e3330330cd04483a1c7a6a69319bb69 | 06_327003 | 06_327004 | 1 | 0 | hoofdriool | gemengd | 1998 | 1998 | beton | rond | rubber ring | zand | op staal | 5210 | 5310 | ontwerp | 22403 | gerard terborchstraat | onbekend | onbekend | 300 | 300 | 300 | 22770 | 22.77 | onbekend | 30 | 30 | 6 | zuid gem | 20121121 | 2082 | Geen maatregel | 0 | 7 | 0. | 0. | 0. | 0. | 22770 | 0 |  | 0 |  | 4689.45 |  | B7-39 | 1e3330330cd04483a1c7a6a69319bb69
rd_pipe | 20160915 | fc4a6bfe56dd492dbd1a159ae5f2e0e7 | 06_327004 | 06_327005 | 1 | 0 | hoofdriool | gemengd | 1998 | 1998 | beton | rond | rubber ring | zand | op staal | 5310 | 5400 | ontwerp | 22403 | gerard terborchstraat | onbekend | onbekend | 300 | 300 | 300 | 25590 | 25.59 | onbekend | 30 | 30 | 6 | zuid gem | 20121121 | 2082 | Geen maatregel | 0 | 7 | 0. | 0. | 0. | 0. | 25590 | 0 |  | 0 |  | 5230.79 |  | B7-39 | fc4a6bfe56dd492dbd1a159ae5f2e0e7
rd_pipe | 20160915 | 3f4e289e46b741d1a6143e9fe4835a82 | 06_327005 | 06_327006 | 1 | 0 | hoofdriool | gemengd | 1998 | 1998 | beton | rond | rubber ring | zand | op staal | 5400 | 5450 | ontwerp | 22403 | gerard terborchstraat | onbekend | onbekend | 300 | 300 | 300 | 20110 | 20.11 | onbekend | 30 | 30 | 6 | zuid gem | 20121121 | 2082 | Geen maatregel | 0 | 7 | 0. | 0. | 0. | 0. | 20110 | 0 |  | 0 |  | 4107.82 |  | B8-45 | 3f4e289e46b741d1a6143e9fe4835a82
rd_pipe | 20160915 | 67b3d4d41377476f86d09f0d18e04e94 | 06_327006 | 06_327007 | 1 | 0 | hoofdriool | gemengd | 1998 | 1998 | beton | rond | rubber ring | zand | op staal | 5450 | 5500 | ontwerp | 22403 | gerard terborchstraat | onbekend | onbekend | 300 | 300 | 300 | 22820 | 22.82 | onbekend | 30 | 30 | 6 | zuid gem | 20121121 | 2082 | Geen maatregel | 0 | 7 | 0. | 0. | 0. | 0. | 22820 | 0 |  | 0 |  | 4690.16 |  | B8-45 | 67b3d4d41377476f86d09f0d18e04e94
rd_pipe | 20160915 | 0fa5b7fec10f45bbb025820d253fd7ae | 06_328019 | 06_371001 | 1 | 0 | hoofdriool | gemengd | 1993 | 1993 | pvc | rond | onbekend | zand | op staal | 6820 | 7000 | onbekend | 24902 | zandheuvelweg | onbekend | onbekend | 200 | 200 | 200 | 16760 | 16.76 | onbekend | 4 | 4 | 6 | zuid gem |  | 0 | Geen beoordeling | 0 | 7 | 0. | 0. | 0. | 0. | 16760 | 0 |  | 0 |  | 2513.41 |  | B9-51 | 0fa5b7fec10f45bbb025820d253fd7ae
rd_pipe | 20160915 | 91b7a22d173448639b23e72445e9e6b2 | 06_328023 | 06_328024 | 1 | 0 | hoofdriool | gemengd | 1951 | 1951 | beton | rond | rubber ring | zand | op staal | 6870 | 6900 | onbekend | 22500 | thorbeckesingel | onbekend | onbekend | 250 | 250 | 250 | 14630 | 14.63 | onbekend | 30 | 30 | 6 | zuid gem | 20121212 | 2082 | Geen maatregel | 0 | 7 | 0. | 0. | 0. | 0. | 14630 | 0 |  | 0 |  | 2892.46 |  | B9-51 | 91b7a22d173448639b23e72445e9e6b2
rd_pipe | 20160915 | b0fca801b432498bb402800a0fcc3c32 | 06_328061 | 06_353008 | 1 | 0 | hoofdriool | gemengd | 1995 | 2010 | beton | rond | rubber ring | zand | op staal | 6570 | 6440 | inmeting | 24104 | dr. de visserstraat | onbekend | onbekend | 300 | 300 | 130 | 48760 | 48.76 | interpolatie | 30 | 30 | 1 | centrum gem | 20121108 | 2082 | Geen maatregel | 0 | 7 | 0. | 0. | 0. | 0. | 48760 | 0 |  | 0 |  | 11121.18 |  | onbekend | b0fca801b432498bb402800a0fcc3c32
rd_pipe | 20160915 | c7a3f7bb33074091bcc213b7cddc41fc | 06_328067D | 06_261012 | 1 | 0 | hoofdriool | gemengd | 1955 | 1955 | beton | ei | rubber ring | zand | op staal | 3930 | 3910 | onbekend | 17809 | rembrandtpark | onbekend | onbekend | 700 | 1050 | 700 | 17010 | 17.01 | onbekend | 30 | 30 | 6 | zuid gem |  | 0 | Geen beoordeling | 0 | 7 | 0. | 0. | 0. | 0. | 17010 | 0 |  | 0 |  | 8007.69 |  | B7-39 | c7a3f7bb33074091bcc213b7cddc41fc
rd_pipe | 20160915 | 42c9629abcbc43af99f776504f8766a9 | 06_328069 | 06_270001 | 1 | 0 | hoofdriool | gemengd | 1955 | 1955 | beton | ei | rubber ring | zand | op staal | 3880 | 3870 | interpolatie | 18406 | rondwg-west | onbekend | onbekend | 800 | 1200 | 180 | 8130 | 8.13 | onbekend | 30 | 30 | 6 | zuid gem | 20161107 | 2061 | Geen maatregel | 0 | 7 | 0. | 0. | 0. | 0. | 8130 | 0 |  | 0 |  | 4360.29 |  | onbekend | 42c9629abcbc43af99f776504f8766a9
rd_pipe | 20160915 | 945a09953ae34e718c01b5e6c11bd01a | 06_34001 | 06_261004 | 1 | 0 | hoofdriool | gemengd | 1992 | 1992 | pvc | rond | onbekend | zand | op staal | 4890 | 4800 | onbekend | 2305 | ferdinand bolstraat | onbekend | onbekend | 315 | 315 | 315 | 44950 | 44.95 | onbekend | 4 | 4 | 6 | zuid gem | 20121128 | 2082 | Geen maatregel | 0 | 7 | 0. | 0. | 0. | 0. | 44950 | 0 |  | 0 |  | 6802.22 |  | B7-39 | 945a09953ae34e718c01b5e6c11bd01a
rd_pipe | 20160915 | f5ea332f634f4d90899bf2d8051266b1 | 06_34001 | 06_34002 | 1 | 0 | hoofdriool | gemengd | 1992 | 1992 | pvc | rond | onbekend | zand | op staal | 4890 | 4980 | onbekend | 2305 | ferdinand bolstraat | onbekend | onbekend | 315 | 315 | 315 | 45630 | 45.63 | onbekend | 4 | 4 | 6 | zuid gem | 20121128 | 2082 | Geen maatregel | 0 | 7 | 0. | 0. | 0. | 0. | 45630 | 0 |  | 0 |  | 6838.27 |  | B7-39 | f5ea332f634f4d90899bf2d8051266b1
rd_pipe | 20160915 | cde2a663afc44682af59f7fa2f6641a2 | 06_34002 | 06_34003 | 1 | 0 | hoofdriool | gemengd | 1992 | 1992 | pvc | rond | onbekend | zand | op staal | 4980 | 5060 | onbekend | 2305 | ferdinand bolstraat | onbekend | onbekend | 315 | 315 | 315 | 43740 | 43.74 | onbekend | 4 | 4 | 6 | zuid gem | 20121128 | 2082 | Geen maatregel | 0 | 7 | 0. | 0. | 0. | 0. | 43740 | 0 |  | 0 |  | 6496.76 |  | B7-39 | cde2a663afc44682af59f7fa2f6641a2
rd_pipe | 20160915 | 4cfd128edbe947819c393322c0a85b8d | 06_34003 | 06_316021 | 1 | 0 | hoofdriool | gemengd | 1992 | 1992 | pvc | rond | onbekend | zand | op staal | 5060 | 5150 | onbekend | 2305 | ferdinand bolstraat | onbekend | onbekend | 315 | 315 | 315 | 45190 | 45.19 | onbekend | 4 | 4 | 6 | zuid gem | 20121128 | 2082 | Z.s.m. repareren | 0 | 7 | 0. | 0. | 0. | 0. | 45190 | 0 |  | 0 |  | 6633.88 |  | B7-39 | 4cfd128edbe947819c393322c0a85b8d
rd_pipe | 20160915 | 5fe85e22d25b446bbb9634d598a7b98a | 06_347002 | 06_279026 | 1 | 0 | verzamel leiding | gemengd | 1997 | 1997 | pvc | rond | onbekend | zand | op staal | 5990 | 5920 | onbekend | 90076 | verbindingsweg | onbekend | onbekend | 200 | 200 | 130 | 36890 | 36.89 | onbekend | 4 | 4 | 61 | <onbekend> | 20121205 | 2082 | Geen maatregel | 0 | 7 | 0. | 0. | 0. | 0. | 36890 | 0 |  | 0 |  | 6200.47 |  | B9 | 5fe85e22d25b446bbb9634d598a7b98a
rd_pipe | 20160915 | 31262d30556d463abbab001136a28a45 | 06_351001 | 06_351002 | 1 | 0 | hoofdriool | gemengd | 1993 | 1993 | pvc | rond | onbekend | zand | op staal | 5040 | 5090 | onbekend | 23906 | jan vermeerstraat | onbekend | onbekend | 315 | 315 | 315 | 40850 | 40.85 | onbekend | 4 | 4 | 6 | zuid gem | 20121203 | 2082 | Geen maatregel | 0 | 7 | 0. | 0. | 0. | 0. | 40850 | 0 |  | 0 |  | 6105.60 |  | B7-39 | 31262d30556d463abbab001136a28a45
rd_pipe | 20160915 | 999fe4d039b5429d8f60feec319dc4a9 | 06_353001 | 06_353002 | 1 | 0 | hoofdriool | gemengd | 1995 | 1995 | beton | rond | rubber ring | zand | op staal | 5720 | 5500 | inmeting | 24104 | dr. de visserstraat | onbekend | onbekend | 300 | 300 | 300 | 54960 | 54.96 | onbekend | 30 | 30 | 6 | zuid gem | 20121112 | 2082 | Geen maatregel | 0 | 7 | 0. | 0. | 0. | 0. | 54960 | 0 |  | 0 |  | 13089.36 |  | B9-51 | 999fe4d039b5429d8f60feec319dc4a9
rd_pipe | 20160915 | 4d8e4b3278354d30a13923bc13acc385 | 06_353002 | 06_353003 | 1 | 0 | hoofdriool | gemengd | 1995 | 1995 | beton | rond | rubber ring | zand | op staal | 5280 | 5290 | onbekend | 24104 | dr. de visserstraat | onbekend | onbekend | 500 | 500 | 500 | 45280 | 45.28 | onbekend | 30 | 30 | 6 | zuid gem | 20121108 | 2082 | Geen maatregel | 0 | 7 | 0. | 0. | 0. | 0. | 45280 | 0 |  | 0 |  | 13553.12 |  | B9-51 | 4d8e4b3278354d30a13923bc13acc385
rd_pipe | 20160915 | 5620fd4b7be84836996d17b5376c9b5e | 06_353003 | 06_353004 | 1 | 0 | hoofdriool | gemengd | 1995 | 1995 | beton | rond | rubber ring | zand | op staal | 5290 | 5330 | inmeting | 24104 | dr. de visserstraat | onbekend | onbekend | 500 | 500 | 500 | 42500 | 42.5 | onbekend | 30 | 30 | 6 | zuid gem | 20121108 | 2082 | Geen maatregel | 0 | 7 | 0. | 0. | 0. | 0. | 42500 | 0 |  | 0 |  | 12791.40 |  | B9-51 | 5620fd4b7be84836996d17b5376c9b5e
rd_pipe | 20160915 | d3d3dca7579d4636bdba3501301b4651 | 06_353004 | 06_353005 | 1 | 0 | hoofdriool | gemengd | 1995 | 1995 | beton | rond | rubber ring | zand | op staal | 5330 | 5370 | inmeting | 24104 | dr. de visserstraat | onbekend | onbekend | 500 | 500 | 500 | 35320 | 35.32 | onbekend | 30 | 30 | 6 | zuid gem | 20121108 | 2082 | Geen maatregel | 0 | 7 | 0. | 0. | 0. | 0. | 35320 | 0 |  | 0 |  | 11679.57 |  | B9-51 | d3d3dca7579d4636bdba3501301b4651
rd_pipe | 20160915 | 8ed219282e344fad9f501c091b3ef011 | 06_353005 | 03_587830 | 1 | 0 | hoofdriool | gemengd | 1995 | 1995 | beton | rond | rubber ring | zand | op staal | 5360 | 5390 | inmeting | 24104 | dr. de visserstraat | onbekend | onbekend | 500 | 500 | 500 | 33000 | 33 | onbekend | 30 | 30 | 6 | zuid gem | 20121108 | 2082 | In10jr inspectie | 0 | 7 | 0. | 0. | 0. | 0. | 33000 | 0 |  | 0 |  | 11208.35 |  | B9-51 | 8ed219282e344fad9f501c091b3ef011
rd_pipe | 20160915 | 91f969c17ea74f399ad7540eef5df763 | 06_353007 | 06_353008 | 1 | 0 | hoofdriool | gemengd | 1995 | 1995 | beton | rond | rubber ring | zand | op staal | 6290 | 6450 | inmeting | 24104 | dr. de visserstraat | onbekend | onbekend | 300 | 300 | 300 | 56670 | 56.67 | onbekend | 30 | 30 | 6 | zuid gem | 20121108 | 2082 | Geen maatregel | 0 | 7 | 0. | 0. | 0. | 0. | 56670 | 0 |  | 0 |  | 12980.83 |  | B9-51 | 91f969c17ea74f399ad7540eef5df763
rd_pipe | 20160915 | 953a7eb4cafe4973b41da7e6229888ce | 06_353009 | 06_353010 | 1 | 0 | hoofdriool | gemengd | 1991 | 1991 | beton | rond | rubber ring | zand | op staal | 6160 | 6230 | onbekend | 24104 | dr. de visserstraat | onbekend | onbekend | 300 | 300 | 300 | 33330 | 33.33 | onbekend | 30 | 30 | 6 | zuid gem | 20121112 | 2082 | Geen maatregel | 0 | 7 | 0. | 0. | 0. | 0. | 33330 | 0 |  | 0 |  | 6868.94 |  | B9-51 | 953a7eb4cafe4973b41da7e6229888ce
rd_pipe | 20160915 | e4a07eab0dbd479f80c5fe24d43b6a5f | 06_353010 | 06_353011 | 1 | 0 | hoofdriool | gemengd | 1991 | 1991 | beton | rond | rubber ring | zand | op staal | 6230 | 6290 | onbekend | 24104 | dr. de visserstraat | onbekend | onbekend | 300 | 300 | 300 | 31280 | 31.28 | onbekend | 30 | 30 | 6 | zuid gem | 20121112 | 2082 | Geen maatregel | 0 | 7 | 0. | 0. | 0. | 0. | 31280 | 0 |  | 0 |  | 6420.16 |  | B9-51 | e4a07eab0dbd479f80c5fe24d43b6a5f
rd_pipe | 20160915 | a61e36d2cfbf4a3084d1874e25ce755d | 06_353011 | 06_353012 | 1 | 0 | hoofdriool | gemengd | 1991 | 1991 | beton | rond | rubber ring | zand | op staal | 6290 | 6380 | onbekend | 24104 | dr. de visserstraat | onbekend | onbekend | 300 | 300 | 300 | 33380 | 33.38 | onbekend | 30 | 30 | 6 | zuid gem | 20121112 | 2082 | Geen maatregel | 0 | 7 | 0. | 0. | 0. | 0. | 33380 | 0 |  | 0 |  | 6860.53 |  | B9-51 | a61e36d2cfbf4a3084d1874e25ce755d
rd_pipe | 20160915 | c27be9937b5b4ab4ab18a1352144d44e | 06_353012 | 03_587828 | 1 | 0 | hoofdriool | gemengd | 1991 | 1991 | beton | rond | rubber ring | zand | op staal | 6380 | 6450 | onbekend | 24104 | dr. de visserstraat | onbekend | onbekend | 300 | 300 | 300 | 28060 | 28.06 | onbekend | 30 | 30 | 6 | zuid gem | 20121112 | 2082 | Geen maatregel | 0 | 7 | 0. | 0. | 0. | 0. | 28060 | 0 |  | 0 |  | 5802.51 |  | B9-51 | c27be9937b5b4ab4ab18a1352144d44e
rd_pipe | 20160915 | 31bfc5786b154c45906e58a87b41bf19 | 06_353044 | 06_353045 | 1 | 0 | hoofdriool | gemengd | 2016 | 2016 | pvc | rond | rubber ring | zand | op staal | 6080 | 6120 | revisie | 1805 | bilderdijkstraat | onbekend | onbekend | 315 | 315 | 300 | 32790 | 32.79 | revisie | 4 | 4 | 6 | zuid gem |  | 0 | Geen beoordeling | 0 | 7 | 0. | 0. | 0. | 0. | 32790 | 0 |  | 0 |  | 5425.03 |  | onbekend | 31bfc5786b154c45906e58a87b41bf19
rd_pipe | 20160915 | ae5f1a32883a451995d220c702907c31 | 06_353045 | 06_276002 | 1 | 0 | hoofdriool | gemengd | 2016 | 2016 | pvc | rond | rubber ring | zand | op staal | 6110 | 6120 | revisie | 1805 | bilderdijkstraat | onbekend | onbekend | 315 | 315 | 300 | 15340 | 15.34 | revisie | 4 | 4 | 6 | zuid gem |  | 0 | Geen beoordeling | 0 | 7 | 0. | 0. | 0. | 0. | 15340 | 0 |  | 0 |  | 2537.97 |  | onbekend | ae5f1a32883a451995d220c702907c31
rd_pipe | 20160915 | e3f9b127965642e59c0a058498a14791 | 06_353046 | 06_353047 | 1 | 0 | hoofdriool | gemengd | 2016 | 2016 | beton | rond | rubber ring | zand | op staal | 5630 | 5800 | revisie | 1805 | bilderdijkstraat | onbekend | onbekend | 400 | 400 | 300 | 62300 | 62.3 | revisie | 30 | 30 | 6 | zuid gem |  | 0 | Geen beoordeling | 0 | 7 | 0. | 0. | 0. | 0. | 62300 | 0 |  | 0 |  | 15513.45 |  | onbekend | e3f9b127965642e59c0a058498a14791
rd_pipe | 20160915 | dde870168e7e4f50a3bf6fc6efdc5410 | 06_371001 | 06_371002 | 1 | 0 | hoofdriool | gemengd | 1993 | 1993 | pvc | rond | onbekend | zand | op staal | 7000 | 7150 | onbekend | 24902 | zandheuvelweg | onbekend | onbekend | 200 | 200 | 200 | 43450 | 43.45 | onbekend | 4 | 4 | 6 | zuid gem |  | 0 | Geen beoordeling | 0 | 7 | 0. | 0. | 0. | 0. | 43450 | 0 |  | 0 |  | 6434.95 |  | B9-51 | dde870168e7e4f50a3bf6fc6efdc5410
rd_pipe | 20160915 | 6236db8fc7eb4549936c16eb40354709 | 06_52001 | 06_230012 | 1 | 0 | hoofdriool | gemengd | 1981 | 1981 | beton | rond | rubber ring | zand | op staal | 5150 | 5090 | onbekend | 3603 | dr. colijnstraat | onbekend | onbekend | 400 | 400 | 400 | 27410 | 27.41 | onbekend | 30 | 30 | 6 | zuid gem | 20121121 | 2082 | Geen maatregel | 0 | 7 | 0. | 0. | 0. | 0. | 27410 | 0 |  | 0 |  | 6737.43 |  | B8-45 | 6236db8fc7eb4549936c16eb40354709
rd_pipe | 20160915 | b32a273f0ea94de1b8ecee4157373913 | 06_52001 | 06_52002 | 1 | 0 | hoofdriool | gemengd | 1981 | 1981 | beton | rond | rubber ring | zand | op staal | 5150 | 5230 | onbekend | 3603 | dr. colijnstraat | onbekend | onbekend | 400 | 400 | 400 | 31190 | 31.19 | onbekend | 30 | 30 | 6 | zuid gem | 20121121 | 2082 | Z.s.m. repareren | 0 | 7 | 0. | 0. | 0. | 0. | 31190 | 0 |  | 0 |  | 7621.51 |  | B8-45 | b32a273f0ea94de1b8ecee4157373913
rd_pipe | 20160915 | 53622b2924a14c1388c6ca48aa146dbf | 06_55001 | 06_160001 | 1 | 0 | hoofdriool | gemengd | 1977 | 1977 | beton | rond | rubber ring | zand | op staal | 4960 | 5040 | onbekend | 10901 | keucheniusstraat | onbekend | onbekend | 800 | 800 | 800 | 28800 | 28.8 | onbekend | 30 | 30 | 6 | zuid gem | 20121129 | 2057 | Z.s.m. onderhoud | 0 | 7 | 0. | 0. | 0. | 0. | 28800 | 0 |  | 0 |  | 11978.04 |  | B8-45 | 53622b2924a14c1388c6ca48aa146dbf
rd_pipe | 20160915 | 3baf6084947a4207a24ada07a7027f72 | 06_55001 | 06_181003 | 1 | 0 | hoofdriool | gemengd | 1977 | 1977 | beton | rond | rubber ring | zand | op staal | 4960 | 4940 | onbekend | 12106 | dr. kuyperstraat | onbekend | onbekend | 800 | 800 | 800 | 33760 | 33.76 | onbekend | 30 | 30 | 6 | zuid gem | 20121129 | 2057 | In10jr inspectie | 0 | 7 | 0. | 0. | 0. | 0. | 33760 | 0 |  | 0 |  | 13260.60 |  | B8-45 | 3baf6084947a4207a24ada07a7027f72
rd_pipe | 20160915 | 67fd445a01d54c7b8246b4c18b51a7a4 | 06_55001 | 06_56004 | 1 | 0 | hoofdriool | gemengd | 1977 | 1977 | beton | rond | rubber ring | zand | op staal | 4960 | 5100 | onbekend | 4006 | da costastraat | onbekend | onbekend | 500 | 500 | 500 | 30540 | 30.54 | onbekend | 30 | 30 | 6 | zuid gem | 20121130 | 2057 | Geen maatregel | 0 | 7 | 0. | 0. | 0. | 0. | 30540 | 0 |  | 0 |  | 9861.54 |  | B8-45 | 67fd445a01d54c7b8246b4c18b51a7a4
rd_pipe | 20160915 | 74beac82bc9a40a68d4a1f08ed3e3e0c | 06_55001 | 06_56005 | 1 | 0 | hoofdriool | gemengd | 1977 | 1977 | beton | rond | rubber ring | zand | op staal | 4960 | 5070 | onbekend | 4006 | da costastraat | onbekend | onbekend | 300 | 300 | 300 | 19560 | 19.56 | onbekend | 30 | 30 | 6 | zuid gem | 20121130 | 2057 | Z.s.m. repareren | 0 | 7 | 0. | 0. | 0. | 0. | 19560 | 0 |  | 0 |  | 4863.97 |  | B8-45 | 74beac82bc9a40a68d4a1f08ed3e3e0c
rd_pipe | 20160915 | c6e07bcc53ab4e20a5c8aeb009b7d9f8 | 06_56001 | 06_156077 | 1 | 0 | hoofdriool | gemengd | 1977 | 1977 | beton | rond | rubber ring | zand | op staal | 5350 | 5390 | onbekend | 4006 | da costastraat | onbekend | onbekend | 500 | 500 | 500 | 31570 | 31.57 | onbekend | 30 | 30 | 6 | zuid gem | 20121130 | 2057 | Geen maatregel | 0 | 7 | 0. | 0. | 0. | 0. | 31570 | 0 |  | 0 |  | 8944.10 |  | B8-45 | c6e07bcc53ab4e20a5c8aeb009b7d9f8
rd_pipe | 20160915 | 51876caf6d404869b323b2e9534c9e70 | 06_56001 | 06_56002 | 1 | 0 | hoofdriool | gemengd | 1977 | 1977 | beton | rond | rubber ring | zand | op staal | 5350 | 5310 | onbekend | 4006 | da costastraat | onbekend | onbekend | 500 | 500 | 500 | 28080 | 28.08 | onbekend | 30 | 30 | 6 | zuid gem | 20121130 | 2037 | In10jr inspectie | 0 | 7 | 0. | 0. | 0. | 0. | 28080 | 0 |  | 0 |  | 8358.35 |  | B8-45 | 51876caf6d404869b323b2e9534c9e70
rd_pipe | 20160915 | bf8091366b1c4e339af9165b8b217edf | 06_56002 | 03_587738 | 1 | 0 | hoofdriool | gemengd | 1977 | 1977 | beton | rond | rubber ring | zand | op staal | 5310 | 5310 | onbekend | 4006 | da costastraat | onbekend | onbekend | 500 | 500 | 500 | 4590 | 4.59 | onbekend | 30 | 30 | 6 | zuid gem | 20121130 | 2057 | Geen maatregel | 0 | 7 | 0. | 0. | 0. | 0. | 4590 | 0 |  | 0 |  | 1380.63 |  | B8-45 | bf8091366b1c4e339af9165b8b217edf
rd_pipe | 20160915 | 1fbd317f72af4118a5cddbc3d8344343 | 06_56003 | 06_56004 | 1 | 0 | hoofdriool | gemengd | 1977 | 1977 | beton | rond | rubber ring | zand | op staal | 5190 | 5100 | onbekend | 4006 | da costastraat | onbekend | onbekend | 500 | 500 | 500 | 20750 | 20.75 | onbekend | 30 | 30 | 6 | zuid gem | 20121130 | 2057 | Z.s.m. repareren | 0 | 7 | 0. | 0. | 0. | 0. | 20750 | 0 |  | 0 |  | 6245.21 |  | B8-45 | 1fbd317f72af4118a5cddbc3d8344343
rd_pipe | 20160915 | f2c508bfcdab4762bb6d6b0ba5ef70b7 | 06_56004 | 06_160007 | 1 | 0 | hoofdriool | gemengd | 1924 | 1924 | beton | ei | rubber ring | zand | op staal | 5100 | 5200 | onbekend | 10901 | keucheniusstraat | onbekend | onbekend | 600 | 900 | 600 | 23670 | 23.67 | onbekend | 30 | 30 | 6 | zuid gem | 20121204 | 2057 | Z.s.m. repareren | 0 | 7 | 0. | 0. | 0. | 0. | 23670 | 0 |  | 0 |  | 8554.72 |  | B8-45 | f2c508bfcdab4762bb6d6b0ba5ef70b7
rd_pipe | 20160915 | 6f0bab0d88154dfa8020facacb9424a1 | 06_56004 | 06_181007 | 1 | 0 | hoofdriool | gemengd | 1924 | 1924 | beton | ei | rubber ring | zand | op staal | 5100 | 5080 | onbekend | 12106 | dr. kuyperstraat | onbekend | onbekend | 600 | 900 | 600 | 24680 | 24.68 | onbekend | 30 | 30 | 6 | zuid gem | 20121205 | 2022 | In10jr vervangen | 0 | 7 | 0. | 0. | 0. | 0. | 24680 | 0 |  | 0 |  | 8781.98 |  | B8-45 | 6f0bab0d88154dfa8020facacb9424a1
rd_pipe | 20160915 | a54369fdab394e6d97a7508b4c6870df | 06_56005 | 06_56006 | 1 | 0 | hoofdriool | gemengd | 1977 | 1977 | beton | rond | rubber ring | zand | op staal | 5070 | 5240 | onbekend | 4006 | da costastraat | onbekend | onbekend | 300 | 300 | 300 | 31050 | 31.05 | onbekend | 30 | 30 | 6 | zuid gem | 20121130 | 2057 | Geen maatregel | 0 | 7 | 0. | 0. | 0. | 0. | 31050 | 0 |  | 0 |  | 7581.97 |  | B8-45 | a54369fdab394e6d97a7508b4c6870df
rd_pipe | 20160915 | 6d933843b8824a4190da33c27a66e859 | 06_56007 | 06_56008 | 1 | 0 | verzamel leiding | gemengd | 1997 | 1997 | pvc | rond | onbekend | zand | op staal | 5900 | 5820 | onbekend | 4006 | da costastraat | onbekend | onbekend | 200 | 200 | 130 | 13260 | 13.26 | onbekend | 4 | 4 | 61 | <onbekend> | 20121205 | 2082 | Geen maatregel | 0 | 7 | 0. | 0. | 0. | 0. | 13260 | 0 |  | 0 |  | 1985.00 |  | B8 | 6d933843b8824a4190da33c27a66e859
rd_pipe | 20160915 | 7f0022a9b9364fd9b729f423a5cffb63 | 06_56008 | 06_279029 | 1 | 0 | verzamel leiding | gemengd | 1997 | 1997 | pvc | rond | onbekend | zand | op staal | 5820 | 5750 | onbekend | 4006 | da costastraat | onbekend | onbekend | 200 | 200 | 130 | 16010 | 16.01 | onbekend | 4 | 4 | 61 | <onbekend> | 20121205 | 2082 | Geen maatregel | 0 | 7 | 0. | 0. | 0. | 0. | 16010 | 0 |  | 0 |  | 2437.19 |  | B8 | 7f0022a9b9364fd9b729f423a5cffb63
rd_pipe | 20211109 | b7f4e03039fc44939e0fe4fc2c89b58f | 06_63056 | 06_328028 | 1 | 0 | hoofdriool | gemengd | 2018 | 2018 | beton | rond | mof/spie | zand | op staal | 5800 | 5750 | revisie | 5509 | dijkstraat | onbekend | onbekend | 500 | 500 | 130 | 81980 | 81.98 | revisie | 30 | 30 | 7 | west gem | 20180720 | 2088 | Geen maatregel | 0 | 7 | 0. | 0. | 0. | 0. | 81980 | 0 |  | 0 |  | 22592.21 |  | onbekend | b7f4e03039fc44939e0fe4fc2c89b58f
rd_pipe | 20200220 | 84b56bfd541340e7ae89643fe0fe3ecf | 06_70001 | 06_230004 | 1 | 0 | hoofdriool | gemengd | 1977 | 1977 | beton | rond | rubber ring | zand | op staal | 4800 | 4820 | onbekend | 5002 | gerard doustraat | onbekend | onbekend | 800 | 800 | 800 | 32520 | 32.52 | onbekend | 30 | 30 | 6 | zuid gem | 20121204 | 2082 | Geen maatregel | 0 | 7 | 0. | 0. | 0. | 0. | 32520 | 0 |  | 0 |  | 12652.02 |  | B8-45 | 84b56bfd541340e7ae89643fe0fe3ecf
rd_pipe | 20160915 | dd24c7d7b354442faa249991e8cd118f | 06_70001 | 06_70002 | 1 | 0 | hoofdriool | gemengd | 1977 | 1977 | beton | rond | rubber ring | zand | op staal | 4800 | 4780 | onbekend | 5002 | gerard doustraat | onbekend | onbekend | 800 | 800 | 800 | 28990 | 28.99 | onbekend | 30 | 30 | 6 | zuid gem | 20121204 | 2082 | Geen maatregel | 0 | 7 | 0. | 0. | 0. | 0. | 28990 | 0 |  | 0 |  | 11125.74 |  | B8-45 | dd24c7d7b354442faa249991e8cd118f
rd_pipe | 20160915 | 5a6c4c40f1e64e9b8bd47b78e30a7958 | 06_70002 | 06_70003 | 1 | 0 | hoofdriool | gemengd | 1977 | 1977 | beton | rond | rubber ring | zand | op staal | 4780 | 4760 | onbekend | 5002 | gerard doustraat | onbekend | onbekend | 800 | 800 | 800 | 33800 | 33.8 | onbekend | 30 | 30 | 6 | zuid gem | 20121204 | 2082 | Geen maatregel | 0 | 7 | 0. | 0. | 0. | 0. | 33800 | 0 |  | 0 |  | 12912.28 |  | B8-45 | 5a6c4c40f1e64e9b8bd47b78e30a7958
rd_pipe | 20160915 | 6f1e8ccf69314617bef6cc6fe7c477ff | 06_70003 | 06_70004 | 1 | 0 | hoofdriool | gemengd | 1977 | 1977 | beton | rond | rubber ring | zand | op staal | 4760 | 4730 | onbekend | 5002 | gerard doustraat | onbekend | onbekend | 800 | 800 | 800 | 33890 | 33.89 | onbekend | 30 | 30 | 6 | zuid gem | 20121204 | 2082 | Geen maatregel | 0 | 7 | 0. | 0. | 0. | 0. | 33890 | 0 |  | 0 |  | 12887.07 |  | C8-46 | 6f1e8ccf69314617bef6cc6fe7c477ff
rd_pipe | 20160915 | a9ff6e46290642e6bbd32d3909d50b2f | 06_70004 | 06_260009 | 1 | 0 | hoofdriool | gemengd | 1977 | 1977 | beton | rond | rubber ring | zand | op staal | 4730 | 4710 | onbekend | 5002 | gerard doustraat | onbekend | onbekend | 800 | 800 | 800 | 33280 | 33.28 | onbekend | 30 | 30 | 6 | zuid gem | 20121204 | 2082 | Geen maatregel | 0 | 7 | 0. | 0. | 0. | 0. | 33280 | 0 |  | 0 |  | 12596.58 |  | C8-46 | a9ff6e46290642e6bbd32d3909d50b2f
rd_pipe | 20200220 | 0aa0f693d5234794b88770f56ffe647d | 06_70005 | 06_230014 | 1 | 0 | hoofdriool | gemengd | 1950 | 1950 | beton | ei | rubber ring | zand | op staal | 4830 | 4830 | onbekend | 5002 | gerard doustraat | onbekend | onbekend | 600 | 900 | 600 | 5410 | 5.41 | onbekend | 30 | 30 | 6 | zuid gem | 20090824 | 2009 | Z.s.m. vervangen | 0 | 7 | 0. | 0. | 0. | 0. | 5410 | 0 |  | 0 |  | 1932.61 |  | C8-46 | 0aa0f693d5234794b88770f56ffe647d
rd_pipe | 20160915 | 38871ac973e841d4a9f5c8501cacdbee | 06_70005 | 06_70006 | 1 | 0 | hoofdriool | gemengd | 1950 | 1950 | beton | ei | rubber ring | zand | op staal | 4830 | 4800 | onbekend | 5002 | gerard doustraat | onbekend | onbekend | 600 | 900 | 600 | 37950 | 37.95 | onbekend | 30 | 30 | 6 | zuid gem | 20090824 | 2054 | Z.s.m. repareren | 0 | 7 | 0. | 0. | 0. | 0. | 37950 | 0 |  | 0 |  | 13503.90 |  | C8-46 | 38871ac973e841d4a9f5c8501cacdbee
rd_pipe | 20160915 | 13202733c32140f1a28d0663f2a91ba6 | 06_70006 | 06_70007 | 1 | 0 | hoofdriool | gemengd | 1950 | 1950 | beton | ei | rubber ring | zand | op staal | 4800 | 4780 | onbekend | 5002 | gerard doustraat | onbekend | onbekend | 600 | 900 | 600 | 31150 | 31.15 | onbekend | 30 | 30 | 6 | zuid gem | 20090824 | 2009 | Z.s.m. vervangen | 0 | 7 | 0. | 0. | 0. | 0. | 31150 | 0 |  | 0 |  | 11003.50 |  | C8-46 | 13202733c32140f1a28d0663f2a91ba6
rd_pipe | 20160915 | ad3795f403384fbd88fe33a1b9b4df72 | 06_70007 | 06_70008 | 1 | 0 | hoofdriool | gemengd | 1950 | 1950 | beton | ei | rubber ring | zand | op staal | 4780 | 4750 | onbekend | 5002 | gerard doustraat | onbekend | onbekend | 600 | 900 | 600 | 30780 | 30.78 | onbekend | 30 | 30 | 6 | zuid gem | 20090824 | 2009 | Z.s.m. vervangen | 0 | 7 | 0. | 0. | 0. | 0. | 30780 | 0 |  | 0 |  | 10811.43 |  | C8-46 | ad3795f403384fbd88fe33a1b9b4df72
rd_pipe | 20160915 | ca2af3a6d4314dc3ac5ddd3247fa36b1 | 06_70008 | 06_260006 | 1 | 0 | hoofdriool | gemengd | 1950 | 1950 | beton | ei | rubber ring | zand | op staal | 4750 | 4730 | onbekend | 5002 | gerard doustraat | onbekend | onbekend | 600 | 900 | 600 | 29320 | 29.32 | onbekend | 30 | 30 | 6 | zuid gem | 20090817 | 2054 | Z.s.m. onderhoud | 0 | 7 | 0. | 0. | 0. | 0. | 29320 | 0 |  | 0 |  | 10257.70 |  | C8-46 | ca2af3a6d4314dc3ac5ddd3247fa36b1
rd_pipe | 20160915 | b9af0778294943cb8e8042268c37cbe5 | 06_74001 | 06_353004 | 1 | 0 | hoofdriool | gemengd | 1995 | 1995 | beton | rond | rubber ring | zand | op staal | 6170 | 5980 | onbekend | 5304 | van d duyn v maasdamstr | onbekend | onbekend | 300 | 300 | 300 | 49280 | 49.28 | onbekend | 30 | 30 | 6 | zuid gem | 20121108 | 2082 | Geen maatregel | 0 | 7 | 0. | 0. | 0. | 0. | 49280 | 0 |  | 0 |  | 11426.06 |  | B9-51 | b9af0778294943cb8e8042268c37cbe5
rd_pipe | 20160915 | 1a2c1d64d67943afb5341a2e2a8cb873 | 06_74001 | 06_74002 | 1 | 0 | hoofdriool | gemengd | 1995 | 1995 | beton | rond | rubber ring | zand | op staal | 6170 | 6250 | onbekend | 5304 | van d duyn v maasdamstr | onbekend | onbekend | 300 | 300 | 300 | 43920 | 43.92 | onbekend | 30 | 30 | 6 | zuid gem | 20121108 | 2082 | Geen maatregel | 0 | 7 | 0. | 0. | 0. | 0. | 43920 | 0 |  | 0 |  | 10060.31 |  | B9-51 | 1a2c1d64d67943afb5341a2e2a8cb873
rd_pipe | 20160915 | 7ae5235e187740e6a67802ab399c02b8 | 06_74002 | 06_74003 | 1 | 0 | hoofdriool | gemengd | 1995 | 1995 | beton | rond | rubber ring | zand | op staal | 6250 | 6340 | onbekend | 5304 | van d duyn v maasdamstr | onbekend | onbekend | 300 | 300 | 300 | 44950 | 44.95 | onbekend | 30 | 30 | 6 | zuid gem | 20121108 | 2082 | Geen maatregel | 0 | 7 | 0. | 0. | 0. | 0. | 44950 | 0 |  | 0 |  | 10220.73 |  | B9-51 | 7ae5235e187740e6a67802ab399c02b8
rd_pipe | 20160915 | 68e8a7a08f91471d843c172b2b39d582 | 06_86001 | 06_220019 | 1 | 0 | hoofdriool | gemengd | 1998 | 1998 | beton | rond | rubber ring | zand | op staal | 5790 | 5760 | ontwerp | 90088 | karel fabritiusstraat | onbekend | onbekend | 300 | 300 | 300 | 23500 | 23.5 | onbekend | 30 | 30 | 6 | zuid gem | 20121120 | 2082 | Geen maatregel | 0 | 7 | 0. | 0. | 0. | 0. | 23500 | 0 |  | 0 |  | 4803.58 |  | B8-45 | 68e8a7a08f91471d843c172b2b39d582
rd_pipe | 20160915 | 3aa5b01fa2264fd4a155abe7f142fcf4 | 06_86001 | 06_86002 | 1 | 0 | hoofdriool | gemengd | 1998 | 1998 | beton | rond | rubber ring | zand | op staal | 5790 | 5820 | ontwerp | 90088 | karel fabritiusstraat | onbekend | onbekend | 300 | 300 | 300 | 26260 | 26.26 | onbekend | 30 | 30 | 6 | zuid gem | 20121120 | 2082 | Geen maatregel | 0 | 7 | 0. | 0. | 0. | 0. | 26260 | 0 |  | 0 |  | 5378.78 |  | B8-45 | 3aa5b01fa2264fd4a155abe7f142fcf4
rd_pipe | 20160915 | 4b6bc8f4b6b94790a269a8164e09a833 | 06_86002 | 06_86003 | 1 | 0 | hoofdriool | gemengd | 1998 | 1998 | beton | rond | rubber ring | zand | op staal | 5820 | 5850 | ontwerp | 90088 | karel fabritiusstraat | onbekend | onbekend | 300 | 300 | 300 | 23850 | 23.85 | onbekend | 30 | 30 | 6 | zuid gem | 20121120 | 2082 | Geen maatregel | 0 | 7 | 0. | 0. | 0. | 0. | 23850 | 0 |  | 0 |  | 4895.17 |  | B8-45 | 4b6bc8f4b6b94790a269a8164e09a833
rd_pipe | 20160915 | 7e6c1c526a134910b4a5eb9be955f437 | 06_86003 | 06_86004 | 1 | 0 | hoofdriool | gemengd | 1998 | 1998 | beton | rond | rubber ring | zand | op staal | 5850 | 5800 | ontwerp | 90088 | karel fabritiusstraat | onbekend | onbekend | 300 | 300 | 300 | 25130 | 25.13 | onbekend | 30 | 30 | 6 | zuid gem | 20121120 | 2082 | Geen maatregel | 0 | 7 | 0. | 0. | 0. | 0. | 25130 | 0 |  | 0 |  | 5196.61 |  | B8-45 | 7e6c1c526a134910b4a5eb9be955f437
rd_pipe | 20160915 | 5d7eaea8921e43afaff739d5340b56f7 | 06_86004 | 06_97011 | 1 | 0 | hoofdriool | gemengd | 1998 | 1998 | beton | rond | rubber ring | zand | op staal | 5800 | 5760 | ontwerp | 90088 | karel fabritiusstraat | onbekend | onbekend | 300 | 300 | 300 | 25090 | 25.09 | onbekend | 30 | 30 | 6 | zuid gem | 20121120 | 2082 | Geen maatregel | 0 | 7 | 0. | 0. | 0. | 0. | 25090 | 0 |  | 0 |  | 5603.10 |  | B8-45 | 5d7eaea8921e43afaff739d5340b56f7
rd_pipe | 20160915 | 4eb3a42746d64283a41a97f0e601d49d | 06_87001 | 06_261007 | 1 | 0 | hoofdriool | gemengd | 1992 | 1992 | pvc | rond | onbekend | zand | op staal | 4790 | 4700 | onbekend | 6203 | govert flinckstraat | onbekend | onbekend | 315 | 315 | 315 | 38630 | 38.63 | onbekend | 4 | 4 | 6 | zuid gem | 20121128 | 2082 | Geen maatregel | 0 | 7 | 0. | 0. | 0. | 0. | 38630 | 0 |  | 0 |  | 6391.25 |  | B7-39 | 4eb3a42746d64283a41a97f0e601d49d
rd_pipe | 20160915 | ac33c1cbe3694c6aaca8ca1cfc7fb8b1 | 06_87001 | 06_87002 | 1 | 0 | hoofdriool | gemengd | 1992 | 1992 | pvc | rond | onbekend | zand | op staal | 4790 | 4880 | onbekend | 6203 | govert flinckstraat | onbekend | onbekend | 315 | 315 | 315 | 41800 | 41.8 | onbekend | 4 | 4 | 6 | zuid gem | 20121128 | 2082 | In10jr inspectie | 0 | 7 | 0. | 0. | 0. | 0. | 41800 | 0 |  | 0 |  | 6915.72 |  | B7-39 | ac33c1cbe3694c6aaca8ca1cfc7fb8b1
rd_pipe | 20160915 | a0686e3bb07c48a58a75e1e90fcdddd7 | 06_87002 | 06_87003 | 1 | 0 | hoofdriool | gemengd | 1992 | 1992 | pvc | rond | onbekend | zand | op staal | 4880 | 4970 | onbekend | 6203 | govert flinckstraat | onbekend | onbekend | 315 | 315 | 315 | 40830 | 40.83 | onbekend | 4 | 4 | 6 | zuid gem | 20121128 | 2082 | In10jr inspectie | 0 | 7 | 0. | 0. | 0. | 0. | 40830 | 0 |  | 0 |  | 6146.11 |  | B7-39 | a0686e3bb07c48a58a75e1e90fcdddd7
rd_pipe | 20160915 | b125db2725074a43a8a8d837233bf60b | 06_87003 | 06_87004 | 1 | 0 | hoofdriool | gemengd | 1992 | 1992 | pvc | rond | onbekend | zand | op staal | 4970 | 5060 | onbekend | 6203 | govert flinckstraat | onbekend | onbekend | 315 | 315 | 315 | 40780 | 40.78 | onbekend | 4 | 4 | 6 | zuid gem | 20121128 | 2057 | In10jr inspectie | 0 | 7 | 0. | 0. | 0. | 0. | 40780 | 0 |  | 0 |  | 6067.97 |  | B7-39 | b125db2725074a43a8a8d837233bf60b
rd_pipe | 20160915 | 4a22d7fe860a467bb8c0c5ae10252d4a | 06_87004 | 06_316023 | 1 | 0 | hoofdriool | gemengd | 1992 | 1992 | pvc | rond | onbekend | zand | op staal | 5060 | 5150 | onbekend | 6203 | govert flinckstraat | onbekend | onbekend | 315 | 315 | 315 | 42190 | 42.19 | onbekend | 4 | 4 | 6 | zuid gem | 20121128 | 2082 | Z.s.m. onderhoud | 0 | 7 | 0. | 0. | 0. | 0. | 42190 | 0 |  | 0 |  | 6193.48 |  | B7-39 | 4a22d7fe860a467bb8c0c5ae10252d4a
rd_pipe | 20160915 | 092b98c0b3fb44f784b20b3011edd84c | 06_97001 | 06_97002 | 1 | 0 | hoofdriool | gemengd | 1998 | 1998 | beton | rond | rubber ring | zand | op staal | 5130 | 5170 | ontwerp | 6807 | aart de gelderstraat | onbekend | onbekend | 400 | 400 | 400 | 23250 | 23.25 | onbekend | 30 | 30 | 6 | zuid gem | 20121122 | 2082 | Geen maatregel | 0 | 7 | 0. | 0. | 0. | 0. | 23250 | 0 |  | 0 |  | 5636.53 |  | B7-39 | 092b98c0b3fb44f784b20b3011edd84c
rd_pipe | 20160915 | aaf210268493400fa1e6ddbdd4ffabe8 | 06_97001 | 06_97035 | 1 | 0 | hoofdriool | gemengd | 1998 | 1998 | beton | rond | rubber ring | zand | op staal | 5130 | 5100 | ontwerp | 6807 | aart de gelderstraat | onbekend | onbekend | 400 | 400 | 300 | 12640 | 12.64 | onbekend | 30 | 30 | 6 | zuid gem | 20121122 | 2082 | Geen maatregel | 0 | 7 | 0. | 0. | 0. | 0. | 12640 | 0 |  | 0 |  | 3068.39 |  | B7-39 | aaf210268493400fa1e6ddbdd4ffabe8
rd_pipe | 20160915 | 50074aeac8fe45af9ac08300557d7bdc | 06_97002 | 06_97003 | 1 | 0 | hoofdriool | gemengd | 1998 | 1998 | beton | rond | rubber ring | zand | op staal | 5170 | 5210 | ontwerp | 6807 | aart de gelderstraat | onbekend | onbekend | 400 | 400 | 300 | 25050 | 25.05 | onbekend | 30 | 30 | 6 | zuid gem | 20121122 | 2082 | Z.s.m. repareren | 0 | 7 | 0. | 0. | 0. | 0. | 25050 | 0 |  | 0 |  | 6084.97 |  | B7-39 | 50074aeac8fe45af9ac08300557d7bdc
rd_pipe | 20160915 | d6a531d8c40f4924a0959a773be7f61b | 06_97003 | 06_97004 | 1 | 0 | hoofdriool | gemengd | 1998 | 1998 | beton | rond | rubber ring | zand | op staal | 5210 | 5260 | ontwerp | 6807 | aart de gelderstraat | onbekend | onbekend | 400 | 400 | 400 | 22680 | 22.68 | onbekend | 30 | 30 | 6 | zuid gem | 20121122 | 2082 | Z.s.m. repareren | 0 | 7 | 0. | 0. | 0. | 0. | 22680 | 0 |  | 0 |  | 5516.55 |  | B7-39 | d6a531d8c40f4924a0959a773be7f61b
rd_pipe | 20160915 | 99ebffed33484e31a99c23b38060c652 | 06_97004 | 06_97005 | 1 | 0 | hoofdriool | gemengd | 1998 | 1998 | beton | rond | rubber ring | zand | op staal | 5260 | 5300 | ontwerp | 6807 | aart de gelderstraat | onbekend | onbekend | 400 | 400 | 400 | 25170 | 25.17 | onbekend | 30 | 30 | 6 | zuid gem | 20121122 | 2082 | Z.s.m. repareren | 0 | 7 | 0. | 0. | 0. | 0. | 25170 | 0 |  | 0 |  | 6130.28 |  | B7-39 | 99ebffed33484e31a99c23b38060c652
rd_pipe | 20160915 | 4b53b7afa5764ae692414ed935c7c885 | 06_97005 | 06_183002 | 1 | 0 | hoofdriool | gemengd | 1998 | 1998 | beton | rond | rubber ring | zand | op staal | 5300 | 5350 | ontwerp | 12300 | gerard de lairessestraat | onbekend | onbekend | 300 | 300 | 300 | 19020 | 19.02 | onbekend | 30 | 30 | 6 | zuid gem | 20121120 | 2082 | Geen maatregel | 0 | 7 | 0. | 0. | 0. | 0. | 19020 | 0 |  | 0 |  | 4228.91 |  | B7-39 | 4b53b7afa5764ae692414ed935c7c885
rd_pipe | 20160915 | b435ec29464d4255946f5b394f6e0bed | 06_97005 | 06_183005 | 1 | 0 | hoofdriool | gemengd | 1998 | 1998 | beton | rond | rubber ring | zand | op staal | 5300 | 5400 | ontwerp | 12300 | gerard de lairessestraat | onbekend | onbekend | 300 | 300 | 300 | 27080 | 27.08 | onbekend | 30 | 30 | 6 | zuid gem | 20121120 | 2082 | Geen maatregel | 0 | 7 | 0. | 0. | 0. | 0. | 27080 | 0 |  | 0 |  | 6020.97 |  | B7-39 | b435ec29464d4255946f5b394f6e0bed
rd_pipe | 20160915 | c7cbb5fca61545e096b699a0e1155550 | 06_97005 | 06_97006 | 1 | 0 | hoofdriool | gemengd | 1998 | 1998 | beton | rond | rubber ring | zand | op staal | 5300 | 5380 | ontwerp | 6807 | aart de gelderstraat | onbekend | onbekend | 300 | 300 | 300 | 20580 | 20.58 | onbekend | 30 | 30 | 6 | zuid gem | 20121120 | 2082 | Z.s.m. repareren | 0 | 7 | 0. | 0. | 0. | 0. | 20580 | 0 |  | 0 |  | 4601.69 |  | B7-39 | c7cbb5fca61545e096b699a0e1155550
rd_pipe | 20160915 | f1ac58dad5f540c0ba31400523b83037 | 06_97006 | 06_97007 | 1 | 0 | hoofdriool | gemengd | 1998 | 1998 | beton | rond | rubber ring | zand | op staal | 5380 | 5470 | ontwerp | 6807 | aart de gelderstraat | onbekend | onbekend | 300 | 300 | 300 | 25110 | 25.11 | onbekend | 30 | 30 | 6 | zuid gem | 20121120 | 2082 | Geen maatregel | 0 | 7 | 0. | 0. | 0. | 0. | 25110 | 0 |  | 0 |  | 5614.60 |  | B8-45 | f1ac58dad5f540c0ba31400523b83037
rd_pipe | 20160915 | 66d1fe3a36664d3aaa627d7752967511 | 06_97007 | 06_97008 | 1 | 0 | hoofdriool | gemengd | 1998 | 1998 | beton | rond | rubber ring | zand | op staal | 5470 | 5550 | ontwerp | 6807 | aart de gelderstraat | onbekend | onbekend | 300 | 300 | 300 | 22920 | 22.92 | onbekend | 30 | 30 | 6 | zuid gem | 20121120 | 2082 | Geen maatregel | 0 | 7 | 0. | 0. | 0. | 0. | 22920 | 0 |  | 0 |  | 5128.12 |  | B8-45 | 66d1fe3a36664d3aaa627d7752967511
rd_pipe | 20160915 | dee0eb4d990144cb90ec9389e53839fd | 06_97008 | 06_273005 | 1 | 0 | hoofdriool | gemengd | 1998 | 1998 | beton | rond | rubber ring | zand | op staal | 5550 | 5500 | ontwerp | 18600 | petrus paulus rubensstr | onbekend | onbekend | 400 | 400 | 400 | 20630 | 20.63 | onbekend | 30 | 30 | 6 | zuid gem | 20121121 | 2082 | Z.s.m. repareren | 0 | 7 | 0. | 0. | 0. | 0. | 20630 | 0 |  | 0 |  | 5044.41 |  | B8-45 | dee0eb4d990144cb90ec9389e53839fd
rd_pipe | 20160915 | 1e4e4d8adc7f420bb3f04e5fcfa301fc | 06_97008 | 06_97009 | 1 | 0 | hoofdriool | gemengd | 1998 | 1998 | beton | rond | rubber ring | zand | op staal | 5550 | 5610 | ontwerp | 6807 | aart de gelderstraat | onbekend | onbekend | 300 | 300 | 300 | 17990 | 17.99 | onbekend | 30 | 30 | 6 | zuid gem | 20121120 | 2082 | Geen maatregel | 0 | 7 | 0. | 0. | 0. | 0. | 17990 | 0 |  | 0 |  | 4030.12 |  | B8-45 | 1e4e4d8adc7f420bb3f04e5fcfa301fc
rd_pipe | 20160915 | 9450f324560642468679ccaf5850ceef | 06_97009 | 06_97010 | 1 | 0 | hoofdriool | gemengd | 1998 | 1998 | beton | rond | rubber ring | zand | op staal | 5610 | 5690 | ontwerp | 6807 | aart de gelderstraat | onbekend | onbekend | 300 | 300 | 300 | 20300 | 20.3 | onbekend | 30 | 30 | 6 | zuid gem | 20121120 | 2082 | Z.s.m. repareren | 0 | 7 | 0. | 0. | 0. | 0. | 20300 | 0 |  | 0 |  | 4550.45 |  | B8-45 | 9450f324560642468679ccaf5850ceef
rd_pipe | 20160915 | 2a75481321b64d3faafc0265a6971534 | 06_97010 | 06_97011 | 1 | 0 | hoofdriool | gemengd | 1998 | 1998 | beton | rond | rubber ring | zand | op staal | 5690 | 5760 | ontwerp | 6807 | aart de gelderstraat | onbekend | onbekend | 300 | 300 | 300 | 20380 | 20.38 | onbekend | 30 | 30 | 6 | zuid gem | 20121120 | 2082 | Geen maatregel | 0 | 7 | 0. | 0. | 0. | 0. | 20380 | 0 |  | 0 |  | 4571.23 |  | B8-45 | 2a75481321b64d3faafc0265a6971534
rd_pipe | 20160915 | 2003dd6670234f4a98ee09262b9fb939 | 06_97011 | 06_97012 | 1 | 0 | hoofdriool | gemengd | 1998 | 1998 | beton | rond | rubber ring | zand | op staal | 5760 | 5830 | ontwerp | 6807 | aart de gelderstraat | onbekend | onbekend | 300 | 300 | 300 | 20280 | 20.28 | onbekend | 30 | 30 | 6 | zuid gem | 20121120 | 2082 | Geen maatregel | 0 | 7 | 0. | 0. | 0. | 0. | 20280 | 0 |  | 0 |  | 4548.80 |  | B8-45 | 2003dd6670234f4a98ee09262b9fb939
rd_pipe | 20160915 | d0be786c790246b5a6b61ee908b6b098 | 06_97012 | 06_97013 | 1 | 0 | hoofdriool | gemengd | 1998 | 1998 | beton | rond | rubber ring | zand | op staal | 5830 | 5900 | ontwerp | 6807 | aart de gelderstraat | onbekend | onbekend | 300 | 300 | 300 | 17990 | 17.99 | onbekend | 30 | 30 | 6 | zuid gem | 20121120 | 2082 | Geen maatregel | 0 | 7 | 0. | 0. | 0. | 0. | 17990 | 0 |  | 0 |  | 4027.60 |  | B8-45 | d0be786c790246b5a6b61ee908b6b098
rd_pipe | 20160915 | 5210d8acc4314424a93ce1f9e3a81aa9 | 06_97013 | 06_299014 | 1 | 0 | hoofdriool | gemengd | 1995 | 1995 | beton | rond | rubber ring | zand | op staal | 5900 | 5950 | onbekend | 6807 | aart de gelderstraat | onbekend | onbekend | 300 | 300 | 300 | 15810 | 15.81 | onbekend | 30 | 30 | 6 | zuid gem | 20121120 | 2082 | Geen maatregel | 0 | 7 | 0. | 0. | 0. | 0. | 15810 | 0 |  | 0 |  | 3532.90 |  | B8-45 | 5210d8acc4314424a93ce1f9e3a81aa9
rd_pipe | 20160915 | a03b52f50cdd48fb978c40d321da179b | 06_97013 | 06_299021 | 1 | 0 | hoofdriool | gemengd | 1998 | 1998 | beton | rond | rubber ring | zand | op staal | 5900 | 6000 | ontwerp | 20303 | d slotemaker d bruïnestr | onbekend | onbekend | 300 | 300 | 300 | 25330 | 25.33 | onbekend | 30 | 30 | 6 | zuid gem | 20121113 | 2082 | Z.s.m. repareren | 0 | 7 | 0. | 0. | 0. | 0. | 25330 | 0 |  | 0 |  | 5262.81 |  | B8-45 | a03b52f50cdd48fb978c40d321da179b
rd_pipe | 20160915 | fd5afeb822894888a1a555b8e51197c4 | 06_97020 | 06_23004 | 1 | 0 | hoofdriool | gemengd | 1985 | 1985 | beton | rond | rubber ring | zand | op staal | 6410 | 6400 | revisie | 13102 | lunenburg | onbekend | onbekend | 300 | 300 | 130 | 6830 | 6.83 | revisie | 30 | 30 | 6 | zuid gem | 20121109 | 2082 | Geen maatregel | 0 | 7 | 0. | 0. | 0. | 0. | 6830 | 0 |  | 0 |  | 1631.43 |  | B9 | fd5afeb822894888a1a555b8e51197c4
rd_pipe | 20160915 | 0854d3b1f0a44c19ab0fd79c857fd8f9 | 06_97035 | 06_316025 | 1 | 0 | hoofdriool | gemengd | 1997 | 1997 | pvc | rond | rubber ring | zand | op staal | 5100 | 5080 | ontwerp | 6807 | aart de gelderstraat | onbekend | onbekend | 315 | 315 | 300 | 10920 | 10.92 | onbekend | 4 | 4 | 6 | zuid gem | 20121122 | 2082 | Geen maatregel | 0 | 7 | 0. | 0. | 0. | 0. | 10920 | 0 |  | 0 |  | 1623.42 |  | B7-39 | 0854d3b1f0a44c19ab0fd79c857fd8f9
rd_pipe | 20160915 | 861a06871001473194d9d8db5323491f | 06_97043 | 06_123005 | 1 | 0 | hoofdriool | gemengd | 2008 | 2008 | pp | rond | onbekend | zand | op staal | 6040 | 6060 | onbekend | 8702 | mr. heemskerkstraat | onbekend | onbekend | 315 | 315 | 130 | 39000 | 39 | onbekend | 20 | 20 | 6 | zuid gem | 20121113 | 2082 | Geen maatregel | 0 | 7 | 0. | 0. | 0. | 0. | 39000 | 0 |  | 0 |  | 5927.79 |  | onbekend | 861a06871001473194d9d8db5323491f
rd_pipe | 20160915 | a6a096abc0834e68807bc92aa29b5fa0 | 06_97044 | 06_97043 | 1 | 0 | hoofdriool | gemengd | 2008 | 2008 | pp | rond | onbekend | zand | op staal | 6110 | 6040 | onbekend | 8702 | mr. heemskerkstraat | onbekend | onbekend | 315 | 315 | 130 | 35260 | 35.26 | onbekend | 20 | 20 | 6 | zuid gem | 20121113 | 2082 | Geen maatregel | 0 | 7 | 0. | 0. | 0. | 0. | 35260 | 0 |  | 0 |  | 5335.85 |  | onbekend | a6a096abc0834e68807bc92aa29b5fa0
rd_pipe | 20160915 | c39190aab6354f8ebe1f1a3f2c88c310 | 06_97045 | 06_97044 | 1 | 0 | hoofdriool | gemengd | 2008 | 2008 | pp | rond | onbekend | zand | op staal | 6200 | 6110 | onbekend | 8702 | mr. heemskerkstraat | onbekend | onbekend | 315 | 315 | 130 | 48810 | 48.81 | onbekend | 20 | 20 | 6 | zuid gem | 20121113 | 2082 | Geen maatregel | 0 | 7 | 0. | 0. | 0. | 0. | 48810 | 0 |  | 0 |  | 7230.31 |  | onbekend | c39190aab6354f8ebe1f1a3f2c88c310
rd_pipe | 20160915 | a045e6781feb48a28360df439041be2d | 06_97047 | 06_97046 | 1 | 0 | hoofdriool | gemengd | 0 | 0 | pp | rond | onbekend | onbekend | onbekend | 6250 | 6100 | onbekend | 10006 | julianastraat | onbekend | onbekend | 160 | 160 | 0 | 23490 | 23.49 | onbekend | 20 | 20 | 0 | 0 |  | 0 | Geen beoordeling | 0 | 7 | 0. | 0. | 0. | 0. | 23490 | 0 |  | 0 |  | 3517.86 |  | 0 | a045e6781feb48a28360df439041be2d
rd_pipe | 20160915 | da0e462654c24944965bf59c48f3b70f | 06_97048 | 06_97047 | 1 | 0 | hoofdriool | gemengd | 0 | 0 | pp | rond | onbekend | onbekend | onbekend | 6350 | 6250 | onbekend | 10006 | julianastraat | onbekend | onbekend | 160 | 160 | 0 | 33080 | 33.08 | onbekend | 20 | 20 | 0 | 0 |  | 0 | Geen beoordeling | 0 | 7 | 0. | 0. | 0. | 0. | 33080 | 0 |  | 0 |  | 4954.06 |  | 0 | da0e462654c24944965bf59c48f3b70f
rd_pipe | 20160915 | 7411cce016e2471da58b410b376e4c94 | 06_97051 | 06_220009 | 1 | 0 | hoofdriool | gemengd | 2002 | 2002 | pp pragma | rond | rubber ring | zand | op staal | 4920 | 4900 | revisie | 8834 | bartholomeus vd helststr | onbekend | onbekend | 315 | 315 | 130 | 17230 | 17.23 | onbekend | 30 | 30 | 6 | zuid gem | 20121127 | 2082 | Geen maatregel | 0 | 7 | 0. | 0. | 0. | 0. | 17230 | 0 |  | 0 |  | 2850.67 |  | B7 | 7411cce016e2471da58b410b376e4c94
rd_pipe | 20160915 | 7d36462dd3b6410aa74f4771998455ac | 06_97051 | 06_97052 | 1 | 0 | hoofdriool | gemengd | 2002 | 2002 | pp pragma | rond | rubber ring | zand | op staal | 4910 | 5020 | revisie | 8834 | bartholomeus vd helststr | onbekend | onbekend | 315 | 315 | 130 | 39280 | 39.28 | onbekend | 30 | 30 | 6 | zuid gem | 20121127 | 2082 | Geen maatregel | 0 | 7 | 0. | 0. | 0. | 0. | 39280 | 0 |  | 0 |  | 6498.79 |  | onbekend | 7d36462dd3b6410aa74f4771998455ac
rd_pipe | 20160915 | d14a01b25c114f94ae9bced9db61e665 | 06_97052 | 06_97053 | 1 | 0 | hoofdriool | gemengd | 2002 | 2002 | pp pragma | rond | rubber ring | zand | op staal | 5020 | 5020 | revisie | 8834 | bartholomeus vd helststr | onbekend | onbekend | 315 | 315 | 315 | 9900 | 9.9 | onbekend | 30 | 30 | 6 | zuid gem | 20121127 | 2082 | Geen maatregel | 0 | 7 | 0. | 0. | 0. | 0. | 9900 | 0 |  | 0 |  | 1637.93 |  | onbekend | d14a01b25c114f94ae9bced9db61e665
rd_pipe | 20160915 | da55964290a745bfb0c20b361ed10919 | 06_97052 | 06_97054 | 1 | 0 | hoofdriool | gemengd | 2002 | 2002 | pp pragma | rond | rubber ring | zand | op staal | 5020 | 5150 | revisie | 8834 | bartholomeus vd helststr | onbekend | onbekend | 315 | 315 | 315 | 26280 | 26.28 | onbekend | 30 | 30 | 6 | zuid gem | 20121127 | 2082 | Geen maatregel | 0 | 7 | 0. | 0. | 0. | 0. | 26280 | 0 |  | 0 |  | 4347.97 |  | onbekend | da55964290a745bfb0c20b361ed10919
rd_pipe | 20160915 | 59983264d7c3439389aad05d98144229 | 06_97053 | 06_97054A | 1 | 0 | hoofdriool | gemengd | 2002 | 2002 | pp pragma | rond | rubber ring | zand | op staal | 5020 | 5170 | revisie | 8834 | bartholomeus vd helststr | onbekend | onbekend | 315 | 315 | 315 | 26420 | 26.42 | onbekend | 30 | 30 | 6 | zuid gem | 20121127 | 2082 | Geen maatregel | 0 | 7 | 0. | 0. | 0. | 0. | 26420 | 0 |  | 0 |  | 4371.13 |  | onbekend | 59983264d7c3439389aad05d98144229
rd_pipe | 20160915 | 87aebfad355c414ca581d8d439b4ceaa | 06_97053 | 06_97055 | 1 | 0 | hoofdriool | gemengd | 2002 | 2002 | pp pragma | rond | rubber ring | zand | op staal | 5020 | 5150 | revisie | 8834 | bartholomeus vd helststr | onbekend | onbekend | 315 | 315 | 315 | 22780 | 22.78 | onbekend | 30 | 30 | 6 | zuid gem | 20121127 | 2082 | Geen maatregel | 0 | 7 | 0. | 0. | 0. | 0. | 22780 | 0 |  | 0 |  | 3768.90 |  | onbekend | 87aebfad355c414ca581d8d439b4ceaa
rd_pipe | 20160915 | 440a11c7466a4af38d049e6ef16478e1 | 06_97054 | 06_97054A | 1 | 0 | hoofdriool | gemengd | 2002 | 2002 | pp pragma | rond | rubber ring | zand | op staal | 5150 | 5170 | revisie | 8834 | bartholomeus vd helststr | onbekend | onbekend | 315 | 315 | 130 | 10140 | 10.14 | onbekend | 30 | 30 | 6 | zuid gem | 20121127 | 2082 | Geen maatregel | 0 | 7 | 0. | 0. | 0. | 0. | 10140 | 0 |  | 0 |  | 1677.64 |  | onbekend | 440a11c7466a4af38d049e6ef16478e1
rd_pipe | 20160915 | 335c46d41d3a48d1bd0ba44e0bf675c6 | 06_97055 | 06_97055A | 1 | 0 | hoofdriool | gemengd | 2002 | 2002 | pp pragma | rond | rubber ring | zand | op staal | 5050 | 5500 | interpolatie | 8834 | bartholomeus vd helststr | onbekend | onbekend | 315 | 315 | 315 | 2380 | 2.38 | onbekend | 30 | 30 | 6 | zuid gem | 20121127 | 2082 | Geen maatregel | 0 | 7 | 0. | 0. | 0. | 0. | 2380 | 0 |  | 0 |  | 354.14 |  | onbekend | 335c46d41d3a48d1bd0ba44e0bf675c6
rd_pipe | 20160915 | 92d8000bf6a74f2d81069eeb59095c9b | 06_97055 | 06_97056 | 1 | 0 | hoofdriool | gemengd | 2002 | 2002 | pp pragma | rond | rubber ring | zand | op staal | 5150 | 5050 | revisie | 8834 | bartholomeus vd helststr | onbekend | onbekend | 315 | 315 | 315 | 20770 | 20.77 | onbekend | 30 | 30 | 6 | zuid gem |  | 0 | Geen beoordeling | 0 | 7 | 0. | 0. | 0. | 0. | 20770 | 0 |  | 0 |  | 3134.80 |  | onbekend | 92d8000bf6a74f2d81069eeb59095c9b
rd_pipe | 20160915 | b4f7ec8d4c774bd48d82bc9c75328d56 | 06_97057 | 06_97056 | 1 | 0 | hoofdriool | gemengd | 2011 | 2011 | pp | rond | onbekend | zand | op staal | 4950 | 5050 | onbekend | 1463 | bartholomeus vd helsts | onbekend | onbekend | 315 | 315 | 130 | 40970 | 40.97 | onbekend | 20 | 20 | 6 | zuid gem |  | 0 | Geen beoordeling | 0 | 7 | 0. | 0. | 0. | 0. | 40970 | 0 |  | 0 |  | 6156.27 |  | onbekend | b4f7ec8d4c774bd48d82bc9c75328d56
rd_pipe | 20160915 | 6131b0ff036740e39f69df6e8f6622ff | 06_97058 | 06_97057 | 1 | 0 | hoofdriool | gemengd | 2011 | 2011 | pp | rond | onbekend | zand | op staal | 4870 | 4950 | onbekend | 1463 | bartholomeus vd helsts | onbekend | onbekend | 315 | 315 | 130 | 36080 | 36.08 | onbekend | 20 | 20 | 6 | zuid gem |  | 0 | Geen beoordeling | 0 | 7 | 0. | 0. | 0. | 0. | 36080 | 0 |  | 0 |  | 5969.36 |  | onbekend | 6131b0ff036740e39f69df6e8f6622ff
rd_pipe | 20160915 | a895a128941243478993112d203c05b3 | 06_97059 | 06_97058 | 1 | 0 | hoofdriool | gemengd | 2011 | 2011 | pp | rond | onbekend | zand | op staal | 4870 | 4870 | onbekend | 1463 | bartholomeus vd helsts | onbekend | onbekend | 315 | 315 | 130 | 31140 | 31.14 | onbekend | 20 | 20 | 6 | zuid gem |  | 0 | Geen beoordeling | 0 | 7 | 0. | 0. | 0. | 0. | 31140 | 0 |  | 0 |  | 5152.04 |  | onbekend | a895a128941243478993112d203c05b3
rd_pipe | 20160915 | 651b8bb8ac7543369446272496b82218 | 06_97059 | 06_97094 | 1 | 0 | hoofdriool | gemengd | 2011 | 2011 | pp | rond | onbekend | zand | op staal | 4870 | 4770 | ontwerp | 1463 | bartholomeus vd helsts | onbekend | onbekend | 315 | 315 | 130 | 12490 | 12.49 | onbekend | 20 | 20 | 6 | zuid gem |  | 0 | Geen beoordeling | 0 | 7 | 0. | 0. | 0. | 0. | 12490 | 0 |  | 0 |  | 2066.44 |  | onbekend | 651b8bb8ac7543369446272496b82218
rd_pipe | 20160915 | df8ce39e376a4a6f9a3eb6b969ba07d2 | 06_97094 | 06_118008 | 1 | 0 | hoofdriool | gemengd | 1991 | 1991 | beton | rond | rubber ring | onbekend | op staal | 4630 | 4660 | onbekend | 8303 | frans halslaan | onbekend | onbekend | 1000 | 1000 | 1000 | 20120 | 20.12 | onbekend | 30 | 30 | 6 | zuid gem | 20121126 | 2082 | Geen maatregel | 0 | 7 | 0. | 0. | 0. | 0. | 20120 | 0 |  | 0 |  | 9491.04 |  | onbekend | df8ce39e376a4a6f9a3eb6b969ba07d2
rd_pipe | 20160915 | f04763c207c94921988c4166057404f2 | 06_97095 | 06_97058 | 1 | 0 | hoofdriool | gemengd | 2011 | 2011 | pp | rond | onbekend | zand | op staal | 5550 | 5550 | ontwerp | 1463 | bartholomeus vd helsts | onbekend | onbekend | 250 | 250 | 130 | 1960 | 1.96 | onbekend | 20 | 20 | 6 | zuid gem |  | 0 | Geen beoordeling | 0 | 7 | 0. | 0. | 0. | 0. | 1960 | 0 |  | 0 |  | 301.37 |  | onbekend | f04763c207c94921988c4166057404f2
rd_pipe | 20160915 | 0 | 01_587250 | 01_587251 | 1 | 0 | hoofdriool | hwa | 2004 | 2004 | pp | rond | rubber ring | zand | op staal | 5390 | 5310 | onbekend | 90053 | prins clauslaan | onbekend | onbekend | 200 | 200 | 130 | 43990 | 43.99 | onbekend | 20 | 20 | 61 | <onbekend> |  | 0 | Geen beoordeling | 0 | 7 | 0. | 0. | 0. | 0. | 43990 | 0 |  | 0 |  | 6690.70 |  | D7 | 0
rd_pipe | 20160915 | 0 | 01_587251 | 01_587252 | 1 | 0 | hoofdriool | hwa | 2004 | 2004 | pp | rond | rubber ring | zand | op staal | 5310 | 5240 | onbekend | 90053 | prins clauslaan | onbekend | onbekend | 315 | 315 | 130 | 42540 | 42.54 | onbekend | 20 | 20 | 61 | <onbekend> |  | 0 | Geen beoordeling | 0 | 7 | 0. | 0. | 0. | 0. | 42540 | 0 |  | 0 |  | 7038.15 |  | D7 | 0
rd_pipe | 20160915 | 0 | 01_587252 | 01_587253 | 1 | 0 | hoofdriool | hwa | 2004 | 2004 | pp | rond | rubber ring | zand | op staal | 5040 | 5070 | onbekend | 90053 | prins clauslaan | onbekend | onbekend | 315 | 315 | 130 | 24760 | 24.76 | onbekend | 20 | 20 | 61 | <onbekend> |  | 0 | Geen beoordeling | 0 | 7 | 0. | 0. | 0. | 0. | 24760 | 0 |  | 0 |  | 4096.49 |  | D7 | 0
rd_pipe | 20160915 | 0 | 01_587252 | 01_587365 | 1 | 0 | hoofdriool | hwa | 2004 | 2004 | beton | rond | rubber ring | zand | op staal | 4000 | 4000 | onbekend | 131 | nansenstraat | onbekend | onbekend | 1000 | 1000 | 180 | 25680 | 25.68 | onbekend | 30 | 30 | 61 | <onbekend> |  | 0 | Geen beoordeling | 0 | 7 | 0. | 0. | 0. | 0. | 25680 | 0 |  | 0 |  | 14053.29 |  | D7 | 0
rd_pipe | 20160915 | 0 | 01_587252 | 01_587367 | 1 | 0 | onbekend | hwa | 2004 | 2004 | pp | rond | rubber ring | zand | op staal | 5000 | 5000 | onbekend | 90001 | dragonder park | onbekend | onbekend | 110 | 110 | 130 | 6680 | 6.68 | onbekend | 20 | 20 | 61 | <onbekend> |  | 0 | Geen beoordeling | 0 | 7 | 0. | 0. | 0. | 0. | 6680 | 0 |  | 0 |  | 900.93 |  | D7 | 0
rd_pipe | 20160915 | 0 | 01_587252 | 01_587369 | 1 | 0 | hoofdriool | hwa | 2004 | 2004 | beton | rond | rubber ring | zand | op staal | 4000 | 4000 | onbekend | 1112 | ghandistraat | onbekend | onbekend | 1000 | 1000 | 180 | 41750 | 41.75 | onbekend | 30 | 30 | 61 | <onbekend> |  | 0 | Geen beoordeling | 0 | 7 | 0. | 0. | 0. | 0. | 41750 | 0 |  | 0 |  | 21968.57 |  | D7 | 0
rd_pipe | 20160915 | 0 | 01_587254 | 01_587253 | 1 | 0 | hoofdriool | hwa | 2004 | 2004 | pp | rond | rubber ring | zand | op staal | 5130 | 5070 | onbekend | 90053 | prins clauslaan | onbekend | onbekend | 315 | 315 | 130 | 43660 | 43.66 | onbekend | 20 | 20 | 61 | <onbekend> |  | 0 | Geen beoordeling | 0 | 7 | 0. | 0. | 0. | 0. | 43660 | 0 |  | 0 |  | 7223.45 |  | D7 | 0
rd_pipe | 20160915 | 0 | 01_587255 | 01_587254 | 1 | 0 | hoofdriool | hwa | 2004 | 2004 | pp | rond | rubber ring | zand | op staal | 5180 | 5130 | onbekend | 90053 | prins clauslaan | onbekend | onbekend | 315 | 315 | 130 | 43490 | 43.49 | onbekend | 20 | 20 | 61 | <onbekend> |  | 0 | Geen beoordeling | 0 | 7 | 0. | 0. | 0. | 0. | 43490 | 0 |  | 0 |  | 7195.32 |  | D7 | 0
rd_pipe | 20160915 | 0 | 01_587256 | 01_587255 | 1 | 0 | hoofdriool | hwa | 2004 | 2004 | pp | rond | rubber ring | zand | op staal | 5220 | 5180 | onbekend | 90053 | prins clauslaan | onbekend | onbekend | 315 | 315 | 130 | 39780 | 39.78 | onbekend | 20 | 20 | 61 | <onbekend> |  | 0 | Geen beoordeling | 0 | 7 | 0. | 0. | 0. | 0. | 39780 | 0 |  | 0 |  | 5998.66 |  | D7 | 0
rd_pipe | 20160915 | 0 | 01_587257 | 01_587256 | 1 | 0 | verzamel leiding | hwa | 2004 | 2004 | pp | rond | rubber ring | zand | op staal | 5230 | 5220 | onbekend | 90053 | prins clauslaan | onbekend | onbekend | 200 | 200 | 130 | 42610 | 42.61 | onbekend | 20 | 20 | 61 | <onbekend> |  | 0 | Geen beoordeling | 0 | 7 | 0. | 0. | 0. | 0. | 42610 | 0 |  | 0 |  | 6395.68 |  | D7 | 0
rd_pipe | 20160915 | 0 | 01_587258 | 01_587257 | 1 | 0 | verzamel leiding | hwa | 2004 | 2004 | pp | rond | rubber ring | zand | op staal | 5310 | 5230 | onbekend | 90053 | prins clauslaan | onbekend | onbekend | 200 | 200 | 130 | 44920 | 44.92 | onbekend | 20 | 20 | 61 | <onbekend> |  | 0 | Geen beoordeling | 0 | 7 | 0. | 0. | 0. | 0. | 44920 | 0 |  | 0 |  | 6628.72 |  | D7 | 0
rd_pipe | 20160915 | 0 | 01_587259 | 01_587258 | 1 | 0 | verzamel leiding | hwa | 2004 | 2004 | pp | rond | rubber ring | zand | op staal | 5390 | 5310 | onbekend | 90053 | prins clauslaan | onbekend | onbekend | 200 | 200 | 130 | 35390 | 35.39 | onbekend | 20 | 20 | 61 | <onbekend> |  | 0 | Geen beoordeling | 0 | 7 | 0. | 0. | 0. | 0. | 35390 | 0 |  | 0 |  | 5146.98 |  | D7 | 0
rd_pipe | 20200116 | 0 | 01_587272 | 01_587271 | 2 | 0 | hoofdriool | dwa | 2002 | 2002 | beton | rond | rubber ring | zand | op staal | 2750 | 2690 | revisie | 1115 | rode kruispad | onbekend | onbekend | 400 | 400 | 130 | 6760 | 6.76 | interpolatie | 30 | 30 | 1 | centrum gem |  | 0 | Geen beoordeling | 0 | 7 | 0. | 0. | 0. | 0. | 6760 | 0 |  | 0 |  | 2266.39 |  | onbekend | 0
rd_pipe | 20200116 | 0 | 01_587273 | 01_587272 | 1 | 0 | hoofdriool | dwa | 2002 | 2002 | beton | rond | rubber ring | zand | op staal | 2920 | 2900 | onbekend | 1115 | rode kruispad | onbekend | onbekend | 300 | 300 | 130 | 11550 | 11.55 | onbekend | 30 | 30 | 61 | <onbekend> |  | 0 | Geen beoordeling | 0 | 7 | 0. | 0. | 0. | 0. | 11550 | 0 |  | 0 |  | 3411.62 |  | D7 | 0
rd_pipe | 20160915 | 0 | 01_587281 | 01_587272 | 1 | 0 | hoofdriool | dwa | 2006 | 2006 | pp | rond | rubber ring | zand | op staal | 2920 | 2900 | onbekend | 1115 | rode kruispad | onbekend | onbekend | 315 | 315 | 130 | 25760 | 25.76 | onbekend | 20 | 20 | 61 | <onbekend> | 20100406 | 2080 | Geen maatregel | 0 | 7 | 0. | 0. | 0. | 0. | 25760 | 0 |  | 0 |  | 3957.45 |  | D7 | 0
rd_pipe | 20160915 | 0 | 01_587282 | 01_587283 | 1 | 0 | hoofdriool | dwa | 2006 | 2006 | pp | rond | rubber ring | zand | op staal | 2990 | 2990 | onbekend | 131 | nansenstraat | onbekend | onbekend | 315 | 315 | 130 | 6470 | 6.47 | onbekend | 20 | 20 | 61 | <onbekend> | 20100406 | 2080 | Geen maatregel | 0 | 7 | 0. | 0. | 0. | 0. | 6470 | 0 |  | 0 |  | 993.97 |  | D7 | 0
rd_pipe | 20160915 | 0 | 01_587283 | 01_587284 | 1 | 0 | hoofdriool | dwa | 2006 | 2006 | pp | rond | rubber ring | zand | op staal | 2990 | 2950 | onbekend | 131 | nansenstraat | onbekend | onbekend | 315 | 315 | 130 | 40580 | 40.58 | onbekend | 20 | 20 | 61 | <onbekend> | 20100406 | 2080 | Geen maatregel | 0 | 7 | 0. | 0. | 0. | 0. | 40580 | 0 |  | 0 |  | 6234.22 |  | D7 | 0
rd_pipe | 20160915 | 0 | 01_587284 | 01_587281 | 1 | 0 | hoofdriool | dwa | 2006 | 2006 | pp | rond | rubber ring | zand | op staal | 2950 | 2920 | onbekend | 1115 | rode kruispad | onbekend | onbekend | 315 | 315 | 130 | 30290 | 30.29 | onbekend | 20 | 20 | 61 | <onbekend> | 20100406 | 2080 | Geen maatregel | 0 | 7 | 0. | 0. | 0. | 0. | 30290 | 0 |  | 0 |  | 4653.39 |  | D7 | 0
rd_pipe | 20160915 | 0 | 01_587285 | 01_587284 | 1 | 0 | hoofdriool | dwa | 2006 | 2006 | pp | rond | rubber ring | zand | op staal | 3520 | 3450 | onbekend | 131 | nansenstraat | onbekend | onbekend | 315 | 315 | 130 | 23400 | 23.4 | onbekend | 20 | 20 | 61 | <onbekend> | 20100402 | 2080 | Geen maatregel | 0 | 7 | 0. | 0. | 0. | 0. | 23400 | 0 |  | 0 |  | 3594.89 |  | D7 | 0
rd_pipe | 20160915 | 0 | 01_587286 | 01_587285 | 1 | 0 | hoofdriool | dwa | 2006 | 2006 | pp | rond | rubber ring | zand | op staal | 3600 | 3520 | onbekend | 131 | nansenstraat | onbekend | onbekend | 315 | 315 | 130 | 46410 | 46.41 | onbekend | 20 | 20 | 61 | <onbekend> | 20100402 | 2080 | Geen maatregel | 0 | 7 | 0. | 0. | 0. | 0. | 46410 | 0 |  | 0 |  | 7129.87 |  | D7 | 0
rd_pipe | 20160915 | 0 | 01_587287 | 01_587286 | 1 | 0 | hoofdriool | dwa | 2006 | 2006 | pp | rond | rubber ring | zand | op staal | 3680 | 3600 | onbekend | 131 | nansenstraat | onbekend | onbekend | 315 | 315 | 130 | 37160 | 37.16 | onbekend | 20 | 20 | 61 | <onbekend> | 20100402 | 2080 | Geen maatregel | 0 | 7 | 0. | 0. | 0. | 0. | 37160 | 0 |  | 0 |  | 5708.81 |  | D7 | 0
rd_pipe | 20160915 | 0 | 01_587288 | 01_587287 | 1 | 0 | hoofdriool | dwa | 2006 | 2006 | pp | rond | rubber ring | zand | op staal | 3760 | 3680 | onbekend | 131 | nansenstraat | onbekend | onbekend | 315 | 315 | 130 | 39010 | 39.01 | onbekend | 20 | 20 | 61 | <onbekend> | 20100402 | 2080 | Geen maatregel | 0 | 7 | 0. | 0. | 0. | 0. | 39010 | 0 |  | 0 |  | 5212.82 |  | D7 | 0
rd_pipe | 20160915 | 0 | 01_587289 | 01_587288 | 1 | 0 | hoofdriool | dwa | 2006 | 2006 | pp | rond | rubber ring | zand | op staal | 4550 | 4450 | onbekend | 133 | henri dunantstraat | onbekend | onbekend | 315 | 315 | 130 | 45140 | 45.14 | onbekend | 20 | 20 | 61 | <onbekend> | 20100402 | 2080 | Geen maatregel | 0 | 7 | 0. | 0. | 0. | 0. | 45140 | 0 |  | 0 |  | 6031.96 |  | D7 | 0
rd_pipe | 20160915 | 0 | 01_587290 | 01_587289 | 1 | 0 | hoofdriool | dwa | 2006 | 2006 | pp | rond | rubber ring | zand | op staal | 4700 | 4550 | onbekend | 133 | henri dunantstraat | onbekend | onbekend | 315 | 315 | 130 | 45340 | 45.34 | onbekend | 20 | 20 | 61 | <onbekend> | 20100402 | 2080 | Geen maatregel | 0 | 7 | 0. | 0. | 0. | 0. | 45340 | 0 |  | 0 |  | 6058.68 |  | D7 | 0
rd_pipe | 20160915 | 0 | 01_587291 | 01_587288 | 1 | 0 | hoofdriool | dwa | 2006 | 2006 | pp | rond | rubber ring | zand | op staal | 3830 | 3760 | onbekend | 1109 | macbridestraat | onbekend | onbekend | 315 | 315 | 130 | 40480 | 40.48 | onbekend | 20 | 20 | 61 | <onbekend> | 20100401 | 2080 | Geen maatregel | 0 | 7 | 0. | 0. | 0. | 0. | 40480 | 0 |  | 0 |  | 5409.25 |  | D7 | 0
rd_pipe | 20160915 | 0 | 01_587292 | 01_587283 | 1 | 0 | hoofdriool | dwa | 2006 | 2006 | pp | rond | rubber ring | zand | op staal | 4830 | 4730 | onbekend | 131 | nansenstraat | onbekend | onbekend | 315 | 315 | 130 | 27200 | 27.2 | onbekend | 20 | 20 | 61 | <onbekend> | 20100401 | 2080 | Geen maatregel | 0 | 7 | 0. | 0. | 0. | 0. | 27200 | 0 |  | 0 |  | 3634.68 |  | D7 | 0
rd_pipe | 20160915 | 0 | 01_587293 | 01_587282 | 1 | 0 | hoofdriool | dwa | 2006 | 2006 | pp | rond | rubber ring | zand | op staal | 3050 | 3000 | onbekend | 131 | nansenstraat | onbekend | onbekend | 315 | 315 | 130 | 24220 | 24.22 | onbekend | 20 | 20 | 61 | <onbekend> | 20100406 | 2080 | Geen maatregel | 0 | 7 | 0. | 0. | 0. | 0. | 24220 | 0 |  | 0 |  | 3720.86 |  | D7 | 0
rd_pipe | 20160915 | 0 | 01_587294 | 01_587293 | 1 | 0 | hoofdriool | dwa | 2006 | 2006 | pp | rond | rubber ring | zand | op staal | 4830 | 4740 | onbekend | 1107 | marshallstraat | onbekend | onbekend | 315 | 315 | 130 | 31790 | 31.79 | onbekend | 20 | 20 | 61 | <onbekend> | 20100401 | 2080 | Geen maatregel | 0 | 7 | 0. | 0. | 0. | 0. | 31790 | 0 |  | 0 |  | 3811.88 |  | D7 | 0
rd_pipe | 20160915 | 0 | 01_587295 | 01_587293 | 1 | 0 | hoofdriool | dwa | 2006 | 2006 | pp | rond | rubber ring | zand | op staal | 3090 | 3050 | onbekend | 131 | nansenstraat | onbekend | onbekend | 315 | 315 | 130 | 17210 | 17.21 | onbekend | 20 | 20 | 61 | <onbekend> | 20100401 | 2080 | Geen maatregel | 0 | 7 | 0. | 0. | 0. | 0. | 17210 | 0 |  | 0 |  | 2643.93 |  | D7 | 0
rd_pipe | 20160915 | 0 | 01_587297 | 01_587298 | 1 | 0 | hoofdriool | dwa | 2006 | 2006 | pp | rond | rubber ring | zand | op staal | 4830 | 4700 | onbekend | 1108 | sacharovstraat | onbekend | onbekend | 315 | 315 | 130 | 45150 | 45.15 | onbekend | 20 | 20 | 61 | <onbekend> | 20100401 | 2080 | Geen maatregel | 0 | 7 | 0. | 0. | 0. | 0. | 45150 | 0 |  | 0 |  | 6033.29 |  | D7 | 0
rd_pipe | 20160915 | 0 | 01_587298 | 01_587295 | 1 | 0 | hoofdriool | dwa | 2006 | 2006 | pp | rond | rubber ring | zand | op staal | 3180 | 3090 | onbekend | 131 | nansenstraat | onbekend | onbekend | 315 | 315 | 130 | 48160 | 48.16 | onbekend | 20 | 20 | 61 | <onbekend> | 20100401 | 2080 | Geen maatregel | 0 | 7 | 0. | 0. | 0. | 0. | 48160 | 0 |  | 0 |  | 7398.71 |  | D7 | 0
rd_pipe | 20160915 | 0 | 01_587299 | 01_587298 | 1 | 0 | hoofdriool | dwa | 2006 | 2006 | pp | rond | rubber ring | zand | op staal | 4240 | 4200 | onbekend | 131 | nansenstraat | onbekend | onbekend | 315 | 315 | 130 | 10070 | 10.07 | onbekend | 20 | 20 | 61 | <onbekend> | 20100401 | 2080 | Geen maatregel | 0 | 7 | 0. | 0. | 0. | 0. | 10070 | 0 |  | 0 |  | 1345.63 |  | D7 | 0
rd_pipe | 20160915 | 0 | 01_587300 | 01_587296 | 1 | 0 | hoofdriool | dwa | 2006 | 2006 | pp | rond | rubber ring | zand | op staal | 4700 | 4600 | onbekend | 131 | nansenstraat | onbekend | onbekend | 315 | 315 | 130 | 40680 | 40.68 | onbekend | 20 | 20 | 61 | <onbekend> | 20100407 | 2080 | Geen maatregel | 0 | 7 | 0. | 0. | 0. | 0. | 40680 | 0 |  | 0 |  | 5435.98 |  | D7 | 0
rd_pipe | 20160915 | 0 | 01_587300 | 01_587299 | 1 | 0 | hoofdriool | dwa | 2006 | 2006 | pp | rond | rubber ring | zand | op staal | 4480 | 4440 | onbekend | 127 | beginstraat | onbekend | onbekend | 315 | 315 | 130 | 15680 | 15.68 | onbekend | 20 | 20 | 61 | <onbekend> | 20100401 | 2080 | Geen maatregel | 0 | 7 | 0. | 0. | 0. | 0. | 15680 | 0 |  | 0 |  | 2095.28 |  | D7 | 0
rd_pipe | 20160915 | 0 | 01_587301 | 01_587300 | 1 | 0 | hoofdriool | dwa | 2006 | 2006 | pp | rond | rubber ring | zand | op staal | 4570 | 4480 | onbekend | 127 | beginstraat | onbekend | onbekend | 315 | 315 | 130 | 30590 | 30.59 | onbekend | 20 | 20 | 61 | <onbekend> | 20100401 | 2080 | Geen maatregel | 0 | 7 | 0. | 0. | 0. | 0. | 30590 | 0 |  | 0 |  | 4087.67 |  | D7 | 0
rd_pipe | 20160915 | 0 | 01_587302 | 01_587301 | 1 | 0 | hoofdriool | dwa | 2006 | 2006 | pp | rond | rubber ring | zand | op staal | 4700 | 4570 | onbekend | 127 | beginstraat | onbekend | onbekend | 315 | 315 | 130 | 41710 | 41.71 | onbekend | 20 | 20 | 61 | <onbekend> | 20100401 | 2080 | Geen maatregel | 0 | 7 | 0. | 0. | 0. | 0. | 41710 | 0 |  | 0 |  | 5573.61 |  | D7 | 0
rd_pipe | 20160915 | 0 | 01_587303 | 01_587302 | 1 | 0 | hoofdriool | dwa | 2006 | 2006 | pp | rond | rubber ring | zand | op staal | 4750 | 4700 | onbekend | 135 | nobelstraat | onbekend | onbekend | 315 | 315 | 130 | 36620 | 36.62 | onbekend | 20 | 20 | 61 | <onbekend> | 20100401 | 2080 | Geen maatregel | 0 | 7 | 0. | 0. | 0. | 0. | 36620 | 0 |  | 0 |  | 4893.45 |  | D7 | 0
rd_pipe | 20160915 | 0 | 01_587303 | 01_587304 | 1 | 0 | hoofdriool | dwa | 2006 | 2006 | pp | rond | rubber ring | zand | op staal | 4750 | 4600 | onbekend | 135 | nobelstraat | onbekend | onbekend | 315 | 315 | 130 | 49230 | 49.23 | onbekend | 20 | 20 | 61 | <onbekend> | 20100402 | 2080 | Geen maatregel | 0 | 7 | 0. | 0. | 0. | 0. | 49230 | 0 |  | 0 |  | 6578.50 |  | D7 | 0
rd_pipe | 20160915 | 0 | 01_587304 | 01_587305 | 1 | 0 | hoofdriool | dwa | 2006 | 2006 | pp | rond | rubber ring | zand | op staal | 4600 | 4450 | onbekend | 135 | nobelstraat | onbekend | onbekend | 315 | 315 | 130 | 46400 | 46.4 | onbekend | 20 | 20 | 61 | <onbekend> | 20100402 | 2080 | Geen maatregel | 0 | 7 | 0. | 0. | 0. | 0. | 46400 | 0 |  | 0 |  | 6200.33 |  | D7 | 0
rd_pipe | 20160915 | 0 | 01_587305 | 01_587291 | 1 | 0 | hoofdriool | dwa | 2006 | 2006 | pp | rond | rubber ring | zand | op staal | 3910 | 3830 | onbekend | 1109 | macbridestraat | onbekend | onbekend | 315 | 315 | 130 | 40720 | 40.72 | onbekend | 20 | 20 | 61 | <onbekend> | 20100401 | 2080 | Geen maatregel | 0 | 7 | 0. | 0. | 0. | 0. | 40720 | 0 |  | 0 |  | 5441.32 |  | D7 | 0
rd_pipe | 20160915 | 0 | 01_587306 | 01_587305 | 1 | 0 | hoofdriool | dwa | 2006 | 2006 | pp | rond | rubber ring | zand | op staal | 4720 | 4610 | onbekend | 132 | moeder theresastraat | onbekend | onbekend | 315 | 315 | 130 | 40050 | 40.05 | onbekend | 20 | 20 | 61 | <onbekend> | 20100402 | 2080 | Z.s.m. repareren | 0 | 7 | 0. | 0. | 0. | 0. | 40050 | 0 |  | 0 |  | 5351.79 |  | D7 | 0
rd_pipe | 20160915 | 0 | 01_587307 | 01_587306 | 1 | 0 | hoofdriool | dwa | 2006 | 2006 | pp | rond | rubber ring | zand | op staal | 4840 | 4720 | onbekend | 132 | moeder theresastraat | onbekend | onbekend | 315 | 315 | 130 | 38160 | 38.16 | onbekend | 20 | 20 | 61 | <onbekend> | 20100402 | 2080 | Geen maatregel | 0 | 7 | 0. | 0. | 0. | 0. | 38160 | 0 |  | 0 |  | 5099.24 |  | D7 | 0
rd_pipe | 20160915 | 0 | 01_587308 | 01_587305 | 1 | 0 | hoofdriool | dwa | 2006 | 2006 | pp | rond | rubber ring | zand | op staal | 4000 | 3910 | onbekend | 1109 | macbridestraat | onbekend | onbekend | 315 | 315 | 130 | 39540 | 39.54 | onbekend | 20 | 20 | 61 | <onbekend> | 20100401 | 2080 | Geen maatregel | 0 | 7 | 0. | 0. | 0. | 0. | 39540 | 0 |  | 0 |  | 5283.64 |  | D7 | 0
rd_pipe | 20160915 | 0 | 01_587309 | 01_587299 | 1 | 0 | hoofdriool | dwa | 2006 | 2006 | pp | rond | rubber ring | zand | op staal | 4800 | 4720 | onbekend | 131 | nansenstraat | onbekend | onbekend | 315 | 315 | 130 | 24340 | 24.34 | onbekend | 20 | 20 | 61 | <onbekend> | 20100401 | 2080 | Geen maatregel | 0 | 7 | 0. | 0. | 0. | 0. | 24340 | 0 |  | 0 |  | 3252.50 |  | D7 | 0
rd_pipe | 20160915 | 0 | 01_587310 | 01_587311 | 1 | 0 | hoofdriool | dwa | 2006 | 2006 | pp | rond | rubber ring | zand | op staal | 4800 | 4750 | onbekend | 131 | nansenstraat | onbekend | onbekend | 315 | 315 | 130 | 11840 | 11.84 | onbekend | 20 | 20 | 61 | <onbekend> | 20100401 | 2080 | Geen maatregel | 0 | 7 | 0. | 0. | 0. | 0. | 11840 | 0 |  | 0 |  | 1582.15 |  | D7 | 0
rd_pipe | 20160915 | 0 | 01_587310 | 01_587315 | 1 | 0 | hoofdriool | dwa | 2006 | 2006 | pp | rond | rubber ring | zand | op staal | 4800 | 4700 | onbekend | 131 | nansenstraat | onbekend | onbekend | 315 | 315 | 130 | 36620 | 36.62 | onbekend | 20 | 20 | 61 | <onbekend> | 20100401 | 2080 | In10jr inspectie | 0 | 7 | 0. | 0. | 0. | 0. | 36620 | 0 |  | 0 |  | 4893.45 |  | D7 | 0
rd_pipe | 20160915 | 0 | 01_587311 | 01_587298 | 1 | 0 | hoofdriool | dwa | 2006 | 2006 | pp | rond | rubber ring | zand | op staal | 3260 | 3180 | onbekend | 131 | nansenstraat | onbekend | onbekend | 315 | 315 | 130 | 40270 | 40.27 | onbekend | 20 | 20 | 61 | <onbekend> | 20100401 | 2080 | Geen maatregel | 0 | 7 | 0. | 0. | 0. | 0. | 40270 | 0 |  | 0 |  | 6186.59 |  | D7 | 0
rd_pipe | 20160915 | 0 | 01_587312 | 01_587313 | 1 | 0 | hoofdriool | dwa | 2006 | 2006 | pp | rond | rubber ring | zand | op staal | 4780 | 4690 | onbekend | 130 | sadatstraat | onbekend | onbekend | 315 | 315 | 130 | 32880 | 32.88 | onbekend | 20 | 20 | 61 | <onbekend> |  | 0 | Geen beoordeling | 0 | 7 | 0. | 0. | 0. | 0. | 32880 | 0 |  | 0 |  | 4393.68 |  | D7 | 0
rd_pipe | 20160915 | 0 | 01_587313 | 01_587314 | 1 | 0 | hoofdriool | dwa | 2006 | 2006 | pp | rond | rubber ring | zand | op staal | 4690 | 4600 | onbekend | 130 | sadatstraat | onbekend | onbekend | 315 | 315 | 130 | 24520 | 24.52 | onbekend | 20 | 20 | 61 | <onbekend> |  | 0 | Geen beoordeling | 0 | 7 | 0. | 0. | 0. | 0. | 24520 | 0 |  | 0 |  | 3276.55 |  | D7 | 0
rd_pipe | 20160915 | 0 | 01_587314 | 01_587311 | 1 | 0 | hoofdriool | dwa | 2006 | 2006 | pp | rond | rubber ring | zand | op staal | 3340 | 3260 | onbekend | 131 | nansenstraat | onbekend | onbekend | 315 | 315 | 130 | 38800 | 38.8 | onbekend | 20 | 20 | 61 | <onbekend> | 20100401 | 2080 | Geen maatregel | 0 | 7 | 0. | 0. | 0. | 0. | 38800 | 0 |  | 0 |  | 5960.76 |  | D7 | 0
rd_pipe | 20160915 | 0 | 01_587314 | 01_587366 | 1 | 0 | hoofdriool | dwa | 2006 | 2006 | pp | rond | rubber ring | zand | op staal | 3340 | 3410 | onbekend | 131 | nansenstraat | onbekend | onbekend | 315 | 315 | 130 | 35040 | 35.04 | onbekend | 20 | 20 | 61 | <onbekend> | 20100401 | 2080 | Geen maatregel | 0 | 7 | 0. | 0. | 0. | 0. | 35040 | 0 |  | 0 |  | 5383.12 |  | D7 | 0
rd_pipe | 20160915 | 0 | 01_587315 | 01_587314 | 1 | 0 | hoofdriool | dwa | 2006 | 2006 | pp | rond | rubber ring | zand | op staal | 4300 | 4240 | onbekend | 1109 | macbridestraat | onbekend | onbekend | 315 | 315 | 130 | 27170 | 27.17 | onbekend | 20 | 20 | 61 | <onbekend> | 20100401 | 2080 | Geen maatregel | 0 | 7 | 0. | 0. | 0. | 0. | 27170 | 0 |  | 0 |  | 3630.67 |  | D7 | 0
rd_pipe | 20160915 | 0 | 01_587316 | 01_587315 | 1 | 0 | hoofdriool | dwa | 2006 | 2006 | pp | rond | rubber ring | zand | op staal | 4440 | 4300 | onbekend | 1109 | macbridestraat | onbekend | onbekend | 315 | 315 | 130 | 49290 | 49.29 | onbekend | 20 | 20 | 61 | <onbekend> | 20100331 | 2080 | Geen maatregel | 0 | 7 | 0. | 0. | 0. | 0. | 49290 | 0 |  | 0 |  | 6586.51 |  | D7 | 0
rd_pipe | 20160915 | 0 | 01_587317 | 01_587316 | 1 | 0 | hoofdriool | dwa | 2006 | 2006 | pp | rond | rubber ring | zand | op staal | 4580 | 4440 | onbekend | 1109 | macbridestraat | onbekend | onbekend | 315 | 315 | 130 | 47200 | 47.2 | onbekend | 20 | 20 | 61 | <onbekend> | 20100331 | 2080 | Geen maatregel | 0 | 7 | 0. | 0. | 0. | 0. | 47200 | 0 |  | 0 |  | 6307.23 |  | D7 | 0
rd_pipe | 20160915 | 0 | 01_587318 | 01_587317 | 1 | 0 | hoofdriool | dwa | 2006 | 2006 | pp | rond | rubber ring | zand | op staal | 4720 | 4580 | onbekend | 1109 | macbridestraat | onbekend | onbekend | 315 | 315 | 130 | 47190 | 47.19 | onbekend | 20 | 20 | 61 | <onbekend> | 20100331 | 2080 | Geen maatregel | 0 | 7 | 0. | 0. | 0. | 0. | 47190 | 0 |  | 0 |  | 6305.89 |  | D7 | 0
rd_pipe | 20160915 | 0 | 01_587318 | 01_587319 | 1 | 0 | hoofdriool | dwa | 2006 | 2006 | pp | rond | rubber ring | zand | op staal | 4720 | 4580 | onbekend | 1109 | macbridestraat | onbekend | onbekend | 315 | 315 | 130 | 47200 | 47.2 | onbekend | 20 | 20 | 61 | <onbekend> | 20100401 | 2080 | Geen maatregel | 0 | 7 | 0. | 0. | 0. | 0. | 47200 | 0 |  | 0 |  | 6307.23 |  | D7 | 0
rd_pipe | 20160915 | 0 | 01_587319 | 01_587320 | 1 | 0 | hoofdriool | dwa | 2006 | 2006 | pp | rond | rubber ring | zand | op staal | 4580 | 4440 | onbekend | 1109 | macbridestraat | onbekend | onbekend | 315 | 315 | 130 | 45750 | 45.75 | onbekend | 20 | 20 | 61 | <onbekend> | 20100401 | 2080 | Geen maatregel | 0 | 7 | 0. | 0. | 0. | 0. | 45750 | 0 |  | 0 |  | 6113.47 |  | D7 | 0
rd_pipe | 20160915 | 0 | 01_587320 | 01_587308 | 1 | 0 | hoofdriool | dwa | 2006 | 2006 | pp | rond | rubber ring | zand | op staal | 4440 | 4320 | onbekend | 1109 | macbridestraat | onbekend | onbekend | 315 | 315 | 130 | 39510 | 39.51 | onbekend | 20 | 20 | 61 | <onbekend> | 20100401 | 2080 | Geen maatregel | 0 | 7 | 0. | 0. | 0. | 0. | 39510 | 0 |  | 0 |  | 5279.63 |  | D7 | 0
rd_pipe | 20160915 | 0 | 01_587321 | 01_587320 | 1 | 0 | hoofdriool | dwa | 2006 | 2006 | pp | rond | rubber ring | zand | op staal | 4640 | 4510 | onbekend | 140 | albert schweitzerstraat | onbekend | onbekend | 315 | 315 | 130 | 36210 | 36.21 | onbekend | 20 | 20 | 61 | <onbekend> | 20100401 | 2080 | Geen maatregel | 0 | 7 | 0. | 0. | 0. | 0. | 36210 | 0 |  | 0 |  | 4838.66 |  | D7 | 0
rd_pipe | 20160915 | 0 | 01_587322 | 01_95018 | 1 | 0 | hoofdriool | dwa | 2011 | 2011 | pvc | rond | rubber ring | zand | op staal | 5000 | 5010 | revisie | 1114 | hugo de grootstraat | onbekend | onbekend | 200 | 200 | 140 | 12990 | 12.99 | revisie | 4 | 4 | 1 | centrum gem |  | 0 | Geen beoordeling | 0 | 7 | 0. | 0. | 0. | 0. | 12990 | 0 |  | 0 |  | 1770.02 |  | onbekend | 0
rd_pipe | 20160915 | 0 | 01_587322 | 01_95046 | 1 | 0 | hoofdriool | dwa | 2011 | 2011 | pvc | rond | rubber ring | zand | op staal | 5000 | 5010 | revisie | 1114 | hugo de grootstraat | onbekend | onbekend | 200 | 200 | 140 | 16770 | 16.77 | revisie | 4 | 4 | 1 | centrum gem | 20110223 | 2081 | Geen maatregel | 0 | 7 | 0. | 0. | 0. | 0. | 16770 | 0 |  | 0 |  | 2285.08 |  | onbekend | 0
rd_pipe | 20160915 | 0 | 01_587323 | 01_587370 | 1 | 0 | hoofdriool | dwa | 2006 | 2006 | beton | rond | rubber ring | zand | op staal | 4680 | 4560 | onbekend | 1112 | ghandistraat | onbekend | onbekend | 300 | 300 | 130 | 40620 | 40.62 | onbekend | 30 | 30 | 61 | <onbekend> | 20100331 | 2080 | Z.s.m. onderhoud | 0 | 7 | 0. | 0. | 0. | 0. | 40620 | 0 |  | 0 |  | 7846.97 |  | D7 | 0
rd_pipe | 20160915 | 0 | 01_587324 | 01_587323 | 1 | 0 | hoofdriool | dwa | 2006 | 2006 | pp | rond | rubber ring | zand | op staal | 4800 | 4680 | onbekend | 1112 | ghandistraat | onbekend | onbekend | 315 | 315 | 130 | 40620 | 40.62 | onbekend | 20 | 20 | 61 | <onbekend> | 20100331 | 2080 | Geen maatregel | 0 | 7 | 0. | 0. | 0. | 0. | 40620 | 0 |  | 0 |  | 4735.41 |  | D7 | 0
rd_pipe | 20160915 | 0 | 01_587325 | 01_587371 | 1 | 0 | hoofdriool | dwa | 2006 | 2006 | beton | rond | rubber ring | zand | op staal | 3750 | 3650 | onbekend | 1113 | erasmusstraat | onbekend | onbekend | 300 | 300 | 130 | 40980 | 40.98 | onbekend | 30 | 30 | 61 | <onbekend> | 20100331 | 2080 | Geen maatregel | 0 | 7 | 0. | 0. | 0. | 0. | 40980 | 0 |  | 0 |  | 10242.54 |  | D7 | 0
rd_pipe | 20160915 | 0 | 01_587326 | 01_587325 | 1 | 0 | hoofdriool | dwa | 2006 | 2006 | pp | rond | rubber ring | zand | op staal | 3850 | 3750 | onbekend | 1113 | erasmusstraat | onbekend | onbekend | 315 | 315 | 130 | 51100 | 51.1 | onbekend | 20 | 20 | 61 | <onbekend> | 20100331 | 2080 | Geen maatregel | 0 | 7 | 0. | 0. | 0. | 0. | 51100 | 0 |  | 0 |  | 6828.38 |  | D7 | 0
rd_pipe | 20160915 | 0 | 01_587327 | 01_587326 | 1 | 0 | hoofdriool | dwa | 2006 | 2006 | pp | rond | rubber ring | zand | op staal | 3950 | 3850 | onbekend | 1113 | erasmusstraat | onbekend | onbekend | 315 | 315 | 130 | 44660 | 44.66 | onbekend | 20 | 20 | 61 | <onbekend> | 20100331 | 2080 | Geen maatregel | 0 | 7 | 0. | 0. | 0. | 0. | 44660 | 0 |  | 0 |  | 5967.82 |  | D7 | 0
rd_pipe | 20160915 | 0 | 01_587328 | 01_587327 | 1 | 0 | hoofdriool | dwa | 2006 | 2006 | pp | rond | rubber ring | zand | op staal | 4050 | 3950 | onbekend | 1113 | erasmusstraat | onbekend | onbekend | 315 | 315 | 130 | 45180 | 45.18 | onbekend | 20 | 20 | 61 | <onbekend> | 20100331 | 2080 | Geen maatregel | 0 | 7 | 0. | 0. | 0. | 0. | 45180 | 0 |  | 0 |  | 6037.30 |  | D7 | 0
rd_pipe | 20160915 | 0 | 01_587329 | 01_587322 | 1 | 0 | hoofdriool | dwa | 2011 | 2011 | pp | rond | rubber ring | zand | op staal | 4700 | 5000 | revisie | 1114 | hugo de grootstraat | onbekend | onbekend | 200 | 200 | 140 | 4240 | 4.24 | revisie | 20 | 20 | 1 | centrum gem | 20110223 | 2081 | Geen maatregel | 0 | 7 | 0. | 0. | 0. | 0. | 4240 | 0 |  | 0 |  | 577.74 |  | onbekend | 0
rd_pipe | 20160915 | 0 | 01_587329 | 01_587328 | 1 | 0 | hoofdriool | dwa | 2006 | 2006 | pp | rond | rubber ring | zand | op staal | 4700 | 4650 | onbekend | 1114 | hugo de grootstraat | onbekend | onbekend | 315 | 315 | 130 | 16310 | 16.31 | onbekend | 20 | 20 | 61 | <onbekend> | 20110223 | 2081 | Geen maatregel | 0 | 7 | 0. | 0. | 0. | 0. | 16310 | 0 |  | 0 |  | 1951.36 |  | D7 | 0
rd_pipe | 20160915 | 0 | 01_587330 | 01_587328 | 1 | 0 | hoofdriool | dwa | 2006 | 2006 | pp | rond | rubber ring | zand | op staal | 4130 | 4050 | onbekend | 1114 | hugo de grootstraat | onbekend | onbekend | 315 | 315 | 130 | 36750 | 36.75 | onbekend | 20 | 20 | 61 | <onbekend> | 20100331 | 2080 | Geen maatregel | 0 | 7 | 0. | 0. | 0. | 0. | 36750 | 0 |  | 0 |  | 4910.82 |  | D7 | 0
rd_pipe | 20160915 | 0 | 01_587331 | 01_587330 | 1 | 0 | hoofdriool | dwa | 2006 | 2006 | pp | rond | rubber ring | zand | op staal | 4200 | 4130 | onbekend | 1114 | hugo de grootstraat | onbekend | onbekend | 315 | 315 | 130 | 33940 | 33.94 | onbekend | 20 | 20 | 61 | <onbekend> | 20100331 | 2080 | Geen maatregel | 0 | 7 | 0. | 0. | 0. | 0. | 33940 | 0 |  | 0 |  | 4535.33 |  | D7 | 0
rd_pipe | 20160915 | 0 | 01_587332 | 01_587333 | 1 | 0 | hoofdriool | dwa | 2006 | 2006 | pp | rond | rubber ring | zand | op staal | 4900 | 4850 | onbekend | 1114 | hugo de grootstraat | onbekend | onbekend | 315 | 315 | 130 | 19590 | 19.59 | onbekend | 20 | 20 | 61 | <onbekend> | 20100331 | 2080 | Geen maatregel | 0 | 7 | 0. | 0. | 0. | 0. | 19590 | 0 |  | 0 |  | 2270.72 |  | D7 | 0
rd_pipe | 20160915 | 0 | 01_587333 | 01_587331 | 1 | 0 | hoofdriool | dwa | 2006 | 2006 | pp | rond | rubber ring | zand | op staal | 4850 | 4800 | onbekend | 1114 | hugo de grootstraat | onbekend | onbekend | 315 | 315 | 130 | 12550 | 12.55 | onbekend | 20 | 20 | 61 | <onbekend> | 20100331 | 2080 | Geen maatregel | 0 | 7 | 0. | 0. | 0. | 0. | 12550 | 0 |  | 0 |  | 1488.13 |  | D7 | 0
rd_pipe | 20160915 | 0 | 01_587334 | 01_587331 | 1 | 0 | hoofdriool | dwa | 2006 | 2006 | pp | rond | rubber ring | zand | op staal | 4220 | 4200 | onbekend | 1114 | hugo de grootstraat | onbekend | onbekend | 315 | 315 | 130 | 11570 | 11.57 | onbekend | 20 | 20 | 61 | <onbekend> | 20100331 | 2080 | Geen maatregel | 0 | 7 | 0. | 0. | 0. | 0. | 11570 | 0 |  | 0 |  | 1546.07 |  | D7 | 0
rd_pipe | 20160915 | 0 | 01_587335 | 01_587334 | 1 | 0 | hoofdriool | dwa | 2006 | 2006 | pp | rond | rubber ring | zand | op staal | 4730 | 4220 | onbekend | 126 | thomas morestraat | onbekend | onbekend | 315 | 315 | 130 | 47140 | 47.14 | onbekend | 20 | 20 | 61 | <onbekend> | 20100331 | 2080 | Geen maatregel | 0 | 7 | 0. | 0. | 0. | 0. | 47140 | 0 |  | 0 |  | 6299.21 |  | D7 | 0
rd_pipe | 20160915 | 0 | 01_587335 | 01_587336 | 1 | 0 | hoofdriool | dwa | 2006 | 2006 | pp | rond | rubber ring | zand | op staal | 4730 | 4640 | onbekend | 126 | thomas morestraat | onbekend | onbekend | 315 | 315 | 130 | 26990 | 26.99 | onbekend | 20 | 20 | 61 | <onbekend> | 20100331 | 2080 | Geen maatregel | 0 | 7 | 0. | 0. | 0. | 0. | 26990 | 0 |  | 0 |  | 3606.61 |  | D7 | 0
rd_pipe | 20160915 | 0 | 01_587336 | 01_588704 | 1 | 0 | hoofdriool | dwa | 2006 | 2006 | pp | rond | rubber ring | zand | op staal | 4640 | 4540 | onbekend | 126 | thomas morestraat | onbekend | onbekend | 315 | 315 | 130 | 33220 | 33.22 | onbekend | 20 | 20 | 61 | <onbekend> | 20100331 | 2080 | Geen maatregel | 0 | 7 | 0. | 0. | 0. | 0. | 33220 | 0 |  | 0 |  | 4439.11 |  | D7 | 0
rd_pipe | 20160915 | 0 | 01_587337 | 01_587334 | 1 | 0 | hoofdriool | dwa | 2006 | 2006 | pp | rond | rubber ring | zand | op staal | 4700 | 4630 | onbekend | 1114 | hugo de grootstraat | onbekend | onbekend | 315 | 315 | 130 | 31720 | 31.72 | onbekend | 20 | 20 | 61 | <onbekend> | 20100331 | 2080 | Geen maatregel | 0 | 7 | 0. | 0. | 0. | 0. | 31720 | 0 |  | 0 |  | 4238.67 |  | D7 | 0
rd_pipe | 20160915 | 0 | 01_587338 | 01_587337 | 1 | 0 | hoofdriool | dwa | 2006 | 2006 | pp | rond | rubber ring | zand | op staal | 4800 | 4700 | onbekend | 1114 | hugo de grootstraat | onbekend | onbekend | 315 | 315 | 130 | 28790 | 28.79 | onbekend | 20 | 20 | 61 | <onbekend> | 20100331 | 2080 | Z.s.m. repareren | 0 | 7 | 0. | 0. | 0. | 0. | 28790 | 0 |  | 0 |  | 3847.14 |  | D8 | 0
rd_pipe | 20160915 | 0 | 01_587340 | 01_587341 | 1 | 0 | hoofdriool | hwa | 2006 | 2006 | beton | rond | rubber ring | zand | op staal | 4750 | 4720 | onbekend | 131 | nansenstraat | onbekend | onbekend | 400 | 400 | 130 | 23660 | 23.66 | onbekend | 30 | 30 | 61 | <onbekend> | 20100406 | 2080 | Geen maatregel | 0 | 7 | 0. | 0. | 0. | 0. | 23660 | 0 |  | 0 |  | 5834.66 |  | D7 | 0
rd_pipe | 20160915 | 0 | 01_587341 | 01_587342 | 1 | 0 | hoofdriool | hwa | 2006 | 2006 | beton | rond | rubber ring | zand | op staal | 4720 | 4700 | onbekend | 131 | nansenstraat | onbekend | onbekend | 400 | 400 | 130 | 18360 | 18.36 | onbekend | 30 | 30 | 61 | <onbekend> | 20100406 | 2080 | Geen maatregel | 0 | 7 | 0. | 0. | 0. | 0. | 18360 | 0 |  | 0 |  | 4542.39 |  | D7 | 0
rd_pipe | 20160915 | 0 | 01_587342 | 01_587343 | 1 | 0 | hoofdriool | hwa | 2006 | 2006 | beton | rond | rubber ring | zand | op staal | 4700 | 4650 | onbekend | 131 | nansenstraat | onbekend | onbekend | 400 | 400 | 130 | 47210 | 47.21 | onbekend | 30 | 30 | 61 | <onbekend> | 20100406 | 2080 | Geen maatregel | 0 | 7 | 0. | 0. | 0. | 0. | 47210 | 0 |  | 0 |  | 11634.62 |  | D7 | 0
rd_pipe | 20160915 | 0 | 01_587342 | 01_587355 | 1 | 0 | hoofdriool | hwa | 2006 | 2006 | beton | rond | rubber ring | zand | op staal | 4700 | 4670 | onbekend | 50001 | willy brandtstraat | onbekend | onbekend | 400 | 400 | 130 | 50560 | 50.56 | onbekend | 30 | 30 | 61 | <onbekend> | 20100406 | 2080 | Geen maatregel | 0 | 7 | 0. | 0. | 0. | 0. | 50560 | 0 |  | 0 |  | 12581.93 |  | D7 | 0
rd_pipe | 20160915 | 0 | 01_587343 | 01_587344 | 1 | 0 | hoofdriool | hwa | 2006 | 2006 | beton | rond | rubber ring | zand | op staal | 4650 | 4650 | onbekend | 131 | nansenstraat | onbekend | onbekend | 400 | 400 | 130 | 8960 | 8.96 | onbekend | 30 | 30 | 61 | <onbekend> | 20100406 | 2080 | Geen maatregel | 0 | 7 | 0. | 0. | 0. | 0. | 8960 | 0 |  | 0 |  | 2225.40 |  | D7 | 0
rd_pipe | 20160915 | 0 | 01_587344 | 01_587346 | 1 | 0 | hoofdriool | hwa | 2006 | 2006 | beton | rond | rubber ring | zand | op staal | 4630 | 4600 | onbekend | 131 | nansenstraat | onbekend | onbekend | 400 | 400 | 130 | 32760 | 32.76 | onbekend | 30 | 30 | 61 | <onbekend> | 20100406 | 2080 | Geen maatregel | 0 | 7 | 0. | 0. | 0. | 0. | 32760 | 0 |  | 0 |  | 8173.41 |  | D7 | 0
rd_pipe | 20160915 | 0 | 01_587345 | 01_587344 | 1 | 0 | hoofdriool | hwa | 2006 | 2006 | beton | rond | rubber ring | zand | op staal | 4700 | 4650 | onbekend | 1108 | sacharovstraat | onbekend | onbekend | 500 | 500 | 140 | 49000 | 49 | onbekend | 30 | 30 | 61 | <onbekend> | 20100406 | 2080 | Geen maatregel | 0 | 7 | 0. | 0. | 0. | 0. | 49000 | 0 |  | 0 |  | 13458.44 |  | D7 | 0
rd_pipe | 20160915 | 0 | 01_587346 | 01_587347 | 1 | 0 | hoofdriool | hwa | 2006 | 2006 | beton | rond | rubber ring | zand | op staal | 4600 | 4570 | onbekend | 1111 | maarten luther kingstr. | onbekend | onbekend | 400 | 400 | 130 | 54990 | 54.99 | onbekend | 30 | 30 | 61 | <onbekend> | 20100406 | 2080 | Geen maatregel | 0 | 7 | 0. | 0. | 0. | 0. | 54990 | 0 |  | 0 |  | 13834.39 |  | D7 | 0
rd_pipe | 20160915 | 0 | 01_587347 | 01_587348 | 1 | 0 | hoofdriool | hwa | 2006 | 2006 | beton | rond | rubber ring | zand | op staal | 4570 | 4530 | onbekend | 1111 | maarten luther kingstr. | onbekend | onbekend | 400 | 400 | 130 | 46840 | 46.84 | onbekend | 30 | 30 | 61 | <onbekend> | 20100406 | 2080 | Geen maatregel | 0 | 7 | 0. | 0. | 0. | 0. | 46840 | 0 |  | 0 |  | 11964.44 |  | D7 | 0
rd_pipe | 20160915 | 0 | 01_587348 | 01_587349 | 1 | 0 | hoofdriool | hwa | 2006 | 2006 | beton | rond | rubber ring | zand | op staal | 4530 | 4500 | onbekend | 1111 | maarten luther kingstr. | onbekend | onbekend | 400 | 400 | 130 | 49300 | 49.3 | onbekend | 30 | 30 | 61 | <onbekend> | 20100407 | 2080 | Geen maatregel | 0 | 7 | 0. | 0. | 0. | 0. | 49300 | 0 |  | 0 |  | 12648.19 |  | D7 | 0
rd_pipe | 20160915 | 0 | 01_587349 | 01_587350 | 1 | 0 | hoofdriool | hwa | 2006 | 2006 | beton | rond | rubber ring | zand | op staal | 4500 | 4470 | onbekend | 1110 | bertha van suttnerstr. | onbekend | onbekend | 400 | 400 | 130 | 54120 | 54.12 | onbekend | 30 | 30 | 61 | <onbekend> | 20100407 | 2080 | Z.s.m. onderhoud | 0 | 7 | 0. | 0. | 0. | 0. | 54120 | 0 |  | 0 |  | 13936.90 |  | D7 | 0
rd_pipe | 20160915 | 0 | 01_587350 | 01_587351 | 1 | 0 | hoofdriool | hwa | 2006 | 2006 | beton | rond | rubber ring | zand | op staal | 4470 | 4450 | onbekend | 1110 | bertha van suttnerstr. | onbekend | onbekend | 400 | 400 | 130 | 42090 | 42.09 | onbekend | 30 | 30 | 61 | <onbekend> | 20100407 | 2080 | Z.s.m. onderhoud | 0 | 7 | 0. | 0. | 0. | 0. | 42090 | 0 |  | 0 |  | 10778.16 |  | D7 | 0
rd_pipe | 20160915 | 0 | 01_587351 | 01_587354 | 1 | 0 | hoofdriool | hwa | 2006 | 2006 | beton | rond | rubber ring | zand | op staal | 4200 | 4100 | onbekend | 1109 | macbridestraat | onbekend | onbekend | 400 | 400 | 130 | 41690 | 41.69 | onbekend | 30 | 30 | 61 | <onbekend> | 20100407 | 2080 | Geen maatregel | 0 | 7 | 0. | 0. | 0. | 0. | 41690 | 0 |  | 0 |  | 11063.82 |  | D7 | 0
rd_pipe | 20160915 | 0 | 01_587352 | 01_587351 | 1 | 0 | hoofdriool | hwa | 2006 | 2006 | beton | rond | rubber ring | zand | op staal | 4680 | 4660 | onbekend | 1109 | macbridestraat | onbekend | onbekend | 400 | 400 | 130 | 37300 | 37.3 | onbekend | 30 | 30 | 61 | <onbekend> | 20100407 | 2080 | Geen maatregel | 0 | 7 | 0. | 0. | 0. | 0. | 37300 | 0 |  | 0 |  | 9276.17 |  | D7 | 0
rd_pipe | 20160915 | 0 | 01_587353 | 01_587352 | 1 | 0 | hoofdriool | hwa | 2006 | 2006 | beton | rond | rubber ring | zand | op staal | 4700 | 4680 | onbekend | 140 | albert schweitzerstraat | onbekend | onbekend | 400 | 400 | 130 | 39720 | 39.72 | onbekend | 30 | 30 | 61 | <onbekend> | 20100407 | 2080 | Geen maatregel | 0 | 7 | 0. | 0. | 0. | 0. | 39720 | 0 |  | 0 |  | 9884.38 |  | D7 | 0
rd_pipe | 20160915 | 0 | 01_587354 | 01_587361 | 1 | 0 | hoofdriool | hwa | 2006 | 2006 | beton | rond | rubber ring | zand | op staal | 4100 | 4050 | onbekend | 132 | moeder theresastraat | onbekend | onbekend | 500 | 500 | 140 | 42320 | 42.32 | onbekend | 30 | 30 | 61 | <onbekend> | 20100407 | 2080 | Z.s.m. onderhoud | 0 | 7 | 0. | 0. | 0. | 0. | 42320 | 0 |  | 0 |  | 12597.06 |  | D7 | 0
rd_pipe | 20160915 | 0 | 01_587355 | 01_587356 | 1 | 0 | hoofdriool | hwa | 2006 | 2006 | beton | rond | rubber ring | zand | op staal | 4670 | 4630 | onbekend | 50001 | willy brandtstraat | onbekend | onbekend | 400 | 400 | 130 | 32760 | 32.76 | onbekend | 30 | 30 | 61 | <onbekend> | 20100406 | 2080 | Geen maatregel | 0 | 7 | 0. | 0. | 0. | 0. | 32760 | 0 |  | 0 |  | 8262.79 |  | D7 | 0
rd_pipe | 20160915 | 0 | 01_587356 | 01_587357 | 1 | 0 | hoofdriool | hwa | 2006 | 2006 | beton | rond | rubber ring | zand | op staal | 4630 | 4600 | onbekend | 50001 | willy brandtstraat | onbekend | onbekend | 400 | 400 | 130 | 42120 | 42.12 | onbekend | 30 | 30 | 61 | <onbekend> | 20100407 | 2080 | Geen maatregel | 0 | 7 | 0. | 0. | 0. | 0. | 42120 | 0 |  | 0 |  | 10677.67 |  | D7 | 0
rd_pipe | 20160915 | 0 | 01_587357 | 01_587358 | 1 | 0 | hoofdriool | hwa | 2006 | 2006 | beton | rond | rubber ring | zand | op staal | 4600 | 4570 | onbekend | 50002 | tobias asserstraat | onbekend | onbekend | 400 | 400 | 130 | 42120 | 42.12 | onbekend | 30 | 30 | 61 | <onbekend> | 20100407 | 2080 | Z.s.m. onderhoud | 0 | 7 | 0. | 0. | 0. | 0. | 42120 | 0 |  | 0 |  | 10718.24 |  | D7 | 0
rd_pipe | 20160915 | 0 | 01_587358 | 01_587359 | 1 | 0 | hoofdriool | hwa | 2006 | 2006 | beton | rond | rubber ring | zand | op staal | 4570 | 4550 | onbekend | 50002 | tobias asserstraat | onbekend | onbekend | 400 | 400 | 130 | 42060 | 42.06 | onbekend | 30 | 30 | 61 | <onbekend> | 20100407 | 2080 | Geen maatregel | 0 | 7 | 0. | 0. | 0. | 0. | 42060 | 0 |  | 0 |  | 10635.46 |  | D7 | 0
rd_pipe | 20160915 | 0 | 01_587359 | 01_587354 | 1 | 0 | hoofdriool | hwa | 2006 | 2006 | beton | rond | rubber ring | zand | op staal | 4550 | 4500 | onbekend | 1109 | macbridestraat | onbekend | onbekend | 400 | 400 | 130 | 39280 | 39.28 | onbekend | 30 | 30 | 61 | <onbekend> | 20100407 | 2080 | Geen maatregel | 0 | 7 | 0. | 0. | 0. | 0. | 39280 | 0 |  | 0 |  | 9951.41 |  | D7 | 0
rd_pipe | 20160915 | 0 | 01_587360 | 01_587359 | 1 | 0 | hoofdriool | hwa | 2006 | 2006 | beton | rond | rubber ring | zand | op staal | 4600 | 4550 | onbekend | 1109 | macbridestraat | onbekend | onbekend | 400 | 400 | 130 | 35040 | 35.04 | onbekend | 30 | 30 | 61 | <onbekend> | 20100407 | 2080 | Geen maatregel | 0 | 7 | 0. | 0. | 0. | 0. | 35040 | 0 |  | 0 |  | 8759.12 |  | D7 | 0
rd_pipe | 20160915 | 0 | 01_587361 | 01_587379 | 1 | 0 | hoofdriool | hwa | 2006 | 2006 | beton | rond | rubber ring | zand | op staal | 4050 | 4000 | onbekend | 132 | moeder theresastraat | onbekend | onbekend | 500 | 500 | 140 | 41980 | 41.98 | onbekend | 30 | 30 | 61 | <onbekend> | 20100407 | 2080 | Geen maatregel | 0 | 7 | 0. | 0. | 0. | 0. | 41980 | 0 |  | 0 |  | 12634.89 |  | D7 | 0
rd_pipe | 20160915 | 0 | 01_587362 | 01_587363 | 1 | 0 | hoofdriool | hwa | 2006 | 2006 | beton | rond | rubber ring | zand | op staal | 4720 | 4690 | onbekend | 130 | sadatstraat | onbekend | onbekend | 400 | 400 | 130 | 30060 | 30.06 | onbekend | 30 | 30 | 61 | <onbekend> |  | 0 | Geen beoordeling | 0 | 7 | 0. | 0. | 0. | 0. | 30060 | 0 |  | 0 |  | 7475.65 |  | D7 | 0
rd_pipe | 20160915 | 0 | 01_587363 | 01_587364 | 1 | 0 | hoofdriool | hwa | 2006 | 2006 | beton | rond | rubber ring | zand | op staal | 4690 | 4660 | onbekend | 130 | sadatstraat | onbekend | onbekend | 400 | 400 | 130 | 25580 | 25.58 | onbekend | 30 | 30 | 61 | <onbekend> |  | 0 | Geen beoordeling | 0 | 7 | 0. | 0. | 0. | 0. | 25580 | 0 |  | 0 |  | 6410.78 |  | D7 | 0
rd_pipe | 20160915 | 0 | 01_587364 | 01_587365 | 1 | 0 | hoofdriool | hwa | 2006 | 2006 | beton | rond | rubber ring | zand | op staal | 4480 | 4450 | onbekend | 131 | nansenstraat | onbekend | onbekend | 400 | 400 | 130 | 33530 | 33.53 | onbekend | 30 | 30 | 61 | <onbekend> |  | 0 | Geen beoordeling | 0 | 7 | 0. | 0. | 0. | 0. | 33530 | 0 |  | 0 |  | 8715.32 |  | D7 | 0
rd_pipe | 20160915 | 0 | 01_587367 | 01_587366 | 1 | 0 | hoofdriool | dwa | 2004 | 2004 | beton | rond | rubber ring | zand | op staal | 3430 | 3410 | onbekend | 131 | nansenstraat | onbekend | onbekend | 300 | 300 | 130 | 21930 | 21.93 | onbekend | 30 | 30 | 61 | <onbekend> | 20100401 | 2080 | Geen maatregel | 0 | 7 | 0. | 0. | 0. | 0. | 21930 | 0 |  | 0 |  | 6403.91 |  | D7 | 0
rd_pipe | 20160915 | 0 | 01_587368 | 01_587367 | 1 | 0 | hoofdriool | dwa | 2004 | 2004 | beton | rond | rubber ring | zand | op staal | 3500 | 3430 | onbekend | 1112 | ghandistraat | onbekend | onbekend | 300 | 300 | 130 | 37000 | 37 | onbekend | 30 | 30 | 61 | <onbekend> | 20100401 | 2080 | Z.s.m. repareren | 0 | 7 | 0. | 0. | 0. | 0. | 37000 | 0 |  | 0 |  | 10680.18 |  | D7 | 0
rd_pipe | 20160915 | 0 | 01_587369 | 01_587386 | 1 | 0 | hoofdriool | hwa | 2004 | 2004 | beton | rond | rubber ring | zand | op staal | 4000 | 4000 | onbekend | 1112 | ghandistraat | onbekend | onbekend | 1000 | 1000 | 180 | 53750 | 53.75 | onbekend | 30 | 30 | 61 | <onbekend> |  | 0 | Geen beoordeling | 0 | 7 | 0. | 0. | 0. | 0. | 53750 | 0 |  | 0 |  | 27272.52 |  | D7 | 0
rd_pipe | 20160915 | 0 | 01_587370 | 01_587368 | 1 | 0 | hoofdriool | dwa | 2004 | 2004 | beton | rond | rubber ring | zand | op staal | 3530 | 3500 | onbekend | 1112 | ghandistraat | onbekend | onbekend | 300 | 300 | 130 | 35690 | 35.69 | onbekend | 30 | 30 | 61 | <onbekend> | 20100401 | 2080 | Geen maatregel | 0 | 7 | 0. | 0. | 0. | 0. | 35690 | 0 |  | 0 |  | 9521.20 |  | D7 | 0
rd_pipe | 20160915 | 0 | 01_587371 | 01_587370 | 1 | 0 | hoofdriool | dwa | 2004 | 2004 | beton | rond | rubber ring | zand | op staal | 3650 | 3530 | onbekend | 1112 | ghandistraat | onbekend | onbekend | 300 | 300 | 130 | 28870 | 28.87 | onbekend | 30 | 30 | 61 | <onbekend> | 20100331 | 2080 | Geen maatregel | 0 | 7 | 0. | 0. | 0. | 0. | 28870 | 0 |  | 0 |  | 7373.40 |  | D7 | 0
rd_pipe | 20160915 | 0 | 01_587371 | 01_588698 | 1 | 0 | hoofdriool | dwa | 2004 | 2004 | pp | rond | rubber ring | zand | op staal | 3650 | 3760 | onbekend | 1112 | ghandistraat | onbekend | onbekend | 315 | 315 | 130 | 32230 | 32.23 | onbekend | 20 | 20 | 61 | <onbekend> | 20100331 | 2080 | Geen maatregel | 0 | 7 | 0. | 0. | 0. | 0. | 32230 | 0 |  | 0 |  | 4951.42 |  | D7 | 0
rd_pipe | 20160915 | 0 | 01_587372 | 01_587341 | 1 | 0 | hoofdriool | hwa | 2006 | 2006 | beton | rond | rubber ring | zand | op staal | 4750 | 4700 | onbekend | 131 | nansenstraat | onbekend | onbekend | 400 | 400 | 130 | 16210 | 16.21 | onbekend | 30 | 30 | 61 | <onbekend> | 20100406 | 2080 | Geen maatregel | 0 | 7 | 0. | 0. | 0. | 0. | 16210 | 0 |  | 0 |  | 3976.65 |  | D7 | 0
rd_pipe | 20160915 | 0 | 01_587373 | 01_587343 | 1 | 0 | hoofdriool | hwa | 2006 | 2006 | beton | rond | rubber ring | zand | op staal | 4800 | 4750 | onbekend | 131 | nansenstraat | onbekend | onbekend | 400 | 400 | 130 | 17830 | 17.83 | onbekend | 30 | 30 | 61 | <onbekend> | 20100406 | 2080 | Geen maatregel | 0 | 7 | 0. | 0. | 0. | 0. | 17830 | 0 |  | 0 |  | 4351.17 |  | D7 | 0
rd_pipe | 20160915 | 0 | 01_587374 | 01_587358 | 1 | 0 | verzamel leiding | hwa | 2006 | 2006 | pp | rond | rubber ring | zand | op staal | 5020 | 4940 | onbekend | 50002 | tobias asserstraat | onbekend | onbekend | 200 | 200 | 130 | 26600 | 26.6 | onbekend | 20 | 20 | 61 | <onbekend> | 20100407 | 2080 | Geen maatregel | 0 | 7 | 0. | 0. | 0. | 0. | 26600 | 0 |  | 0 |  | 4081.19 |  | D7 | 0
rd_pipe | 20160915 | 0 | 01_587375 | 01_587358 | 1 | 0 | verzamel leiding | hwa | 2006 | 2006 | pp | rond | rubber ring | zand | op staal | 5050 | 4940 | onbekend | 50002 | tobias asserstraat | onbekend | onbekend | 200 | 200 | 130 | 28980 | 28.98 | onbekend | 20 | 20 | 61 | <onbekend> | 20100407 | 2080 | Z.s.m. onderhoud | 0 | 7 | 0. | 0. | 0. | 0. | 28980 | 0 |  | 0 |  | 4434.76 |  | D7 | 0
rd_pipe | 20160915 | 0 | 01_587376 | 01_587354 | 1 | 0 | hoofdriool | hwa | 2006 | 2006 | beton | rond | rubber ring | zand | op staal | 4700 | 4650 | onbekend | 135 | nobelstraat | onbekend | onbekend | 400 | 400 | 130 | 15750 | 15.75 | onbekend | 30 | 30 | 61 | <onbekend> | 20100407 | 2080 | Geen maatregel | 0 | 7 | 0. | 0. | 0. | 0. | 15750 | 0 |  | 0 |  | 3926.99 |  | D7 | 0
rd_pipe | 20160915 | 0 | 01_587377 | 01_587350 | 1 | 0 | verzamel leiding | hwa | 2006 | 2006 | pp | rond | rubber ring | zand | op staal | 5020 | 4940 | onbekend | 1110 | bertha van suttnerstr. | onbekend | onbekend | 200 | 200 | 130 | 26680 | 26.68 | onbekend | 20 | 20 | 61 | <onbekend> | 20100407 | 2080 | Z.s.m. onderhoud | 0 | 7 | 0. | 0. | 0. | 0. | 26680 | 0 |  | 0 |  | 4093.46 |  | D7 | 0
rd_pipe | 20160915 | 0 | 01_587378 | 01_587350 | 1 | 0 | verzamel leiding | hwa | 2006 | 2006 | pp | rond | rubber ring | zand | op staal | 5020 | 4940 | onbekend | 1110 | bertha van suttnerstr. | onbekend | onbekend | 200 | 200 | 130 | 29290 | 29.29 | onbekend | 20 | 20 | 61 | <onbekend> | 20100407 | 2080 | Geen maatregel | 0 | 7 | 0. | 0. | 0. | 0. | 29290 | 0 |  | 0 |  | 4493.91 |  | D7 | 0
rd_pipe | 20160915 | 0 | 01_587380 | 01_587379 | 1 | 0 | hoofdriool | hwa | 2006 | 2006 | beton | rond | rubber ring | zand | op staal | 4200 | 4000 | onbekend | 132 | moeder theresastraat | onbekend | onbekend | 500 | 500 | 140 | 7200 | 7.2 | onbekend | 30 | 30 | 61 | <onbekend> |  | 0 | Geen beoordeling | 0 | 7 | 0. | 0. | 0. | 0. | 7200 | 0 |  | 0 |  | 2385.19 |  | D7 | 0
rd_pipe | 20160915 | 0 | 01_587390 | 91_051008 | 1 | 0 | persleiding | dwa | 2009 | 2009 | pe | rond | las | zand | op staal |  |  | onbekend | 994 | rondweg oost | onbekend | onbekend | 250 | 250 | 250 | 167870 | 167.87 | revisie | 15 | 15 | 1 | centrum gem |  | 0 | Geen beoordeling | 0 | 7 | 0. | 0. | 0. | 0. | 167870 | 0 |  | 0 |  | 9535.35 | Ligging deels geschat | onbekend | 0
rd_pipe | 20200116 | 0 | 01_588692 | 01_588693 | 1 | 0 | hoofdriool | hwa | 2002 | 2002 | beton | rond | rubber ring | zand | op staal | 4700 | 4660 | onbekend | 116 | cavalerieweg | onbekend | onbekend | 400 | 400 | 130 | 39660 | 39.66 | onbekend | 30 | 30 | 61 | <onbekend> | 20201119 | 2090 | Geen maatregel | 0 | 7 | 0. | 0. | 0. | 0. | 39660 | 0 |  | 0 |  | 9831.26 |  | D6 | 0
rd_pipe | 20160915 | 0 | 01_588698 | 01_588701 | 1 | 0 | hoofdriool | dwa | 2005 | 2005 | pp | rond | rubber ring | zand | op staal | 4090 | 4190 | onbekend | 1600 | benedeneind | onbekend | onbekend | 315 | 315 | 130 | 45170 | 45.17 | onbekend | 20 | 20 | 61 | <onbekend> | 20100331 | 2080 | Geen maatregel | 0 | 7 | 0. | 0. | 0. | 0. | 45170 | 0 |  | 0 |  | 6035.97 |  | D7 | 0
rd_pipe | 20160915 | 0 | 01_588699 | 01_588700 | 1 | 0 | hoofdriool | hwa | 2005 | 2005 | pp | rond | rubber ring | zand | op staal | 4800 | 4720 | onbekend | 1600 | benedeneind | onbekend | onbekend | 315 | 315 | 130 | 26210 | 26.21 | onbekend | 20 | 20 | 61 | <onbekend> |  | 0 | Geen beoordeling | 0 | 7 | 0. | 0. | 0. | 0. | 26210 | 0 |  | 0 |  | 4336.39 |  | D7 | 0
rd_pipe | 20160915 | 0 | 01_588700 | 01_588702 | 1 | 0 | hoofdriool | hwa | 2005 | 2005 | pp | rond | rubber ring | zand | op staal | 4720 | 4640 | onbekend | 1600 | benedeneind | onbekend | onbekend | 315 | 315 | 130 | 55720 | 55.72 | onbekend | 20 | 20 | 61 | <onbekend> | 20100331 | 2080 | Geen maatregel | 0 | 7 | 0. | 0. | 0. | 0. | 55720 | 0 |  | 0 |  | 9218.75 |  | D7 | 0
rd_pipe | 20160915 | 0 | 01_588701 | 01_588703 | 1 | 0 | hoofdriool | dwa | 2005 | 2005 | pp | rond | rubber ring | zand | op staal | 4190 | 4330 | onbekend | 1600 | benedeneind | onbekend | onbekend | 315 | 315 | 130 | 55660 | 55.66 | onbekend | 20 | 20 | 61 | <onbekend> | 20100331 | 2080 | Geen maatregel | 0 | 7 | 0. | 0. | 0. | 0. | 55660 | 0 |  | 0 |  | 7437.72 |  | D7 | 0
rd_pipe | 20160915 | 0 | 01_588702 | 01_588705 | 1 | 0 | hoofdriool | hwa | 2005 | 2005 | pp | rond | rubber ring | zand | op staal | 4640 | 4520 | onbekend | 1600 | benedeneind | onbekend | onbekend | 315 | 315 | 130 | 44320 | 44.32 | onbekend | 20 | 20 | 61 | <onbekend> |  | 0 | Geen beoordeling | 0 | 7 | 0. | 0. | 0. | 0. | 44320 | 0 |  | 0 |  | 7332.65 |  | D7 | 0
rd_pipe | 20160915 | 0 | 01_588703 | 01_588704 | 1 | 0 | hoofdriool | dwa | 2005 | 2005 | pp | rond | rubber ring | zand | op staal | 4330 | 4450 | onbekend | 1600 | benedeneind | onbekend | onbekend | 315 | 315 | 130 | 36030 | 36.03 | onbekend | 20 | 20 | 61 | <onbekend> | 20100331 | 2080 | Geen maatregel | 0 | 7 | 0. | 0. | 0. | 0. | 36030 | 0 |  | 0 |  | 4814.61 |  | D7 | 0
rd_pipe | 20160915 | 0 | 01_588704 | 01_588707 | 1 | 0 | hoofdriool | dwa | 2005 | 2005 | pp | rond | rubber ring | zand | op staal | 4450 | 4600 | onbekend | 1600 | benedeneind | onbekend | onbekend | 315 | 315 | 130 | 48190 | 48.19 | onbekend | 20 | 20 | 61 | <onbekend> | 20100331 | 2080 | Geen maatregel | 0 | 7 | 0. | 0. | 0. | 0. | 48190 | 0 |  | 0 |  | 6439.52 |  | D8 | 0
rd_pipe | 20160915 | 0 | 01_588705 | 01_588706 | 1 | 0 | hoofdriool | hwa | 2005 | 2005 | pp | rond | rubber ring | zand | op staal | 4520 | 4600 | onbekend | 1600 | benedeneind | onbekend | onbekend | 315 | 315 | 130 | 39990 | 39.99 | onbekend | 20 | 20 | 61 | <onbekend> |  | 0 | Geen beoordeling | 0 | 7 | 0. | 0. | 0. | 0. | 39990 | 0 |  | 0 |  | 6616.26 |  | D8 | 0
rd_pipe | 20160915 | 0 | 01_95014 | 01_95044 | 1 | 0 | hoofdriool | hwa | 2011 | 2011 | pp | rond | rubber ring | zand | op staal | 5000 | 5010 | interpolatie | 1113 | erasmusstraat | onbekend | onbekend | 200 | 200 | 140 | 12870 | 12.87 | revisie | 20 | 20 | 1 | centrum gem | 20110223 | 2081 | Geen maatregel | 0 | 7 | 0. | 0. | 0. | 0. | 12870 | 0 |  | 0 |  | 2163.19 |  | onbekend | 0
rd_pipe | 20160915 | 0 | 01_95014 | 01_95106 | 1 | 0 | hoofdriool | hwa | 2011 | 2011 | pp | rond | rubber ring | zand | op staal | 4530 | 4590 | revisie | 1113 | erasmusstraat | onbekend | onbekend | 315 | 315 | 140 | 30890 | 30.89 | revisie | 20 | 20 | 1 | centrum gem | 20110223 | 2081 | Geen maatregel | 0 | 7 | 0. | 0. | 0. | 0. | 30890 | 0 |  | 0 |  | 5728.48 |  | onbekend | 0
rd_pipe | 20160915 | 0 | 01_95042 | 01_588705 | 1 | 0 | hoofdriool | hwa | 2006 | 2006 | onbekend | onbekend | onbekend | onbekend | onbekend | 4320 | 4320 | onbekend | 1600 | benedeneind | onbekend | onbekend | 315 | 315 | 130 | 4850 | 4.85 | onbekend | 30 | 30 | 79 | hwa |  | 0 | Geen beoordeling | 0 | 7 | 0. | 0. | 0. | 0. | 4850 | 0 |  | 0 |  | 1002.54 |  | onbekend | 0
rd_pipe | 20160915 | 0 | 01_95048 | 01_587345 | 1 | 0 | hoofdriool | hwa | 2006 | 2006 | beton | rond | rubber ring | zand | op staal | 4500 | 4500 | onbekend | 1108 | sacharovstraat | onbekend | onbekend | 500 | 500 | 140 | 8070 | 8.07 | onbekend | 30 | 30 | 61 | <onbekend> |  | 0 | Geen beoordeling | 0 | 7 | 0. | 0. | 0. | 0. | 8070 | 0 |  | 0 |  | 2376.89 |  | D7 | 0
rd_pipe | 20160915 | 0 | 01_95049 | 01_95050 | 1 | 0 | hoofdriool | hwa | 2006 | 2006 | beton | rond | rubber ring | zand | op staal | 4800 | 4750 | onbekend | 1114 | hugo de grootstraat | onbekend | onbekend | 500 | 500 | 140 | 49190 | 49.19 | onbekend | 30 | 30 | 61 | <onbekend> | 20100407 | 2080 | Geen maatregel | 0 | 7 | 0. | 0. | 0. | 0. | 49190 | 0 |  | 0 |  | 13193.84 |  | D7 | 0
rd_pipe | 20160915 | 0 | 01_95050 | 01_95051 | 1 | 0 | hoofdriool | hwa | 2006 | 2006 | beton | rond | rubber ring | zand | op staal | 4550 | 4500 | onbekend | 1114 | hugo de grootstraat | onbekend | onbekend | 500 | 500 | 140 | 52070 | 52.07 | onbekend | 30 | 30 | 61 | <onbekend> | 20100407 | 2080 | Geen maatregel | 0 | 7 | 0. | 0. | 0. | 0. | 52070 | 0 |  | 0 |  | 14397.46 |  | D7 | 0
rd_pipe | 20160915 | 0 | 01_95051 | 01_95014 | 1 | 0 | hoofdriool | hwa | 2011 | 2011 | pp | rond | rubber ring | zand | op staal | 4400 | 4530 | interpolatie | 1113 | erasmusstraat | onbekend | onbekend | 315 | 315 | 140 | 13810 | 13.81 | revisie | 20 | 20 | 1 | centrum gem | 20110223 | 2081 | Geen maatregel | 0 | 7 | 0. | 0. | 0. | 0. | 13810 | 0 |  | 0 |  | 2284.83 |  | onbekend | 0
rd_pipe | 20160915 | 0 | 01_95051 | 01_95121 | 1 | 0 | hoofdriool | hwa | 2011 | 2011 | pp | rond | rubber ring | zand | op staal | 4540 | 4540 | onbekend | 1114 | hugo de grootstraat | onbekend | onbekend | 315 | 315 | 140 | 20870 | 20.87 | revisie | 20 | 20 | 1 | centrum gem | 20110223 | 2081 | Geen maatregel | 0 | 7 | 0. | 0. | 0. | 0. | 20870 | 0 |  | 0 |  | 3452.90 |  | onbekend | 0
rd_pipe | 20160915 | 0 | 01_95052 | 01_95051 | 1 | 0 | hoofdriool | hwa | 2006 | 2006 | beton | rond | rubber ring | zand | op staal | 4350 | 4400 | onbekend | 1114 | hugo de grootstraat | onbekend | onbekend | 500 | 500 | 140 | 5400 | 5.4 | onbekend | 30 | 30 | 61 | <onbekend> |  | 0 | Geen beoordeling | 0 | 7 | 0. | 0. | 0. | 0. | 5400 | 0 |  | 0 |  | 1582.53 |  | D7 | 0
rd_pipe | 20160915 | 0 | 01_95062 | 01_95063 | 1 | 0 | verzamel leiding | hwa | 2011 | 2011 | pp | rond | rubber ring | zand | op staal | 4680 | 4720 | revisie | 1113 | erasmusstraat | onbekend | onbekend | 160 | 160 | 140 | 20070 | 20.07 | revisie | 20 | 20 | 1 | centrum gem |  | 0 | Geen beoordeling | 0 | 7 | 0. | 0. | 0. | 0. | 20070 | 0 |  | 0 |  | 3273.02 |  | onbekend | 0
rd_pipe | 20160915 | 0 | 01_95106 | 01_95107 | 1 | 0 | hoofdriool | hwa | 2011 | 2011 | pp | rond | rubber ring | zand | op staal | 4590 | 4640 | revisie | 1113 | erasmusstraat | onbekend | onbekend | 315 | 315 | 140 | 17930 | 17.93 | revisie | 20 | 20 | 1 | centrum gem | 20110223 | 2081 | Geen maatregel | 0 | 7 | 0. | 0. | 0. | 0. | 17930 | 0 |  | 0 |  | 3325.08 |  | onbekend | 0
rd_pipe | 20160915 | 0 | 01_95107 | 01_95108 | 1 | 0 | hoofdriool | hwa | 2011 | 2011 | pp | rond | rubber ring | zand | op staal | 4640 | 4680 | revisie | 1113 | erasmusstraat | onbekend | onbekend | 315 | 315 | 140 | 26330 | 26.33 | revisie | 20 | 20 | 1 | centrum gem | 20110223 | 2081 | Geen maatregel | 0 | 7 | 0. | 0. | 0. | 0. | 26330 | 0 |  | 0 |  | 4882.84 |  | onbekend | 0
rd_pipe | 20160915 | 0 | 01_95107 | 01_95109 | 1 | 0 | hoofdriool | hwa | 2011 | 2011 | pp | rond | rubber ring | zand | op staal | 4640 | 4640 | revisie | 1113 | erasmusstraat | onbekend | onbekend | 315 | 315 | 140 | 16790 | 16.79 | revisie | 20 | 20 | 1 | centrum gem | 20110223 | 2081 | Geen maatregel | 0 | 7 | 0. | 0. | 0. | 0. | 16790 | 0 |  | 0 |  | 2777.87 |  | onbekend | 0
rd_pipe | 20160915 | 0 | 01_95109 | 01_95062 | 1 | 0 | hoofdriool | hwa | 2011 | 2011 | pp | rond | rubber ring | zand | op staal | 4640 | 4680 | revisie | 1113 | erasmusstraat | onbekend | onbekend | 200 | 200 | 140 | 18600 | 18.6 | revisie | 20 | 20 | 1 | centrum gem | 20110223 | 2081 | Geen maatregel | 0 | 7 | 0. | 0. | 0. | 0. | 18600 | 0 |  | 0 |  | 3126.29 |  | onbekend | 0
rd_pipe | 20160915 | 0 | 01_95109 | 01_95110 | 1 | 0 | hoofdriool | hwa | 2011 | 2011 | pp | rond | rubber ring | zand | op staal | 4640 | 4570 | revisie | 1113 | erasmusstraat | onbekend | onbekend | 315 | 315 | 140 | 38190 | 38.19 | revisie | 20 | 20 | 1 | centrum gem | 20110223 | 2081 | Geen maatregel | 0 | 7 | 0. | 0. | 0. | 0. | 38190 | 0 |  | 0 |  | 6318.45 |  | onbekend | 0
rd_pipe | 20160915 | 0 | 01_95110 | 01_95128 | 1 | 0 | hoofdriool | hwa | 2011 | 2011 | pp | rond | rubber ring | zand | op staal | 4570 | 4570 | revisie | 1113 | erasmusstraat | onbekend | onbekend | 315 | 315 | 140 | 5820 | 5.82 | revisie | 20 | 20 | 1 | centrum gem | 20110223 | 2081 | Geen maatregel | 0 | 7 | 0. | 0. | 0. | 0. | 5820 | 0 |  | 0 |  | 825.69 |  | onbekend | 0
rd_pipe | 20160915 | 0 | 01_95121 | 01_95122 | 1 | 0 | hoofdriool | hwa | 2011 | 2011 | pp | rond | rubber ring | zand | op staal | 4540 | 4580 | revisie | 1113 | erasmusstraat | onbekend | onbekend | 315 | 315 | 140 | 10480 | 10.48 | revisie | 20 | 20 | 1 | centrum gem | 20110223 | 2081 | Geen maatregel | 0 | 7 | 0. | 0. | 0. | 0. | 10480 | 0 |  | 0 |  | 1733.89 |  | onbekend | 0
rd_pipe | 20160915 | 0 | 01_95121 | 01_95126 | 1 | 0 | hoofdriool | hwa | 2011 | 2011 | pp | rond | rubber ring | zand | op staal | 4540 | 4550 | revisie | 1113 | erasmusstraat | onbekend | onbekend | 315 | 315 | 140 | 10620 | 10.62 | revisie | 20 | 20 | 1 | centrum gem | 20110223 | 2081 | Geen maatregel | 0 | 7 | 0. | 0. | 0. | 0. | 10620 | 0 |  | 0 |  | 1757.06 |  | onbekend | 0
rd_pipe | 20160915 | 0 | 01_95122 | 01_95123 | 1 | 0 | hoofdriool | hwa | 2011 | 2011 | pp | rond | rubber ring | zand | op staal | 4580 | 4610 | revisie | 1113 | erasmusstraat | onbekend | onbekend | 315 | 315 | 140 | 19040 | 19.04 | revisie | 20 | 20 | 1 | centrum gem | 20110223 | 2081 | Geen maatregel | 0 | 7 | 0. | 0. | 0. | 0. | 19040 | 0 |  | 0 |  | 3150.13 |  | onbekend | 0
rd_pipe | 20160915 | 0 | 01_95123 | 01_95124 | 1 | 0 | hoofdriool | hwa | 2011 | 2011 | pp | rond | rubber ring | zand | op staal | 4610 | 4650 | revisie | 1113 | erasmusstraat | onbekend | onbekend | 315 | 315 | 140 | 26020 | 26.02 | revisie | 20 | 20 | 1 | centrum gem | 20110223 | 2081 | Geen maatregel | 0 | 7 | 0. | 0. | 0. | 0. | 26020 | 0 |  | 0 |  | 4304.95 |  | onbekend | 0
rd_pipe | 20160915 | 0 | 01_95124 | 01_95125 | 1 | 0 | hoofdriool | hwa | 2011 | 2011 | pp | rond | rubber ring | zand | op staal | 4650 | 4700 | revisie | 1113 | erasmusstraat | onbekend | onbekend | 315 | 315 | 140 | 31300 | 31.3 | revisie | 20 | 20 | 1 | centrum gem | 20110223 | 2081 | Geen maatregel | 0 | 7 | 0. | 0. | 0. | 0. | 31300 | 0 |  | 0 |  | 5178.52 |  | onbekend | 0
rd_pipe | 20160915 | 0 | 01_95126 | 01_95127 | 1 | 0 | hoofdriool | hwa | 2011 | 2011 | pp | rond | rubber ring | zand | op staal | 4550 | 5000 | revisie | 1113 | erasmusstraat | onbekend | onbekend | 200 | 200 | 140 | 6090 | 6.09 | revisie | 20 | 20 | 1 | centrum gem |  | 0 | Geen beoordeling | 0 | 7 | 0. | 0. | 0. | 0. | 6090 | 0 |  | 0 |  | 1145.41 |  | onbekend | 0