## Indicatie installbase
sku | name | short_description | description
ALTM71-32-427 | M71-32-427 | Altec Printers Labels | M71-32-427
ALTM71-32-427-YL | M71-32-427-YL Rol | Altec Printers Labels | M71-32-427-YL Rol
ALTM71-R4300 | M71-R4300 | Altec Printers Labels | M71-R4300
ALTPTL-32-427 | PTL-32-427 Rol | Altec Printers Labels | PTL-32-427 Rol
ALTPTL-42-439-YL | PTL-42-439-YL Rol | Altec Printers Labels | PTL-42-439-YL Rol R4400 of R6010
ALTR-4310 | R-4310 | Altec Printers Labels | R-4310 hoort bij PTL 32427
ALTR-6010 | R-6010 | Altec Printers Labels | R-6010
ALTTHT110x40 | THT 110x40mm B7593 1/Rij 500/Rol | Altec Printers Labels | THT 110x40mm B7593 1/Rij 500/Rol
ALTTTP35X18 | TTP 35x18mm B7593 400/Rol | Altec Printers Labels | TTP 35x18mm B7593 400/Rol
ALTTTP55X7 | TTP 55x7mm Gira B7593 500/Rol | Altec Printers Labels | TTP 55x7mm Gira B7593 500/Rol
CRNGTIS48MPOFE150MOM4 | Glasvezel MM OM4 4xMTP female 150m (KA) | Panduit glasvezel MTP MultiMode | Glasvezel MultiMode OM4 4xMTP female - 4xMTP female lengte 150 meter
CRNGTISC20C19BL2.5BEU | Powercord C20C19 2,5m blauw incl beugel(KA) | Raritan power cord | Power cord C20C19 lengte 2,5 meter kleur blauw inclusief Raritan beugel
CRNGTISC20C19ZW1.0BEU | Powercord C20C19 1,0 m zwart incl beugel(KA) | Raritan power cord | Power cord C20C19 lengte 1,0 meter kleur zwart inclusief Raritan beugel
CRNGTISC20C19ZW2.5BEU | Powercord C20C19 2,5 m zwart incl beugel(KA) | Raritan power cord | Power cord C20C19 lengte 2,5 meter kleur zwart inclusief Raritan beugel
CRNGTISRPDU24C1312C19 | RPDU 24xC13+12xC19 (KA) | RPDU 24xC13+12xC19 | RPDU 24xC13+12xC19
KLAEBS6LGKS | Draadgootknipper klauke | Gereedschap | Draadgootknipper klauke
LASSH750+30-30 | Leveren 30 vloersteunen datacenter geb P | Lasent vloersteunen | Leveren 30 vloersteunen datacenter gebouw P
LASSH860+30-30 | Leveren 30 vloersteunen datacenter geb Q | Lasent vloersteunen | Leveren 30 vloersteunen datacenter gebouw Q
LEG344115 | KG P31 L3000 B400 H60 RAL9010 MBH | Legrand kabelladder kabelgoot | Kabelgoot P31 Smart geperforeerd L3000mm B400mm H60 RAL9010. Met verstevigde bodem. Minimale bestelhoeveelheid is 2 stuks. Prijs per stuk
LEG344115special | KG P31 L3000 B400 H60 RAL7047 MBH | Legrand kabelladder kabelgoot | Kabelgoot P31 Smart geperforeerd L3000mm B400mm H60 RAL7047. Met verstevigde bodem. Minimale bestelhoeveelheid is 2 stuks. Prijs per stuk
LEG344895 | Dek KG P31 L2000 B400 RAL9010 MBH | Legrand kabelladder kabelgoot | Deksel kabelgoot P31 L2000mm B400mm RAL9010.Minimale bestelhoeveelheid is 2 stuks. Prijs per stuk
LEG344895special | Dek KG P31 L2000 B400 RAL7047 MBH | Legrand kabelladder kabelgoot | Deksel kabelgoot P31 L2000mm B400mm RAL7047.Minimale bestelhoeveelheid is 2 stuks. Prijs per stuk
LEGKA/VA8312113 | Koppelbeugel L=270 gelakt RAL7047 MBH | Legrand kabelladder kabelgoot | Koppelbeugel L=270mm gelakt in RAL7047; prijs per stuk; let op per bestelling is 1xLEGK020A instelkosten poederbaan benodigd
LEGKA345161 | Verloop/eindpl P31 L795 H60 gelakt RAL7047 | Legrand kabelladder kabelgoot | Verloop/eindpl P31 L795 H60 gelakt in RAL7047
LEGKA8311133 | Kladder Ls300 Sdz L3000 B300 H60 RAL7047 | Legrand kabelladder kabelgoot | Kabelladder Ls300mm Sdz L3000mm B300mm H60mm gelakt in RAL7047; prijs per stuk let op per bestelling is 1xLEGK020A instelkosten poederbaan benodigd (minimale bestelhoeveelheid is 5 stuks)
MHACLIP1-100 | Support clip for 100mm DUCT | Mulder Hardenberg W&B | Support clip for 100mm DUCT
MHATC1279-01A | T-Assembly, 220 mm; yellow | Mulder Hardenberg W&B | T-Assembly, 220 mm; yellow
MHATC1279-01AO | T-Assembly, 220 mm; orange | Mulder Hardenberg W&B | T-Assembly, 220 mm; orange
MHATC1279-03A | T-Assembly, 100 mm; yellow | Mulder Hardenberg W&B | T-Assembly, 100 mm; yellow
MHATC1279-03AO | T-Assembly, 100 mm; orange | Mulder Hardenberg W&B | T-Assembly, 100 mm; orange
MHATC1279-09A | T-Assembly, 220-100 mm; yellow | Mulder Hardenberg W&B | T-Assembly, 220-100 mm; yellow
MHATC1279-09AO | T-Assembly, 220-100 mm; orange | Mulder Hardenberg W&B | T-Assembly, 220-100 mm; orange
MHATC1279-100 | Convoluted Tubing Flex 20 Split 2000 geel | Mulder Hardenberg W&B | Convoluted Tubing Flex 20 mm Split, length 2000 mm; yellow
MHATC1279-103KIT | Support Bracket Kit | Mulder Hardenberg W&B | Support Bracket Kit
MHATC1279-104KIT | Wall Mounting Bracket Assembly, 100 mm | Mulder Hardenberg W&B | Wall Mounting Bracket Assembly, 100 mm
MHATC1279-106KITA | Suspension Bracket Assembly,220 mm | Mulder Hardenberg W&B | Suspension Bracket Assembly,220 mm
MHATC1279-107A | Supension Bracket Assembly,100 mm | Mulder Hardenberg W&B | Supension Bracket Assembly,100 mm
MHATC1279-111-30A | Elbow, 30 Degrees, Down, 100 mm; yellow | Mulder Hardenberg W&B | Elbow, 30 Degrees, Down, 100 mm; yellow
MHATC1279-111-30AO | Elbow, 30 Degrees, Down, 100 mm; orange | Mulder Hardenberg W&B | Elbow, 30 Degrees, Down, 100 mm; orange
MHATC1279-111-45A | Elbow, 45 Degrees, Down, 100 mm; yellow | Mulder Hardenberg W&B | Elbow, 45 Degrees, Down, 100 mm; yellow
MHATC1279-111-45AO | Elbow, 45 Degrees, Down, 100 mm; orange | Mulder Hardenberg W&B | Elbow, 45 Degrees, Down, 100 mm; orange
MHATC1279-111A | Elbow, 90 Degrees, Down, 100mm; yellow | Mulder Hardenberg W&B | Elbow, 90 Degrees, Down, 100mm; yellow
MHATC1279-111AO | Elbow, 90 Degrees, Down, 100mm; orange | Mulder Hardenberg W&B | Elbow, 90 Degrees, Down, 100mm; orange
MHATC1279-111KIT | Break-Out Kit 100mm; yellow | Mulder Hardenberg W&B | Break-Out Kit 100mm; yellow
MHATC1279-111KITO | Break-Out Kit 100mm; orange | Mulder Hardenberg W&B | Break-Out Kit 100mm; orange
MHATC1279-113-30A | Elbow, 30 Degrees, Up, 100 mm; yellow | Mulder Hardenberg W&B | Elbow, 30 Degrees, Up, 100 mm; yellow
MHATC1279-113-30AO | Elbow, 30 Degrees, Up, 100 mm; orange | Mulder Hardenberg W&B | Elbow, 30 Degrees, Up, 100 mm; orange
MHATC1279-113-45A | Elbow, 45 Degrees, Up ,100 mm; yellow | Mulder Hardenberg W&B | Elbow, 45 Degrees, Up ,100 mm; yellow
MHATC1279-113-45AO | Elbow, 45 Degrees, Up ,100 mm; orange | Mulder Hardenberg W&B | Elbow, 45 Degrees, Up ,100 mm; orange
MHATC1279-113A | Elbow, 90 Degrees, Up, 100mm; yellow | Mulder Hardenberg W&B | Elbow, 90 Degrees, Up, 100mm; yellow
MHATC1279-113AO | Elbow, 90 Degrees, Up, 100mm; orange | Mulder Hardenberg W&B | Elbow, 90 Degrees, Up, 100mm; orange
MHATC1279-115A | T-Assembly, 30 mm; yellow | Mulder Hardenberg W&B | T-Assembly, 30 mm; yellow
MHATC1279-115AO | T-Assembly, 30 mm; orange | Mulder Hardenberg W&B | T-Assembly, 30 mm; orange
MHATC1279-118KIT | Duct Slotting & Mitre Box, 50 mm | Mulder Hardenberg W&B | Duct Slotting & Mitre Box, 50 mm
MHATC1279-118PKIT | Knife for 118KIT | Mulder Hardenberg W&B | Knife for 118KIT
MHATC1279-119KIT | Duct Slotting & Mitre Box, Kit 30 mm | Mulder Hardenberg W&B | Duct Slotting & Mitre Box, Kit 30 mm
MHATC1279-11A | Drop-Off Assembly 220-100 mm; yellow | Mulder Hardenberg W&B | Drop-Off Assembly 220-100 mm; yellow
MHATC1279-11AO | Drop-Off Assembly 220-100 mm; orange | Mulder Hardenberg W&B | Drop-Off Assembly 220-100 mm; orange
MHATC1279-11R | Intra Suit Entry Assembly 220-100 yellow | Mulder Hardenberg W&B | Intra Suit Entry Assembly 220-100 mm; yellow
MHATC1279-11RO | Intra Suit Entry Assembly 220-100 orange | Mulder Hardenberg W&B | Intra Suit Entry Assembly 220-100 mm; orange
MHATC1279-123-30A | Elbow 30 Degrees Down 220 mm yellow | Mulder Hardenberg W&B | Elbow, 30 Degrees, Down, 220 mm; yellow
MHATC1279-123-30AO | Elbow 30 Degrees Down 220 mm orange | Mulder Hardenberg W&B | Elbow, 30 Degrees, Down, 220 mm; orange
MHATC1279-123-45A | Elbow 45 Degrees Down 220 mm yellow | Mulder Hardenberg W&B | Elbow, 45 Degrees, Down, 220 mm; yellow
MHATC1279-123-45AO | Elbow 45 Degrees Down 220 mm orange | Mulder Hardenberg W&B | Elbow, 45 Degrees, Down, 220 mm; orange
MHATC1279-123A | Elbow, 90 Degrees, Down, 220mm yellow | Mulder Hardenberg W&B | Elbow, 90 Degrees, Down, 220mm; yellow
MHATC1279-123AO | Elbow, 90 Degrees, Down, 220mm orange | Mulder Hardenberg W&B | Elbow, 90 Degrees, Down, 220mm; orange
MHATC1279-125-30A | Elbow, 30 Degrees, Up, 220 mm yellow | Mulder Hardenberg W&B | Elbow, 30 Degrees, Up, 220 mm; yellow
MHATC1279-125-30AO | Elbow, 30 Degrees, Up, 220 mm orange | Mulder Hardenberg W&B | Elbow, 30 Degrees, Up, 220 mm; orange
MHATC1279-125-45A | Elbow, 45 Degrees, Up, 220 mm yellow | Mulder Hardenberg W&B | Elbow, 45 Degrees, Up, 220 mm; yellow
MHATC1279-125-45AO | Elbow, 45 Degrees, Up, 220 mm orange | Mulder Hardenberg W&B | Elbow, 45 Degrees, Up, 220 mm; orange
MHATC1279-125A | Elbow, 90 Degrees, Up, 220mm yellow | Mulder Hardenberg W&B | Elbow, 90 Degrees, Up, 220mm; yellow
MHATC1279-125AO | Elbow, 90 Degrees, Up, 220mm orange | Mulder Hardenberg W&B | Elbow, 90 Degrees, Up, 220mm; orange
MHATC1279-127 | EndCover 50mm with2x17mmKnockOuts yellow | Mulder Hardenberg W&B | End Cover 50mm with 2 x 17mm Knock Outs; yellow
MHATC1279-127C | EndCover 50mm with 38 mm Cut Outs yellow | Mulder Hardenberg W&B | End Cover 50mm with 38 mm Cut Outs; yellow
MHATC1279-127CO | EndCover 50mm with 38mm Cut Outs orange | Mulder Hardenberg W&B | End Cover 50mm with 38 mm Cut Outs; orange
MHATC1279-127D | EndCover 50mm with a tube Ø50 yellow | Mulder Hardenberg W&B | End Cover 50mm with a tube outlet for 50mm (round); yellow
MHATC1279-127DO | EndCover 50mm with a tube Ø50 orange | Mulder Hardenberg W&B | End Cover 50mm with a tube outlet for 50mm (round); orange
MHATC1279-127F | End Support Bracket 50mm ; yellow | Mulder Hardenberg W&B | End Support Bracket 50mm ; yellow
MHATC1279-127FO | End Support Bracket 50mm ; orange | Mulder Hardenberg W&B | End Support Bracket 50mm ; orange
MHATC1279-127O | End Cover 50mm 2x17mm Knock OutsOrange | Mulder Hardenberg W&B | End Cover 50mm with 2 x 17mm Knock Outs; orange
MHATC1279-129KIT | Mounting Plate Assembly, 50 & 30 mm | Mulder Hardenberg W&B | Mounting Plate Assembly, 50 & 30 mm
MHATC1279-130KIT | Mounting Bracket Assembly, 50 & 30 mm | Mulder Hardenberg W&B | Mounting Bracket Assembly, 50 & 30 mm
MHATC1279-132KIT | Mounting Bracket Assembly, 220 mm | Mulder Hardenberg W&B | Mounting Bracket Assembly, 220 mm
MHATC1279-133KIT | Wall Mounting Bracket Assembly, 220 mm | Mulder Hardenberg W&B | Wall Mounting Bracket Assembly, 220 mm
MHATC1279-135A | Elbow, 90 Degrees, Down, 30mm yellow | Mulder Hardenberg W&B | Elbow, 90 Degrees, Down, 30mm; yellow
MHATC1279-135AO | Elbow, 90 Degrees, Down, 30mm orange | Mulder Hardenberg W&B | Elbow, 90 Degrees, Down, 30mm; orange
MHATC1279-137A | Elbow, 90 Degrees, Horizontal 30mm yellow | Mulder Hardenberg W&B | Elbow, 90 Degrees, Horizontal, 30mm; yellow
MHATC1279-137AO | Elbow, 90 Degrees, Horizontal 30mm orange | Mulder Hardenberg W&B | Elbow, 90 Degrees, Horizontal, 30mm; orange
MHATC1279-139A | Cross Connector, 50 mm; yellow | Mulder Hardenberg W&B | Cross Connector, 50 mm; yellow
MHATC1279-139AO | Cross Connector, 50 mm; orange | Mulder Hardenberg W&B | Cross Connector, 50 mm; orange
MHATC1279-13A | Mounting Bracket Assembly, 220 mm | Mulder Hardenberg W&B | Mounting Bracket Assembly, 220 mm
MHATC1279-140KIT | Duct Slotting & Mitre Box, 50 & 30 mm | Mulder Hardenberg W&B | Duct Slotting & Mitre Box, 50 & 30 mm
MHATC1279-143A | Elbow, 90 Degrees, Up, 50mm; yellow | Mulder Hardenberg W&B | Elbow, 90 Degrees, Up, 50mm; yellow
MHATC1279-143AO | Elbow, 90 Degrees, Up, 50mm; orange | Mulder Hardenberg W&B | Elbow, 90 Degrees, Up, 50mm; orange
MHATC1279-143KIT | Break-Out Kit 50mm up yellow | Mulder Hardenberg W&B | Break-Out Kit 50mm up (replacement of TC1279-MH1 KIT); yellow
MHATC1279-143KITO | Break-Out Kit 50mm up orange | Mulder Hardenberg W&B | Break-Out Kit 50mm up (replacement of TC1279-MH1 KIT); orange
MHATC1279-145A | T-Assembly, Vertical, 50 mm; yellow | Mulder Hardenberg W&B | T-Assembly, Vertical, 50 mm; yellow
MHATC1279-145AO | T-Assembly, Vertical, 50 mm; orange | Mulder Hardenberg W&B | T-Assembly, Vertical, 50 mm; orange
MHATC1279-147KIT | Mounting Bracket Assembly, 50 mm | Mulder Hardenberg W&B | Mounting Bracket Assembly, 50 mm
MHATC1279-148KIT | Mounting Bracket Assembly, 30 mm | Mulder Hardenberg W&B | Mounting Bracket Assembly, 30 mm
MHATC1279-14A | Mounting Bracket Assembly, 100 mm | Mulder Hardenberg W&B | Mounting Bracket Assembly, 100 mm
MHATC1279-15A | Mounting Bracket & Bolt Assembly 220 mm | Mulder Hardenberg W&B | Mounting Bracket & Bolt Assembly 220 mm
MHATC1279-16A | Mounting Bracket & Bolt Assembly 100 mm | Mulder Hardenberg W&B | Mounting Bracket & Bolt Assembly 100 mm
MHATC1279-178KIT | Storage Box for 50 mm duct (end) yellow | Mulder Hardenberg W&B | Storage Box for 50 mm duct (end) ; yellow
MHATC1279-178KITO | Storage Box for 50 mm duct (end) orange | Mulder Hardenberg W&B | Storage Box for 50 mm duct (end) ; orange
MHATC1279-191KIT | Storage Box for 220 mm duct (end) yellow | Mulder Hardenberg W&B | Storage Box for 220 mm duct (end); yellow
MHATC1279-191KITO | Storage Box for 220 mm duct (end) orange | Mulder Hardenberg W&B | Storage Box for 220 mm duct (end); orange
MHATC1279-192KIT | Storage Box for 100 mm duct (end) yellow | Mulder Hardenberg W&B | Storage Box for 100 mm duct (end) ; yellow
MHATC1279-192KITO | Storage Box for 100 mm duct (end) orange | Mulder Hardenberg W&B | Storage Box for 100 mm duct (end) ; orange
MHATC1279-193A | Elbow,90 Degrees,Down 300 mm; yellow | Mulder Hardenberg W&B | Elbow,90 Degrees,Down 300 mm; yellow
MHATC1279-193AO | Elbow,90 Degrees,Down 300 mm; orange | Mulder Hardenberg W&B | Elbow,90 Degrees,Down 300 mm; orange
MHATC1279-207KIT | Storage Box for 220mmduct in line yellow | Mulder Hardenberg W&B | Storage Box for 220 mm duct (in line); yellow
MHATC1279-207KITO | Storage Box for 220mmduct in line orange | Mulder Hardenberg W&B | Storage Box for 220 mm duct (in line); orange
MHATC1279-208KIT | Storage Box for 100mmduct in line yellow | Mulder Hardenberg W&B | Storage Box for 100 mm duct (in line) ; yellow
MHATC1279-208KITO | Storage Box for 100mmduct in line orange | Mulder Hardenberg W&B | Storage Box for 100 mm duct (in line) ; orange
MHATC1279-209KIT | Storage Box for 50 mm duct in line yellow | Mulder Hardenberg W&B | Storage Box for 50 mm duct (in line) ; yellow
MHATC1279-209KITO | Storage Box for 50 mm duct in line orange | Mulder Hardenberg W&B | Storage Box for 50 mm duct (in line) ; orange
MHATC1279-21 | Duct only no Lid 220mm L2000mm yellow | Mulder Hardenberg W&B | Duct only no Lid 220 mm, length 2000 mm; yellow
MHATC1279-212KIT | Duct Radius Guide (Pack of 10 pcs) | Mulder Hardenberg W&B | Duct Radius Guide (Pack of 10 pcs)
MHATC1279-218A | Break-Out Adapter 100mm; yellow | Mulder Hardenberg W&B | Break-Out Adapter 100mm; yellow
MHATC1279-218AO | Break-Out Adapter 100mm; orange | Mulder Hardenberg W&B | Break-Out Adapter 100mm; orange
MHATC1279-21ASN | Duct With Snap on Lid 220mm L2000 yellow | Mulder Hardenberg W&B | Duct With Snap on Lid 220 mm,length 2000 mm; yellow
MHATC1279-21ASNO | Duct With Snap on Lid 220mm L2000 orange | Mulder Hardenberg W&B | Duct With Snap on Lid 220 mm,length 2000 mm; orange
MHATC1279-21O | Duct only no Lid 220mm length 2000 orange | Mulder Hardenberg W&B | Duct only no Lid 220 mm, length 2000 mm; orange
MHATC1279-223A | Duct & Lid 100x50mm length 2000mm yellow | Mulder Hardenberg W&B | Duct & Lid 100x50 mm, length 2000 mm; yellow
MHATC1279-223AO | Duct & Lid 100x50mm length 2000mm orange | Mulder Hardenberg W&B | Duct & Lid 100x50 mm, length 2000 mm; orange
MHATC1279-224A | T-Assembly, 100x50 mm ; yellow | Mulder Hardenberg W&B | T-Assembly, 100x50 mm ; yellow
MHATC1279-224AO | T-Assembly, 100x50 mm ; orange | Mulder Hardenberg W&B | T-Assembly, 100x50 mm ; orange
MHATC1279-226 | Joiner,100x50 mm; yellow | Mulder Hardenberg W&B | Joiner,100x50 mm; yellow
MHATC1279-226O | Joiner,100x50 mm; orange | Mulder Hardenberg W&B | Joiner,100x50 mm; orange
MHATC1279-227 | End Cover 100x50 mm; yellow | Mulder Hardenberg W&B | End Cover 100x50 mm; yellow
MHATC1279-227O | End Cover 100x50 mm; orange | Mulder Hardenberg W&B | End Cover 100x50 mm; orange
MHATC1279-23 | Duct only no Lid 100 mm L2000mm yellow | Mulder Hardenberg W&B | Duct only no Lid 100 mm, length 2000 mm; yellow
MHATC1279-230A | Side Slotting Tool For 100x50 mm | Mulder Hardenberg W&B | Side Slotting Tool For 100x50 mm
MHATC1279-231KIT | Cut-Out Tool Kit, for 100 mm break-out | Mulder Hardenberg W&B | Cut-Out Tool Kit, for 100 mm break-out
MHATC1279-234A | Cross Connector,100 x 50 mm Duct yellow | Mulder Hardenberg W&B | Cross Connector,100 x 50 mm Duct; yellow
MHATC1279-234AO | Cross Connector,100 x 50 mm Duct orange | Mulder Hardenberg W&B | Cross Connector,100 x 50 mm Duct; orange
MHATC1279-236A | Elbow,90 Degrees,Down 100 x 50 mm yellow | Mulder Hardenberg W&B | Elbow,90 Degrees,Down 100 x 50 mm; yellow
MHATC1279-236AO | Elbow,90 Degrees,Down 100 x 50 mm orange | Mulder Hardenberg W&B | Elbow,90 Degrees,Down 100 x 50 mm; orange
MHATC1279-23ASN | Duct With Snap on Lid 100mm,L2000 yellow | Mulder Hardenberg W&B | Duct With Snap on Lid 100mm,length 2000 mm; yellow
MHATC1279-23ASNO | Duct With Snap on Lid 100mm,L2000 orange | Mulder Hardenberg W&B | Duct With Snap on Lid 100mm,length 2000 mm; orange
MHATC1279-23O | Duct only no Lid 100 mm, L2000 orange | Mulder Hardenberg W&B | Duct only no Lid 100 mm, length 2000 mm; orange
MHATC1279-23SLA | Slotted Duct & Lid 100 mm,L2000mm yellow | Mulder Hardenberg W&B | Slotted Duct & Lid 100 mm, length 2000 mm; yellow
MHATC1279-23SLAO | Slotted Duct & Lid 100 mm,L2000mm orange | Mulder Hardenberg W&B | Slotted Duct & Lid 100 mm, length 2000 mm; orange
MHATC1279-248A | Slotless Joiner 100 mm; yellow | Mulder Hardenberg W&B | Slotless Joiner 100 mm; yellow
MHATC1279-248AO | Slotless Joiner 100 mm; orange | Mulder Hardenberg W&B | Slotless Joiner 100 mm; orange
MHATC1279-25 | Joiner, 220 mm; yellow | Mulder Hardenberg W&B | Joiner, 220 mm; yellow
MHATC1279-250A | Slotless Joiner 220 mm; yellow | Mulder Hardenberg W&B | Slotless Joiner 220 mm; yellow
MHATC1279-250AO | Slotless Joiner 220 mm; orange | Mulder Hardenberg W&B | Slotless Joiner 220 mm; orange
MHATC1279-25O | Joiner, 220 mm; orange | Mulder Hardenberg W&B | Joiner, 220 mm; orange
MHATC1279-26 | Flexible Tube 50 mm length 1000mm yellow | Mulder Hardenberg W&B | Flexible Tube, 50 mm, length 1000 mm; yellow
MHATC1279-269A | Elbow,90 Degrees,Horizontal 100x50 yellow | Mulder Hardenberg W&B | Elbow,90 Degrees,Horizontal 100 x 50 mm; yellow
MHATC1279-269AO | Elbow,90 Degrees,Horizontal 100x50 orange | Mulder Hardenberg W&B | Elbow,90 Degrees,Horizontal 100 x 50 mm; orange
MHATC1279-27 | Joiner, 100 mm; yellow | Mulder Hardenberg W&B | Joiner, 100 mm; yellow
MHATC1279-275 | Duct only no Lid 300 mm, L2000mm yellow | Mulder Hardenberg W&B | Duct only no Lid 300 mm, length 2000 mm; yellow
MHATC1279-275A | Duct & Lid 300 mm, length 2000 mm yellow | Mulder Hardenberg W&B | Duct & Lid 300 mm, length 2000 mm; yellow
MHATC1279-275AO | Duct & Lid 300 mm, length 2000 mm orange | Mulder Hardenberg W&B | Duct & Lid 300 mm, length 2000 mm; orange
MHATC1279-275O | Duct only no Lid 300mm, L 2000mm orange | Mulder Hardenberg W&B | Duct only no Lid 300 mm, length 2000 mm; orange
MHATC1279-277A | Intra Suit Entry Assembly 300 mm; yellow | Mulder Hardenberg W&B | Intra Suit Entry Assembly 300 mm; yellow
MHATC1279-277AO | Intra Suit Entry Assembly 300 mm; orange | Mulder Hardenberg W&B | Intra Suit Entry Assembly 300 mm; orange
MHATC1279-279A | T-Assembly, 300 mm; yellow | Mulder Hardenberg W&B | T-Assembly, 300 mm; yellow
MHATC1279-279AO | T-Assembly, 300 mm; orange | Mulder Hardenberg W&B | T-Assembly, 300 mm; orange
MHATC1279-27O | Joiner, 100 mm; orange | Mulder Hardenberg W&B | Joiner, 100 mm; orange
MHATC1279-283A | Elbow,45 Degrees,Up 300 mm; yellow | Mulder Hardenberg W&B | Elbow,45 Degrees,Up 300 mm; yellow
MHATC1279-283AO | Elbow,45 Degrees,Up 300 mm; orange | Mulder Hardenberg W&B | Elbow,45 Degrees,Up 300 mm; orange
MHATC1279-285A | Elbow,45 Degrees,Down 300 mm; yellow | Mulder Hardenberg W&B | Elbow,45 Degrees,Down 300 mm; yellow
MHATC1279-285AO | Elbow,45 Degrees,Down 300 mm; orange | Mulder Hardenberg W&B | Elbow,45 Degrees,Down 300 mm; orange
MHATC1279-287A | Slotless Joiner 300 mm; yellow | Mulder Hardenberg W&B | Slotless Joiner 300 mm; yellow
MHATC1279-287AO | Slotless Joiner 300 mm; orange | Mulder Hardenberg W&B | Slotless Joiner 300 mm; orange
MHATC1279-288 | End Cover 300 mm; yellow | Mulder Hardenberg W&B | End Cover 300 mm; yellow
MHATC1279-288O | End Cover 300 mm; orange | Mulder Hardenberg W&B | End Cover 300 mm; orange
MHATC1279-290ASL | TopOutlet for 100-220-300mm Duct;yellow | Mulder Hardenberg W&B | Top Outlet for 100 - 220 and 300 mm Duct; yellow
MHATC1279-290ASLO | Top Outlet for 100-220-300 mm Duct;orange | Mulder Hardenberg W&B | Top Outlet for 100 - 220 and 300 mm Duct; orange
MHATC1279-29-45A | Elbow, 45Degrees,Horizontal,220mm;yellow | Mulder Hardenberg W&B | Elbow, 45 Degrees, Horizontal, 220mm; yellow
MHATC1279-29-45AO | Elbow, 45Degrees,Horizontal,220mm;orange | Mulder Hardenberg W&B | Elbow, 45 Degrees, Horizontal, 220mm; orange
MHATC1279-298KIT | Elbow,90Degrees,Up 300 mm; yellow | Mulder Hardenberg W&B | Elbow,90 Degrees,Up 300 mm; yellow
MHATC1279-298KITO | Elbow,90Degrees,Up 300 mm; orange | Mulder Hardenberg W&B | Elbow,90 Degrees,Up 300 mm; orange
MHATC1279-29A | Elbow, 90Degrees,Horizontal,220mm;yellow | Mulder Hardenberg W&B | Elbow, 90 Degrees, Horizontal, 220mm; yellow
MHATC1279-29AO | Elbow, 90Degrees,Horizontal,220mm;orange | Mulder Hardenberg W&B | Elbow, 90 Degrees, Horizontal, 220mm; orange
MHATC1279-307ASL | OverTheTopBODown100-220-300Duct;yellow | Mulder Hardenberg W&B | Over The Top Breakout Down for 100 - 220 and 300 mm Duct; yellow
MHATC1279-307ASLO | OverTheTopBODown100-220-300Duct;orange | Mulder Hardenberg W&B | Over The Top Breakout Down for 100 - 220 and 300 mm Duct; orange
MHATC1279-31-45A | Elbow 45 Degrees Horizontal 100mm yellow | Mulder Hardenberg W&B | Elbow, 45 Degrees, Horizontal, 100mm; yellow
MHATC1279-31-45AO | Elbow 45 Degrees Horizontal 100mm orange | Mulder Hardenberg W&B | Elbow, 45 Degrees, Horizontal, 100mm; orange
MHATC1279-31A | Elbow 90 Degrees Horizontal 100mm yellow | Mulder Hardenberg W&B | Elbow, 90 Degrees, Horizontal, 100mm; yellow
MHATC1279-31AO | Elbow 90 Degrees Horizontal 100mm orange | Mulder Hardenberg W&B | Elbow, 90 Degrees, Horizontal, 100mm; orange
MHATC1279-320KIT | Joiner,300mm; yellow | Mulder Hardenberg W&B | Joiner,300mm; yellow
MHATC1279-320KITO | Joiner,300mm; orange | Mulder Hardenberg W&B | Joiner,300mm; orange
MHATC1279-37A | Elbow Closed, Up and Down, 220mm yellow | Mulder Hardenberg W&B | Elbow, Closed, Up and Down, 220 mm; yellow
MHATC1279-37AO | Elbow Closed, Up and Down, 220mm orange | Mulder Hardenberg W&B | Elbow, Closed, Up and Down, 220 mm; orange
MHATC1279-387A | Elbow 90 Degrees Horizontal 300mm yellow | Mulder Hardenberg W&B | Elbow, 90 Degrees, Horizontal, 300mm; yellow
MHATC1279-387AO | Elbow 90 Degrees Horizontal 300mm orange | Mulder Hardenberg W&B | Elbow, 90 Degrees, Horizontal, 300mm; orange
MHATC1279-39A | Elbow Closed, Up and Down, 100mm yellow | Mulder Hardenberg W&B | Elbow, Closed, Up and Down, 100mm; yellow
MHATC1279-39AO | Elbow Closed, Up and Down, 100mm; orange | Mulder Hardenberg W&B | Elbow, Closed, Up and Down, 100mm; orange
MHATC1279-41A | Round Drop-Off Assembly 44mm50mm yellow | Mulder Hardenberg W&B | Round Drop-Off Assembly, 44 mm, 50 mm; yellow
MHATC1279-41AO | Round Drop-Off Assembly 44mm50mm orange | Mulder Hardenberg W&B | Round Drop-Off Assembly, 44 mm, 50 mm; orange
MHATC1279-41KIT | Round Drop-Off Assembly 44 220&100yellow | Mulder Hardenberg W&B | Round Drop-Off Assembly, 44 mm, voor 220 & 100 mm; yellow
MHATC1279-41KITO | Round Drop-Off Assembly 44 220&100orange | Mulder Hardenberg W&B | Round Drop-Off Assembly, 44 mm, voor 220 & 100 mm; orange
MHATC1279-42 | Ramp-Off for 220 & 100 mm; yellow | Mulder Hardenberg W&B | Ramp-Off for 220 & 100 mm; yellow
MHATC1279-43KIT | Hinge Kit | Mulder Hardenberg W&B | Hinge Kit
MHATC1279-452A | Break-Out Elbow 100mm ; yellow | Mulder Hardenberg W&B | Break-Out Elbow 100mm ; yellow
MHATC1279-452AO | Break-Out Elbow 100mm ; orange | Mulder Hardenberg W&B | Break-Out Elbow 100mm ; orange
MHATC1279-45A | Centering Adaptor Assembly 1x30º220yellow | Mulder Hardenberg W&B | Centering Adaptor Assembly, 1 x 30 Degrees, 220 mm; yellow
MHATC1279-45AO | Centering Adaptor Assembly 1x30º220orange | Mulder Hardenberg W&B | Centering Adaptor Assembly, 1 x 30 Degrees, 220 mm; orange
MHATC1279-45KIT | Centering Adaptor Assembly 2x30º220yellow | Mulder Hardenberg W&B | Centering Adaptor Assembly, 2 x 30 Degrees, 220 mm; yellow
MHATC1279-45KITO | Centering Adaptor Assembly 2x30º220orange | Mulder Hardenberg W&B | Centering Adaptor Assembly, 2 x 30 Degrees, 220 mm; orange
MHATC1279-47A | Centering Adaptor Assembly 1x30º100yellow | Mulder Hardenberg W&B | Centering Adaptor Assembly, 1 x 30 Degrees, 100 mm; yellow
MHATC1279-47AO | Centering Adaptor Assembly 1x30º100orange | Mulder Hardenberg W&B | Centering Adaptor Assembly, 1 x 30 Degrees, 100 mm; orange
MHATC1279-47KIT | Centering Adaptor Assembly 2x30º100yellow | Mulder Hardenberg W&B | Centering Adaptor Assembly, 2 x 30 Degrees, 100 mm; yellow
MHATC1279-47KITO | Centering Adaptor Assembly 2x30º100orange | Mulder Hardenberg W&B | Centering Adaptor Assembly, 2 x 30 Degrees, 100 mm; orange
MHATC1279-483A | Cut out template break out adaptors | Mulder Hardenberg W&B | Cut out template break out adaptors
MHATC1279-500KIT | Foot Operated Slotting Tool Kit | Mulder Hardenberg W&B | Foot Operated Slotting Tool Kit
MHATC1279-501KIT | Hydraulec Hand Held Slotting Tool Kit | Mulder Hardenberg W&B | Hydraulec Hand Held Slotting Tool Kit
MHATC1279-50KIT | Cut-Out Tool Kit,for 50 mm break-out | Mulder Hardenberg W&B | Cut-Out Tool Kit,for 50 mm break-out
MHATC1279-51KIT | Duct Slotting & Mitre Box, 220 & 100 mm | Mulder Hardenberg W&B | Duct Slotting & Mitre Box, 220 & 100 mm
MHATC1279-51PKIT | Knife for 51KIT | Mulder Hardenberg W&B | Knife for 51KIT
MHATC1279-53 | Flexible Tube Ø44 mm ID, L2000 yellow | Mulder Hardenberg W&B | Flexible Tube, rond 44 mm ID, length 2000 mm; yellow
MHATC1279-54 | Flexible Tube Ø20 mm UD, L2000 yellow | Mulder Hardenberg W&B | Flexible Tube, rond 20 mm UD, length 2000 mm; yellow
MHATC1279-56 | End Cover 220mm; yellow | Mulder Hardenberg W&B | End Cover 220mm; yellow
MHATC1279-56O | End Cover 220mm; orange | Mulder Hardenberg W&B | End Cover 220mm; orange
MHATC1279-57 | End Cover 100mm; yellow | Mulder Hardenberg W&B | End Cover 100mm; yellow
MHATC1279-57D | End Support Bracket 100mm ; yellow | Mulder Hardenberg W&B | End Support Bracket 100mm ; yellow
MHATC1279-57DO | End Support Bracket 100mm ; orange | Mulder Hardenberg W&B | End Support Bracket 100mm ; orange
MHATC1279-57O | End Cover 100mm; orange | Mulder Hardenberg W&B | End Cover 100mm; orange
MHATC1279-59 | Mounting Bracket for Unistrut | Mulder Hardenberg W&B | Mounting Bracket for Unistrut
MHATC1279-60 | Pigtail Installer, length 3000 mm | Mulder Hardenberg W&B | Pigtail Installer, length 3000 mm
MHATC1279-61A | Cross Connector, 220 mm; yellow | Mulder Hardenberg W&B | Cross Connector, 220 mm; yellow
MHATC1279-61AO | Cross Connector, 220 mm; orange | Mulder Hardenberg W&B | Cross Connector, 220 mm; orange
MHATC1279-63A | Drop-Off Assembly 100 mm; yellow | Mulder Hardenberg W&B | Drop-Off Assembly 100 mm; yellow
MHATC1279-63AO | Drop-Off Assembly 100 mm; orange | Mulder Hardenberg W&B | Drop-Off Assembly 100 mm; orange
MHATC1279-63R | Intra Suit Entry Assembly 100 mm yellow | Mulder Hardenberg W&B | Intra Suit Entry Assembly 100 mm; yellow
MHATC1279-63RO | Intra Suit Entry Assembly 100 mm orange | Mulder Hardenberg W&B | Intra Suit Entry Assembly 100 mm; orange
MHATC1279-65A | Cross Connector, 220 x 100 mm yellow | Mulder Hardenberg W&B | Cross Connector, 220 x 100 mm; yellow
MHATC1279-65AO | Cross Connector, 220 x 100 mm orange | Mulder Hardenberg W&B | Cross Connector, 220 x 100 mm; orange
MHATC1279-68 | Flexible Convolute Tube 33mm L2000 yellow | Mulder Hardenberg W&B | Flexible Convolute Tube 32 mm, length 2000 mm; yellow
MHATC1279-68KIT | ConvTubingAdapterKit 50-30mm L2000 yellow | Mulder Hardenberg W&B | Convoluted Tubing Adapter Kit, 50 - 30 mm, length 2000 mm; yellow
MHATC1279-71A | Cross Connector, 100 mm; yellow | Mulder Hardenberg W&B | Cross Connector, 100 mm; yellow
MHATC1279-71AO | Cross Connector, 100 mm; orange | Mulder Hardenberg W&B | Cross Connector, 100 mm; orange
MHATC1279-73 | Joiner, 50 mm; yellow | Mulder Hardenberg W&B | Joiner, 50 mm; yellow
MHATC1279-73O | Joiner, 50 mm; orange | Mulder Hardenberg W&B | Joiner, 50 mm; orange
MHATC1279-75A | T-Assembly, 50 mm; yellow | Mulder Hardenberg W&B | T-Assembly, 50 mm; yellow
MHATC1279-75AO | T-Assembly, 50 mm; orange | Mulder Hardenberg W&B | T-Assembly, 50 mm; orange
MHATC1279-77A | Elbow, 90Degrees Horizontal 50mm yellow | Mulder Hardenberg W&B | Elbow, 90 Degrees, Horizontal, 50mm; yellow
MHATC1279-77AO | Elbow, 90Degrees Horizontal 50mm orange | Mulder Hardenberg W&B | Elbow, 90 Degrees, Horizontal, 50mm; orange
MHATC1279-78KIT | Mounting Bracket Assembly, 50 & 30 mm | Mulder Hardenberg W&B | Mounting Bracket Assembly, 50 & 30 mm
MHATC1279-79KIT | Velcro™ Mounting Kit | Mulder Hardenberg W&B | Velcro™ Mounting Kit
MHATC1279-81SLXA | Slotted Duct & Lid 50mm L2000mm yellow | Mulder Hardenberg W&B | Slotted Duct & Lid 50 mm, length 2000 mm; yellow
MHATC1279-81SLXAO | Slotted Duct & Lid 50mm L2000mm orange | Mulder Hardenberg W&B | Slotted Duct & Lid 50 mm, length 2000 mm; orange
MHATC1279-81XA | Duct & Lid 50 mm, length 2000 mm yellow | Mulder Hardenberg W&B | Duct & Lid 50 mm, length 2000 mm; yellow
MHATC1279-81XAO | Duct & Lid 50 mm, length 2000 mm orange | Mulder Hardenberg W&B | Duct & Lid 50 mm, length 2000 mm; orange
MHATC1279-83A | Duct&Lid 30mm L2000 yellowLidEightPieces | Mulder Hardenberg W&B | Duct & Lid 30 mm, length 2000 mm ( Lid in eight pieces); yellow
MHATC1279-83AO | Duct&Lid 30mm L2000 orangeLidEightPieces | Mulder Hardenberg W&B | Duct & Lid 30 mm, length 2000 mm ( Lid in eight pieces); orange
MHATC1279-83SLXA | Slotted Duct & Lid 30mm, L2000mm yellow | Mulder Hardenberg W&B | Slotted Duct & Lid 30 mm, length 2000 mm; yellow
MHATC1279-83SLXAO | Slotted Duct & Lid 30mm, L2000mm orange | Mulder Hardenberg W&B | Slotted Duct & Lid 30 mm, length 2000 mm; orange
MHATC1279-83XA | Duct & Lid 30 mm, length 2000 mm yellow | Mulder Hardenberg W&B | Duct & Lid 30 mm, length 2000 mm; yellow
MHATC1279-83XAO | Duct & Lid 30 mm, length 2000 mm orange | Mulder Hardenberg W&B | Duct & Lid 30 mm, length 2000 mm; orange
MHATC1279-85KIT | Square Flexible Con Spliceable Tube yellow | Mulder Hardenberg W&B | Square Flexible Convolute Spliceable Tube; yellow
MHATC1279-85Yellow | Flexible Tube 50x50mm L350mm yellow | Mulder Hardenberg W&B | Flexible Tube, 50 x 50 mm, length 350 mm; yellow
MHATC1279-87A | Elbow, 90 Degrees, Down, 50mm yellow | Mulder Hardenberg W&B | Elbow, 90 Degrees, Down, 50mm; yellow
MHATC1279-87AO | Elbow, 90 Degrees, Down, 50mm orange | Mulder Hardenberg W&B | Elbow, 90 Degrees, Down, 50mm; orange
MHATC1279-87KIT | Break-Out Drop-Off Kit 50mm yellow | Mulder Hardenberg W&B | Break-Out Drop-Off Kit 50mm; yellow
MHATC1279-87KITO | Break-Out Drop-Off Kit 50mm orange | Mulder Hardenberg W&B | Break-Out Drop-Off Kit 50mm; orange
MHATC1279-89A | Square Drop-Off Ass 50x50mm 50mm yellow | Mulder Hardenberg W&B | Square Drop-Off Assembly 50 x 50 mm, 50 mm; yellow
MHATC1279-89AO | Square Drop-Off Ass 50x50mm 50mm orange | Mulder Hardenberg W&B | Square Drop-Off Assembly 50 x 50 mm, 50 mm; orange
MHATC1279-89KIT | SquareDrop-OffAss50x50mmKit220-100mmYellow | Mulder Hardenberg W&B | Square Drop-Off Assembly 50 x 50 mm, kit, 220 - 100 mm; yellow
MHATC1279-89KITO | SquareDrop-OffAss50x50mmkit 220-100mmOrange | Mulder Hardenberg W&B | Square Drop-Off Assembly 50 x 50 mm, kit, 220 - 100 mm; orange
MHATC1279-93A | Break-Out Adapter 50mm; yellow | Mulder Hardenberg W&B | Break-Out Adapter 50mm; yellow
MHATC1279-93AO | Break-Out Adapter 50mm; orange | Mulder Hardenberg W&B | Break-Out Adapter 50mm; orange
MHATC1279-93DKIT | Dual Break-Out Kit 50mm; yellow | Mulder Hardenberg W&B | Dual Break-Out Kit 50mm; yellow
MHATC1279-93DKITO | Dual Break-Out Kit 50mm; orange | Mulder Hardenberg W&B | Dual Break-Out Kit 50mm; orange
MHATC1279-93KIT | Break-Out Kit 50mm; yellow | Mulder Hardenberg W&B | Break-Out Kit 50mm; yellow
MHATC1279-93KITO | Break-Out Kit 50mm; orange | Mulder Hardenberg W&B | Break-Out Kit 50mm; orange
MHATC1279-98 | Joiner, 30 mm; yellow | Mulder Hardenberg W&B | Joiner, 30 mm; yellow
MHATC1279-98O | Joiner, 30 mm; orange | Mulder Hardenberg W&B | Joiner, 30 mm; orange
MIN0642.M5-VP50 | Chromen bouten+kunst.zwarte ring 50 st | Minkels accessoires | Chromen bouten+kunst.zwarte ring 50 st
MIN06D9.m5-VP50 | kooi moeren M5 (50 stuks) | Minkels accessoires | kooi moeren M5 (50 stuks)
MINADDCX416G05 | Airduct Brocade DCX4-16G; 5 st prijs/st | Minkels accessoires | Airduct Brocade DCX4-16G; minimale afname 5 stuks prijs per stuk
MINADDCX416G10 | Airduct Brocade DCX4-16G; 10 st prijs/st | Minkels accessoires | Airduct Brocade DCX4-16G; minimale afname 10 stuks prijs per stuk
PAN714890 | FEBRU zero RU screw bracket | Panduit Wyrgrid | FEBRU zero RU screw mount fiber enclouser adapter panel bracket
PAN714891 | FEBRUA Zero RU adhesive bracket | Panduit Wyrgrid | FEBRUA Zero RU adhesive or magnetic mount 90 angle fiber enclosure adapter panel bracket
PAN716195 | Airduct 492xCDE1 | Panduit Accessoires | Airduct 492xCDE1
PAN716487 | WGSPL2430BL WyrgridStraightSpliceConnector | Panduit Wyrgrid | WGSPL2430BL Wyrgrid straight splice connector
PAN716488 | WGINTSPLBL WyrgridIntersectionConnector | Panduit Wyrgrid | WGINTSPLBL Wyrgrid intersection connector
PAN716489 | WGBTMWFBL Wyrgrid Bottem Waterfall | Panduit Wyrgrid | WGBTMWFBL Wyrgrid Bottem Waterfall
PAN716490 | WGTB30BL Wyrgrid support hardware | Panduit Wyrgrid | WGTB30BL Wyrgrid support hardware
PAN716493 | GACB-3 Wyrgrid grounding connector | Panduit Wyrgrid | GACB-3 Wyrgrid grounding connector
PAN716494 | GACBJ618U Wyrgrid grounding jumper | Panduit Wyrgrid | GACBJ618U Wyrgrid grounding jumper
PAN716495 | FR716DR 7/16" nut driver | Panduit Wyrgrid | FR716DR 7/16" nut driver
PAN716636 | WGTB24BL Wyrgrid support hardware | Panduit Wyrgrid | WGTB24BL Wyrgrid support hardware
PAN716726 | WGINTBRC4BL Wyr-Grid 4" Snap on | Panduit Wyrgrid | WGINTBRC4BL Wyr-Grid 4" snap on intersection bend radius control
PAN716727 | WGSDWL4BL Wyr-Grid SnapOn sitewall4" | Panduit Wyrgrid | WGSDWL4BL Wyr-Grid snap on sitewall 4"
PAN716734 | Dop 9/16 incl verloop tbv schroefmachine | Panduit Accessoires | Dop 9/16 incl verloop tbv schroefmachine
PAN716735 | Dop 7/16 incl verloop tbv schroefmachine | Panduit Accessoires | Dop 7/16 incl verloop tbv schroefmachine
PAN716736 | WGCT-A/E Wyre-grid cutting tool 230 Volt | Panduit Wyrgrid | WGCT-A/E Wyre-grid cutting tool 230 Volt
PAN716737 | CD-WGCD-1 Wyre-gridReplacmentCuttingDie | Panduit Accessoires | CD-WGCD-1 Wyre-grid replacment cutting die
PANCFAPPBL1Y | 1HE | Panduit paneel | 1HE
PANCMMPOBLBL | 1 x MTP | Panduit paneel | 1 x MTP
PANCMPHF1Y | Space panel, frontOnly 4 D-Rings CMPHF1Y | Panduit paneel | Space panel, front only 4 D-Rings CMPHF1Y
PANCMVDR2 | 2" wide vertical cable management bracket | Panduit accessoires | 2" wide vertical cable management bracket
PANCPPL24WBLY | Mini Com Modular Patch Panel | Panduit paneel | Mini Com Modular Patch Panel
PANF9L12D5-5M1 | OS1 MTP female- MTP female L1m geel | Panduit glasvezel MTP Singlemode | OS1 MTP female- MTP female lengte 1 meter mantelkleur geel
PANF9L12D5-5M10 | OS1 MTP female- MTP female L10m geel | Panduit glasvezel MTP Singlemode | OS1 MTP female- MTP female lengte 10 meter mantelkleur geel
PANF9L12D5-5M100/N | OS1 MTP female- MTP female L100m geel | Panduit glasvezel MTP Singlemode | OS1 MTP female- MTP female lengte 100 meter mantelkleur geel
PANF9L12D5-5M110/N | OS1 MTP female- MTP female L110m geel | Panduit glasvezel MTP Singlemode | OS1 MTP female- MTP female lengte 110 meter mantelkleur geel
PANF9L12D5-5M11Y/N | OS1 MTP female- MTP female L11m geel | Panduit glasvezel MTP Singlemode | OS1 MTP female- MTP female lengte 11 meter mantelkleur geel
PANF9L12D5-5M12Y/N | OS1 MTP female- MTP female L12m geel | Panduit glasvezel MTP Singlemode | OS1 MTP female- MTP female lengte 12 meter mantelkleur geel
PANF9L12D5-5M130/N | OS1 MTP female- MTP female L130m geel | Panduit glasvezel MTP Singlemode | OS1 MTP female- MTP female lengte 130 meter mantelkleur geel
PANF9L12D5-5M13Y/N | OS1 MTP female- MTP female L13m geel | Panduit glasvezel MTP Singlemode | OS1 MTP female- MTP female lengte 13 meter mantelkleur geel
PANF9L12D5-5M14Y/N | OS1 MTP female- MTP female L14m geel | Panduit glasvezel MTP Singlemode | OS1 MTP female- MTP female lengte 14 meter mantelkleur geel
PANF9L12D5-5M15 | OS1 MTP female- MTP female L15m geel | Panduit glasvezel MTP Singlemode | OS1 MTP female- MTP female lengte 15 meter mantelkleur geel
PANF9L12D5-5M2 | OS1 MTP female- MTP female L2m geel | Panduit glasvezel MTP Singlemode | OS1 MTP female- MTP female lengte 2 meter mantelkleur geel
PANF9L12D5-5M20 | OS1 MTP female- MTP female L20m geel | Panduit glasvezel MTP Singlemode | OS1 MTP female- MTP female lengte 20 meter mantelkleur geel
PANF9L12D5-5M25 | OS1 MTP female- MTP female L25m geel | Panduit glasvezel MTP Singlemode | OS1 MTP female- MTP female lengte 25 meter mantelkleur geel
PANF9L12D5-5M3 | OS1 MTP female- MTP female L3m geel | Panduit glasvezel MTP Singlemode | OS1 MTP female- MTP female lengte 3 meter mantelkleur geel
PANF9L12D5-5M30 | OS1 MTP female- MTP female L30m geel | Panduit glasvezel MTP Singlemode | OS1 MTP female- MTP female lengte 30 meter mantelkleur geel
PANF9L12D5-5M4 | OS1 MTP female- MTP female L4m geel | Panduit glasvezel MTP Singlemode | OS1 MTP female- MTP female lengte 4 meter mantelkleur geel
PANF9L12D5-5M40/N | OS1 MTP female- MTP female L40m geel | Panduit glasvezel MTP Singlemode | OS1 MTP female- MTP female lengte 40 meter mantelkleur geel
PANF9L12D5-5M5 | OS1 MTP female- MTP female L5m geel | Panduit glasvezel MTP Singlemode | OS1 MTP female- MTP female lengte 5 meter mantelkleur geel
PANF9L12D5-5M50/N | OS1 MTP female- MTP female L50m geel | Panduit glasvezel MTP Singlemode | OS1 MTP female- MTP female lengte 50 meter mantelkleur geel
PANF9L12D5-5M6 | OS1 MTP female- MTP female L6m geel | Panduit glasvezel MTP Singlemode | OS1 MTP female- MTP female lengte 6 meter mantelkleur geel
PANF9L12D5-5M60/N | OS1 MTP female- MTP female L60m geel | Panduit glasvezel MTP Singlemode | OS1 MTP female- MTP female lengte 60 meter mantelkleur geel
PANF9L12D5-5M7 | OS1 MTP female- MTP female L7m geel | Panduit glasvezel MTP Singlemode | OS1 MTP female- MTP female lengte 7 meter mantelkleur geel
PANF9L12D5-5M70/N | OS1 MTP female- MTP female L70m geel | Panduit glasvezel MTP Singlemode | OS1 MTP female- MTP female lengte 70 meter mantelkleur geel
PANF9L12D5-5M8 | OS1 MTP female- MTP female L8m geel | Panduit glasvezel MTP Singlemode | OS1 MTP female- MTP female lengte 8 meter mantelkleur geel
PANF9L12D5-5M80/N | OS1 MTP female- MTP female L80m geel | Panduit glasvezel MTP Singlemode | OS1 MTP female- MTP female lengte 80 meter mantelkleur geel
PANF9L12D5-5M9 | OS1 MTP female- MTP female L9m geel | Panduit glasvezel MTP Singlemode | OS1 MTP female- MTP female lengte 9 meter mantelkleur geel
PANF9L12D5-5M90/N | OS1 MTP female- MTP female L90m geel | Panduit glasvezel MTP Singlemode | OS1 MTP female- MTP female lengte 90 meter mantelkleur geel
PANF9LD3-3M1 | OS1 SC- SC L1m mantelkleur geel/blauw | Panduit glasvezel patchkabel Singlemode | OS1 SC- SC lengte 1 meter mantelkleur geel/blauw
PANF9LD3-3M10 | OS1 SC- SC L10m mantelkleur geel/blauw | Panduit glasvezel patchkabel Singlemode | OS1 SC- SC lengte 10 meter mantelkleur geel/blauw
PANF9LD3-3M2 | OS1 SC- SC L2m mantelkleur geel/blauw | Panduit glasvezel patchkabel Singlemode | OS1 SC- SC lengte 2 meter mantelkleur geel/blauw
PANF9LD3-3M3 | OS1 SC- SC L3m mantelkleur geel/blauw | Panduit glasvezel patchkabel Singlemode | OS1 SC- SC lengte 3 meter mantelkleur geel/blauw
PANF9LD3-3M5 | OS1 SC- SC L5m mantelkleur geel/blauw | Panduit glasvezel patchkabel Singlemode | OS1 SC- SC lengte 5 meter mantelkleur geel/blauw
PANF9LD3-3M7 | OS1 SC- SC L7m mantelkleur geel/blauw | Panduit glasvezel patchkabel Singlemode | OS1 SC- SC lengte 7 meter mantelkleur geel/blauw
PANF9LD3-3M7.5/N | OS1 SC- SC L7,5m mantelkleur geel/blauw | Panduit glasvezel patchkabel Singlemode | OS1 SC- SC lengte 7,5 meter mantelkleur geel/blauw
PANF9LD3-3M8 | OS1 SC- SC L8m mantelkleur geel/blauw | Panduit glasvezel patchkabel Singlemode | OS1 SC- SC lengte 8 meter mantelkleur geel/blauw
PANF9LD3A-10M2/N | SM LC UPC SC APC duplex L2m geel | Panduit glasvezel patchkabel Singlemode | Single Mode LC UPC- SC APC duplex lengte 2 meter mantelkleur geel
PANF9LE10-10M1 | OS1 LC- LC L1m mantelkleur geel/blauw | Panduit glasvezel patchkabel Singlemode | OS1 LC- LC lengte 1 meter mantelkleur geel/blauw
PANF9LE10-10M10 | OS1 LC- LC L10m mantelkleur geel/blauw | Panduit glasvezel patchkabel Singlemode | OS1 LC- LC lengte 10 meter mantelkleur geel/blauw
PANF9LE10-10M15 | OS1 LC- LC L15m mantelkleur geel/blauw | Panduit glasvezel patchkabel Singlemode | OS1 LC- LC lengte 15 meter mantelkleur geel/blauw
PANF9LE10-10M2 | OS1 LCduplex-LCduplex L2m geel | Panduit glasvezel patchkabel SingleMode | OS1 LCduplex-LCduplex lengte 2 meter mantelkleur geel
PANF9LE10-10M20 | OS1 LC- LC L20m mantelkleur geel/blauw | Panduit glasvezel patchkabel Singlemode | OS1 LC- LC lengte 20 meter mantelkleur geel/blauw
PANF9LE10-10M25 | OS1 LC- LC L25m mantelkleur geel/blauw | Panduit glasvezel patchkabel Singlemode | OS1 LC- LC lengte 25 meter mantelkleur geel/blauw
PANF9LE10-10M26 | OS1 LC- LC L26m mantelkleur geel/blauw | Panduit glasvezel patchkabel Singlemode | OS1 LC- LC lengte 26 meter mantelkleur geel/blauw
PANF9LE10-10M28 | OS1 LC- LC L28m mantelkleur geel/blauw | Panduit glasvezel patchkabel Singlemode | OS1 LC- LC lengte 28 meter mantelkleur geel/blauw
PANF9LE10-10M3 | OS1 LC- LC L3m mantelkleur geel/blauw | Panduit glasvezel patchkabel Singlemode | OS1 LC- LC lengte 3 meter mantelkleur geel/blauw
PANF9LE10-10M30 | OS1 LC- LC L30m mantelkleur geel/blauw | Panduit glasvezel patchkabel Singlemode | OS1 LC- LC lengte 30 meter mantelkleur geel/blauw
PANF9LE10-10M32 | OS1 LC- LC L32m mantelkleur geel/blauw | Panduit glasvezel patchkabel Singlemode | OS1 LC- LC lengte 32 meter mantelkleur geel/blauw
PANF9LE10-10M35 | OS1 LC- LC L35m mantelkleur geel/blauw | Panduit glasvezel patchkabel Singlemode | OS1 LC- LC lengte 35 meter mantelkleur geel/blauw
PANF9LE10-10M46 | OS1 LC- LC L46m mantelkleur geel/blauw | Panduit glasvezel patchkabel Singlemode | OS1 LC- LC lengte 46 meter mantelkleur geel/blauw
PANF9LE10-10M7 | OS1 LC- LC L7m mantelkleur geel/blauw | Panduit glasvezel patchkabel Singlemode | OS1 LC- LC lengte 7 meter mantelkleur geel/blauw
PANF9LE10-10M7.5/N | OS1 LC- LC L7,5m mantelkleur geel/blauw | Panduit glasvezel patchkabel Singlemode | OS1 LC- LC lengte 7,5 meter mantelkleur geel/blauw
PANF9LE10-10M8 | OS1 LC- LC L8m mantelkleur geel/blauw | Panduit glasvezel patchkabel Singlemode | OS1 LC- LC lengte 8 meter mantelkleur geel/blauw
PANF9LE3-10M1 | OS1 SC- LC L1m mantelkleur geel/blauw | Panduit glasvezel patchkabel Singlemode | OS1 SC- LC lengte 1 meter mantelkleur geel/blauw
PANF9LE3-10M10 | OS1 SC- LC L10m mantelkleur geel/blauw | Panduit glasvezel patchkabel Singlemode | OS1 SC- LC lengte 10 meter mantelkleur geel/blauw
PANF9LE3-10M2 | OS1 SC- LC L2m mantelkleur geel/blauw | Panduit glasvezel patchkabel Singlemode | OS1 SC- LC lengte 2 meter mantelkleur geel/blauw
PANF9LE3-10M3 | OS1 SC- LC L3m mantelkleur geel/blauw | Panduit glasvezel patchkabel Singlemode | OS1 SC- LC lengte 3 meter mantelkleur geel/blauw
PANF9LE3-10M5 | OS1 SC- LC L5m mantelkleur geel/blauw | Panduit glasvezel patchkabel Singlemode | OS1 SC- LC lengte 5 meter mantelkleur geel/blauw
PANF9LE3-10M7 | OS1 SC- LC L7m mantelkleur geel/blauw | Panduit glasvezel patchkabel Singlemode | OS1 SC- LC lengte 7 meter mantelkleur geel/blauw
PANF9LE3-10M7.5/N | OS1 SC- LC L7,5m mantelkleur geel/blauw | Panduit glasvezel patchkabel Singlemode | OS1 SC- LC lengte 7,5 meter mantelkleur geel/blauw
PANF9LE3-10M8 | OS1 SC- LC L8m mantelkleur geel/blauw | Panduit glasvezel patchkabel Singlemode | OS1 SC- LC lengte 8 meter mantelkleur geel/blauw
PANF9TSLXNXNSNM005 | Tethered LC Cass to Cass,OS1,12 F 5 mtr | Panduit glasvezel Tethered cassette SingleMode | Glasvezel Tethered cassette SingleMode OS1 6LCduplex-6LCduplex lengte 5 meter
PANF9TSLXNXNSNM006 | Tethered LC Cass to Cass,OS1,12 F 6 mtr | Panduit glasvezel Tethered Singlemode | QuickNet™ Tethered SFQ LC Cassette to Cassette Assembly, OS1/OS2, 12 Fiber Trunk, LSZH, SFQ Cassette with 6port LC Duplex on both ends, Length 6 meter; voorheen bestelcode FQL912XXM006N
PANF9TSLXNXNSNM007 | Tethered LC Cass to Cass,OS1,12 F 7 mtr | Panduit glasvezel Tethered Singlemode | QuickNet™ Tethered SFQ LC Cassette to Cassette Assembly, OS1/OS2, 12 Fiber Trunk, LSZH, SFQ Cassette with 6port LC Duplex on both ends, Length 7 meter; voorheen bestelcode FQL912XXM007N
PANF9TSLXNXNSNM008 | Tethered LC Cass to Cass,OS1,12 F 8 mtr | Panduit glasvezel Tethered Singlemode | QuickNet™ Tethered SFQ LC Cassette to Cassette Assembly, OS1/OS2, 12 Fiber Trunk, LSZH, SFQ Cassette with 6port LC Duplex on both ends, Length 8 meter; voorheen bestelcode FQL912XXM008N
PANF9TSLXNXNSNM009 | Tethered LC Cass to Cass,OS1,12 F 9 mtr | Panduit glasvezel Tethered Singlemode | QuickNet™ Tethered SFQ LC Cassette to Cassette Assembly, OS1/OS2, 12 Fiber Trunk, LSZH, SFQ Cassette with 6port LC Duplex on both ends, Length 9 meter; voorheen bestelcode FQL912XXM009N
PANF9TSLXNXNSNM010 | Tethered LC Cass to Cass,OS1,12 F 10 mtr | Panduit glasvezel Tethered Singlemode | QuickNet™ Tethered SFQ LC Cassette to Cassette Assembly, OS1/OS2, 12 Fiber Trunk, LSZH, SFQ Cassette with 6port LC Duplex on both ends, Length 10 meter; voorheen bestelcode FQL912XXM010N
PANF9TSLXNXNSNM011 | Tethered LC Cass to Cass,OS1,12 F 11 mtr | Panduit glasvezel Tethered Singlemode | QuickNet™ Tethered SFQ LC Cassette to Cassette Assembly, OS1/OS2, 12 Fiber Trunk, LSZH, SFQ Cassette with 6port LC Duplex on both ends, Length 11 meter; voorheen bestelcode FQL912XXM011N
PANF9TSLXNXNSNM012 | Tethered LC Cass to Cass,OS1,12 F 12 mtr | Panduit glasvezel Tethered Singlemode | QuickNet™ Tethered SFQ LC Cassette to Cassette Assembly, OS1/OS2, 12 Fiber Trunk, LSZH, SFQ Cassette with 6port LC Duplex on both ends, Length 12 meter; voorheen bestelcode FQL912XXM012N
PANF9TSLXNXNSNM013 | Tethered LC Cass to Cass,OS1,12 F 13 mtr | Panduit glasvezel Tethered Singlemode | QuickNet™ Tethered SFQ LC Cassette to Cassette Assembly, OS1/OS2, 12 Fiber Trunk, LSZH, SFQ Cassette with 6port LC Duplex on both ends, Length 13 meter; voorheen bestelcode FQL912XXM013N
PANF9TSLXNXNSNM014 | Tethered LC Cass to Cass,OS1,12 F 14 mtr | Panduit glasvezel Tethered Singlemode | QuickNet™ Tethered SFQ LC Cassette to Cassette Assembly, OS1/OS2, 12 Fiber Trunk, LSZH, SFQ Cassette with 6port LC Duplex on both ends, Length 14 meter; voorheen bestelcode FQL912XXM014N
PANF9TSLXNXNSNM015 | Tethered LC Cass to Cass,OS1,12 F 15 mtr | Panduit glasvezel Tethered Singlemode | QuickNet™ Tethered SFQ LC Cassette to Cassette Assembly, OS1/OS2, 12 Fiber Trunk, LSZH, SFQ Cassette with 6port LC Duplex on both ends, Length 15 meter; voorheen bestelcode FQL912XXM015N
PANF9TSLXNXNSNM016 | Tethered LC Cass to Cass,OS1,12 F 16 mtr | Panduit glasvezel Tethered Singlemode | QuickNet™ Tethered SFQ LC Cassette to Cassette Assembly, OS1/OS2, 12 Fiber Trunk, LSZH, SFQ Cassette with 6port LC Duplex on both ends, Length 16 meter; voorheen bestelcode FQL912XXM016N
PANF9TSLXNXNSNM017 | Tethered LC Cass to Cass,OS1,12 F 17 mtr | Panduit glasvezel Tethered Singlemode | QuickNet™ Tethered SFQ LC Cassette to Cassette Assembly, OS1/OS2, 12 Fiber Trunk, LSZH, SFQ Cassette with 6port LC Duplex on both ends, Length 17 meter; voorheen bestelcode FQL912XXM017N
PANF9TSLXNXNSNM018 | Tethered LC Cass to Cass,OS1,12 F 18 mtr | Panduit glasvezel Tethered Singlemode | QuickNet™ Tethered SFQ LC Cassette to Cassette Assembly, OS1/OS2, 12 Fiber Trunk, LSZH, SFQ Cassette with 6port LC Duplex on both ends, Length 18 meter; voorheen bestelcode FQL912XXM018N
PANF9TSLXNXNSNM019 | Tethered LC Cass to Cass,OS1,12 F 19 mtr | Panduit glasvezel Tethered Singlemode | QuickNet™ Tethered SFQ LC Cassette to Cassette Assembly, OS1/OS2, 12 Fiber Trunk, LSZH, SFQ Cassette with 6port LC Duplex on both ends, Length 19 meter; voorheen bestelcode FQL912XXM019N
PANF9TSLXNXNSNM020 | Tethered LC Cass to Cass,OS1,12 F 20 mtr | Panduit glasvezel Tethered Singlemode | QuickNet™ Tethered SFQ LC Cassette to Cassette Assembly, OS1/OS2, 12 Fiber Trunk, LSZH, SFQ Cassette with 6port LC Duplex on both ends, Length 20 meter; voorheen bestelcode FQL912XXM020N
PANF9TSLXNXNSNM025 | Tethered LC Cass to Cass,OS1,12 F 25 mtr | Panduit glasvezel Tethered Singlemode | QuickNet™ Tethered SFQ LC Cassette to Cassette Assembly, OS1/OS2, 12 Fiber Trunk, LSZH, SFQ Cassette with 6port LC Duplex on both ends, Length 25 meter; voorheen bestelcode FQL912XXM025N
PANF9TSLXNXNSNM030 | Tethered LC Cass to Cass,OS1,12 F 30 mtr | Panduit glasvezel Tethered Singlemode | QuickNet™ Tethered SFQ LC Cassette to Cassette Assembly, OS1/OS2, 12 Fiber Trunk, LSZH, SFQ Cassette with 6port LC Duplex on both ends, Length 30 meter; voorheen bestelcode FQL912XXM030N
PANF9WSL5E5EAAM095 | OS1 4xfemale-MTP4xfemale 48 vezels 95m | Panduit glasvezel MTP Trunkkabel SingleMode | OS1/OS2 4xfemale- MTP 4xfemale 48 vezels lengte 95 meter (oude bestelcode FSL94855Mxxx xxx=lengte in meters)
PANF9WSL5E5EAAM105 | OS1 4xfemale-MTP4xfemale 48 vezels 105m | Panduit glasvezel MTP Trunkkabel SingleMode | OS1/OS2 4xfemale- MTP 4xfemale 48 vezels lengte 105 meter (oude bestelcode FSL94855Mxxx xxx=lengte in meters)
PANF9WSL5E5EAAM140 | OS1 4xfemale-MTP4xfemale 48 vezels 140m | Panduit glasvezel MTP Trunkkabel SingleMode | OS1/OS2 4xfemale- MTP 4xfemale 48 vezels lengte 140 meter (oude bestelcode FSL94855Mxxx xxx=lengte in meters)
PANF9WSL5E5EAAM150 | OS1 4xfemale-MTP4xfemale 48 vezels 150m | Panduit glasvezel MTP Trunkkabel SingleMode | OS1/OS2 4xfemale- MTP 4xfemale 48 vezels lengte 150 meter (oude bestelcode FSL94855Mxxx xxx=lengte in meters)
PANFAP4WBLMTP | 4 x MTP | Panduit paneel | 4 x MTP
PANFC9-24-10Y | OS1 MTP 2x - 12LC duplex connector blauw | Panduit cassette | OS1 MTP (2x) - 12LC duplex connectorkleur blauw
PANFCDO-24-10Y | OM4 MTP (2x) - 12LC duplex connector | Panduit cassette | OM4 MTP (2x) - 12LC duplex connector
PANFCXO-24-10Y | OM3 MTP (2x) - LC connectorkleur aqua | Panduit cassette | OM3 MTP (2x) - LC connectorkleur aqua
PANFEABRU | Fiber Enclosure Adapter Bracket | Panduit paneel | Fiber Enclosure Adapter Bracket
PANFEABRUA | Opticom Zero RU Bracket | Panduit paneel | Opticom Zero RU Bracket
PANFQCBRUA | Quicknet Zero RU Bracket | Panduit paneel | Quicknet Zero RU Bracket
PANFQMAP45BL | FiberAdapterPanel 4 MPO Key up Key down | Panduit paneel | Quicknet Fiber adapter Migration panel 4 MPO Key up Key down
PANFQXO-12-10 | Cassette MultiMode OM3 MTP-6LCduplex(KA) | Panduit glasvezel cassette MultiMode | Glasvezel cassette MultiMode OM3 MTP-6LCduplex Niet eerder besteld!
PANFQZA-12-10AS | OM4 MTP-6LCduplex (halve cassette) | Panduit cassette | OM4 MTP - 6LC duplex connector (halve cassette)
PANFR19S1-R1KIT | SM Reference Cable LC-LC/SC-LC | Panduit meetsnoer glasvezel | SM Reference Cable LC-LC/SC-LC
PANFR19S1-R1M02 | SM Reference Cable LC-LC | Panduit meetsnoer glasvezel | SM Reference Cable LC-LC
PANFR19S3-R1MO2 | SM Reference Cable SC LC 2 mtr | Panduit meetsnoer glasvezel | SM Reference Cable SC LC 2 mtr
PANFR1XS1-R1KIT | MM Reference Cable LC-LC/SC-LC | Panduit meetsnoer glasvezel | MM Reference Cable LC-LC/SC-LC
PANFR1XS1-R1M02 | MM Reference Cable LC-LC | Panduit meetsnoer glasvezel | MM Reference Cable LC-LC
PANFR1XS3-R1M02 | MM Reference Cable SC LC 2 mtr | Panduit meetsnoer glasvezel | MM Reference Cable SC LC 2 mtr
PANFR2XSS-RLM02 | Glas Meetsnoer FR2XSS-RLM02 | Panduit meetsnoer glasvezel | Glas Meetsnoer FR2XSS-RLM02
PANFSWB-C | PAN Watten staafjes DS100 | Glasvezel cleaning | PAN Watten staafjes DS100
PANFWP-C | PAN Doekjes DS100 | Glasvezel cleaning | PAN Doekjes DS100
PANFXLD3-3M1 | OM3 SC - SC lengte 1 meter kleur aqua | Panduit glasvezel patchkabel Multimode | OM3 SC - SC lengte 1 meter mantelkleur aqua
PANFXLD3-3M10 | OM3 SC - SC lengte 10 meter kleur aqua | Panduit glasvezel patchkabel Multimode | OM3 SC - SC lengte 10 meter mantelkleur aqua
PANFXLD3-3M2 | OM3 SC - SC lengte 2 meter kleur aqua | Panduit glasvezel patchkabel Multimode | OM3 SC - SC lengte 2 meter mantelkleur aqua
PANFXLD3-3M3 | OM3 SC - SC lengte 3 meter kleur aqua | Panduit glasvezel patchkabel Multimode | OM3 SC - SC lengte 3 meter mantelkleur aqua
PANFXLD3-3M5 | OM3 SC - SC lengte 5 meter kleur aqua | Panduit glasvezel patchkabel Multimode | OM3 SC - SC lengte 5 meter mantelkleur aqua
PANFXLD3-3M7 | OM3 SC - SC lengte 7 meter kleur aqua | Panduit glasvezel patchkabel Multimode | OM3 SC - SC lengte 7 meter mantelkleur aqua
PANFXLD3-3M7.5/N | OM3 SC - SC lengte 7,5 meter kleur aqua | Panduit glasvezel patchkabel Multimode | OM3 SC - SC lengte 7,5 meter mantelkleur aqua
PANFXLD3-3M8 | OM3 SC - SC lengte 8 meter kleur aqua | Panduit glasvezel patchkabel Multimode | OM3 SC - SC lengte 8 meter mantelkleur aqua
PANFXLE10-10M1 | OM3 LC - LC lengte 1 meter kleur aqua | Panduit glasvezel patchkabel Multimode | OM3 LC - LC lengte 1 meter mantelkleur aqua
PANFXLE10-10M10 | OM3 LC - LC lengte 10 meter kleur aqua | Panduit glasvezel patchkabel Multimode | OM3 LC - LC lengte 10 meter mantelkleur aqua
PANFXLE10-10M11n | OM3 LC - LC lengte 11 meter kleur aqua | Panduit glasvezel patchkabel Multimode | OM3 LC - LC lengte 11 meter mantelkleur aqua
PANFXLE10-10M12n | OM3 LC - LC lengte 12 meter kleur aqua | Panduit glasvezel patchkabel Multimode | OM3 LC - LC lengte 12 meter mantelkleur aqua
PANFXLE10-10M13n | OM3 LC - LC lengte 13 meter kleur aqua | Panduit glasvezel patchkabel Multimode | OM3 LC - LC lengte 13 meter mantelkleur aqua
PANFXLE10-10M14n | OM3 LC - LC lengte 14 meter kleur aqua | Panduit glasvezel patchkabel Multimode | OM3 LC - LC lengte 14 meter mantelkleur aqua
PANFXLE10-10M15 | OM3 LC - LC lengte 15 meter kleur aqua | Panduit glasvezel patchkabel Multimode | OM3 LC - LC lengte 15 meter mantelkleur aqua
PANFXLE10-10M2 | OM3 LCduplex-LCduplex L2m kleur aqua | Panduit glasvezel patchkabel MultiMode | OM3 LCduplex-LCduplex lengte 2 meter mantelkleur aqua
PANFXLE10-10M20 | OM3 LC - LC lengte 20 meter kleur aqua | Panduit glasvezel patchkabel Multimode | OM3 LC - LC lengte 20 meter mantelkleur aqua
PANFXLE10-10M3 | OM3 LC - LC lengte 3 meter kleur aqua | Panduit glasvezel patchkabel Multimode | OM3 LC - LC lengte 3 meter mantelkleur aqua
PANFXLE10-10M4 | OM3 LC - LC lengte 4 meter kleur aqua | Panduit glasvezel patchkabel Multimode | OM3 LC - LC lengte 4 meter mantelkleur aqua
PANFXLE10-10M5 | OM3 LC - LC lengte 5 meter kleur aqua | Panduit glasvezel patchkabel Multimode | OM3 LC - LC lengte 5 meter mantelkleur aqua
PANFXLE10-10M7 | OM3 LC - LC lengte 7 meter kleur aqua | Panduit glasvezel patchkabel Multimode | OM3 LC - LC lengte 7 meter mantelkleur aqua
PANFXLE10-10M7.5/N | OM3 LC - LC lengte 7,5 meter kleur aqua | Panduit glasvezel patchkabel Multimode | OM3 LC - LC lengte 7,5 meter mantelkleur aqua
PANFXLE10-10M8 | OM3 LC - LC lengte 8 meter kleur aqua | Panduit glasvezel patchkabel Multimode | OM3 LC - LC lengte 8 meter mantelkleur aqua
PANFXLE3-10M1 | OM3 SC - LC lengte 1 meter kleur aqua | Panduit glasvezel patchkabel Multimode | OM3 SC - LC lengte 1 meter mantelkleur aqua
PANFXLE3-10M10 | OM3 SC - LC lengte 10 meter kleur aqua | Panduit glasvezel patchkabel Multimode | OM3 SC - LC lengte 10 meter mantelkleur aqua
PANFXLE3-10M2 | OM3 SC - LC lengte 2 meter kleur aqua | Panduit glasvezel patchkabel Multimode | OM3 SC - LC lengte 2 meter mantelkleur aqua
PANFXLE3-10M3 | OM3 SC - LC lengte 3 meter kleur aqua | Panduit glasvezel patchkabel Multimode | OM3 SC - LC lengte 3 meter mantelkleur aqua
PANFXLE3-10M5 | OM3 SC - LC lengte 5 meter kleur aqua | Panduit glasvezel patchkabel Multimode | OM3 SC - LC lengte 5 meter mantelkleur aqua
PANFXLE3-10M7 | OM3 SC - LC lengte 7 meter kleur aqua | Panduit glasvezel patchkabel Multimode | OM3 SC - LC lengte 7 meter mantelkleur aqua
PANFXLE3-10M7.5/N | OM3 SC - LC lengte 7,5 meter kleur aqua | Panduit glasvezel patchkabel Multimode | OM3 SC - LC lengte 7,5 meter mantelkleur aqua
PANFXLE3-10M8 | OM3 SC - LC lengte 8 meter kleur aqua | Panduit glasvezel patchkabel Multimode | OM3 SC - LC lengte 8 meter mantelkleur aqua
PANFXOL12D5-5M1 | OM3 MTP female- MTP female L1m aqua | Panduit glasvezel MTP Mutimode | OM3 MTP female- MTP female lengte 1 meter mantelkleur aqua
PANFXOL12D5-5M10 | OM3 MTP female- MTP female L10m aqua | Panduit glasvezel MTP Mutimode | OM3 MTP female- MTP female lengte 10 meter mantelkleur aqua
PANFXOL12D5-5M100 | OM3 MTP female- MTP female L100m aqua | Panduit glasvezel MTP Mutimode | OM3 MTP female- MTP female lengte 100 meter mantelkleur aqua
PANFXOL12D5-5M105 | OM3 MTP female- MTP female L105m aqua | Panduit glasvezel MTP Mutimode | OM3 MTP female- MTP female lengte 105 meter mantelkleur aqua
PANFXOL12D5-5M11 | OM3 MTP female- MTP female L11m aqua | Panduit glasvezel MTP Mutimode | OM3 MTP female- MTP female lengte 11 meter mantelkleur aqua
PANFXOL12D5-5M110 | OM3 MTP female- MTP female L110m aqua | Panduit glasvezel MTP Mutimode | OM3 MTP female- MTP female lengte 110 meter mantelkleur aqua
PANFXOL12D5-5M115 | OM3 MTP female- MTP female L115m aqua | Panduit glasvezel MTP Mutimode | OM3 MTP female- MTP female lengte 115 meter mantelkleur aqua
PANFXOL12D5-5M12 | OM3 MTP female- MTP female L12m aqua | Panduit glasvezel MTP Mutimode | OM3 MTP female- MTP female lengte 12 meter mantelkleur aqua
PANFXOL12D5-5M13 | OM3 MTP female- MTP female L13m aqua | Panduit glasvezel MTP Mutimode | OM3 MTP female- MTP female lengte 13 meter mantelkleur aqua
PANFXOL12D5-5M14 | OM3 MTP female- MTP female L14m aqua | Panduit glasvezel MTP Mutimode | OM3 MTP female- MTP female lengte 14 meter mantelkleur aqua
PANFXOL12D5-5M15 | OM3 MTP female - MTP female L15m aqua | Panduit glasvezel MTP MultiMode | OM3 MTP female - MTP female lengte 15 meter kleur aqua
PANFXOL12D5-5M16 | OM3 MTP female- MTP female L16m aqua | Panduit glasvezel MTP Mutimode | OM3 MTP female- MTP female lengte 16 meter mantelkleur aqua
PANFXOL12D5-5M17 | OM3 MTP female- MTP female L17m aqua | Panduit glasvezel MTP Mutimode | OM3 MTP female- MTP female lengte 17 meter mantelkleur aqua
PANFXOL12D5-5M18 | OM3 MTP female- MTP female L18m aqua | Panduit glasvezel MTP Mutimode | OM3 MTP female- MTP female lengte 18 meter mantelkleur aqua
PANFXOL12D5-5M19 | OM3 MTP female- MTP female L19m aqua | Panduit glasvezel MTP Mutimode | OM3 MTP female- MTP female lengte 19 meter mantelkleur aqua
PANFXOL12D5-5M2 | OM3 MTP female- MTP female L2m aqua | Panduit glasvezel MTP Mutimode | OM3 MTP female- MTP female lengte 2 meter mantelkleur aqua
PANFXOL12D5-5M20 | OM3 MTP female- MTP female L20m aqua | Panduit glasvezel MTP Mutimode | OM3 MTP female- MTP female lengte 20 meter mantelkleur aqua
PANFXOL12D5-5M25 | OM3 MTP female- MTP female L25m aqua | Panduit glasvezel MTP Mutimode | OM3 MTP female- MTP female lengte 25 meter mantelkleur aqua
PANFXOL12D5-5M3 | OM3 MTP female- MTP female L3m aqua | Panduit glasvezel MTP Mutimode | OM3 MTP female- MTP female lengte 3 meter mantelkleur aqua
PANFXOL12D5-5M30 | OM3 MTP female- MTP female L30m aqua | Panduit glasvezel MTP Mutimode | OM3 MTP female- MTP female lengte 30 meter mantelkleur aqua
PANFXOL12D5-5M35 | OM3 MTP female- MTP female L35m aqua | Panduit glasvezel MTP Mutimode | OM3 MTP female- MTP female lengte 35 meter mantelkleur aqua
PANFXOL12D5-5M4 | OM3 MTP female- MTP female L4m aqua | Panduit glasvezel MTP Mutimode | OM3 MTP female- MTP female lengte 4 meter mantelkleur aqua
PANFXOL12D5-5M40 | OM3 MTP female- MTP female L40m aqua | Panduit glasvezel MTP Mutimode | OM3 MTP female- MTP female lengte 40 meter mantelkleur aqua
PANFXOL12D5-5M45 | OM3 MTP female- MTP female L45m aqua | Panduit glasvezel MTP Mutimode | OM3 MTP female- MTP female lengte 45 meter mantelkleur aqua
PANFXOL12D5-5M5 | OM3 MTP female- MTP female L5m aqua | Panduit glasvezel MTP Mutimode | OM3 MTP female- MTP female lengte 5 meter mantelkleur aqua
PANFXOL12D5-5M50 | OM3 MTP female- MTP female L50m aqua | Panduit glasvezel MTP Mutimode | OM3 MTP female- MTP female lengte 50 meter mantelkleur aqua
PANFXOL12D5-5M55 | OM3 MTP female- MTP female L55m aqua | Panduit glasvezel MTP Mutimode | OM3 MTP female- MTP female lengte 55 meter mantelkleur aqua
PANFXOL12D5-5M6 | OM3 MTP female- MTP female L6m aqua | Panduit glasvezel MTP Mutimode | OM3 MTP female- MTP female lengte 6 meter mantelkleur aqua
PANFXOL12D5-5M60 | OM3 MTP female- MTP female L60m aqua | Panduit glasvezel MTP Mutimode | OM3 MTP female- MTP female lengte 60 meter mantelkleur aqua
PANFXOL12D5-5M65 | OM3 MTP female- MTP female L65m aqua | Panduit glasvezel MTP Mutimode | OM3 MTP female- MTP female lengte 65 meter mantelkleur aqua
PANFXOL12D5-5M7 | OM3 MTP female- MTP female L7m aqua | Panduit glasvezel MTP Mutimode | OM3 MTP female- MTP female lengte 7 meter mantelkleur aqua
PANFXOL12D5-5M70 | OM3 MTP female- MTP female L70m aqua | Panduit glasvezel MTP Mutimode | OM3 MTP female- MTP female lengte 70 meter mantelkleur aqua
PANFXOL12D5-5M75 | OM3 MTP female- MTP female L75m aqua | Panduit glasvezel MTP Mutimode | OM3 MTP female- MTP female lengte 75 meter mantelkleur aqua
PANFXOL12D5-5M8 | OM3 MTP female- MTP female L8m aqua | Panduit glasvezel MTP Mutimode | OM3 MTP female- MTP female lengte 8 meter mantelkleur aqua
PANFXOL12D5-5M80 | OM3 MTP female- MTP female L80m aqua | Panduit glasvezel MTP Mutimode | OM3 MTP female- MTP female lengte 80 meter mantelkleur aqua
PANFXOL12D5-5M85 | OM3 MTP female- MTP female L85m aqua | Panduit glasvezel MTP Mutimode | OM3 MTP female- MTP female lengte 85 meter mantelkleur aqua
PANFXOL12D5-5M9 | OM3 MTP female- MTP female L9m aqua | Panduit glasvezel MTP Mutimode | OM3 MTP female- MTP female lengte 9 meter mantelkleur aqua
PANFXOL12D5-5M90 | OM3 MTP female- MTP female L90m aqua | Panduit glasvezel MTP Mutimode | OM3 MTP female- MTP female lengte 90 meter mantelkleur aqua
PANFXOL12D5-5M95 | OM3 MTP female- MTP female L95m aqua | Panduit glasvezel MTP Mutimode | OM3 MTP female- MTP female lengte 95 meter mantelkleur aqua
PANFZ2ELLNLNSNM001 | OM4 patchcord LC-LCduplex lengte 1 meter | Panduit glasvezel patchkabel Multimode | OM4 patchcord LC-LC duplex lengte 1 meter
PANFZ2ELLNLNSNM002 | OM4 patchcord LC-LCduplex lengte 2 meter | Panduit glasvezel patchkabel Multimode | OM4 patchcord LC-LC duplex lengte 2 meter
PANFZ2ELLNLNSNM003 | OM4 patchcord LC-LCduplex lengte 3 meter | Panduit glasvezel patchkabel Multimode | OM4 patchcord LC-LC duplex lengte 3 meter
PANFZ2ELLNLNSNM004 | OM4 patchcord LC-LCduplex lengte 4 meter | Panduit glasvezel patchkabel Multimode | OM4 patchcord LC-LC duplex lengte 4 meter
PANFZ2ELLNLNSNM005 | OM4 patchcord LC-LCduplex lengte 5 meter | Panduit glasvezel patchkabel Multimode | OM4 patchcord LC-LC duplex lengte 5 meter
PANFZ2ELLNLNSNM006 | OM4 patchcord LC-LCduplex lengte 6 meter | Panduit glasvezel patchkabel Multimode | OM4 patchcord LC-LC duplex lengte 6 meter
PANFZ2ELLNLNSNM007 | OM4 patchcord LC-LCduplex lengte 7 meter | Panduit glasvezel patchkabel Multimode | OM4 patchcord LC-LC duplex lengte 7 meter
PANFZ2ELLNLNSNM008 | OM4 patchcord LC-LCduplex lengte 8 meter | Panduit glasvezel patchkabel Multimode | OM4 patchcord LC-LC duplex lengte 8 meter
PANFZ2ELLNLNSNM009 | OM4 patchcord LC-LCduplex lengte 9 meter | Panduit glasvezel patchkabel Multimode | OM4 patchcord LC-LC duplex lengte 9 meter
PANFZ2ELLNLNSNM010 | OM4 patchcord LC-LCduplex lengte 10meter | Panduit glasvezel patchkabel Multimode | OM4 patchcord LC-LC duplex lengte 10 meter
PANFZ2ELLNLNSNM011 | OM4 patchcord LC-LCduplex lengte 11meter | Panduit glasvezel patchkabel Multimode | OM4 patchcord LC-LC duplex lengte 11 meter
PANFZ2ELLNLNSNM012 | OM4 patchcord LC-LCduplex lengte 12 meter | Panduit glasvezel patchkabel Multimode | OM4 patchcord LC-LC duplex lengte 12 meter
PANFZ2ELLNLNSNM013 | OM4 patchcord LC-LCduplex lengte 13meter | Panduit glasvezel patchkabel Multimode | OM4 patchcord LC-LC duplex lengte 13 meter
PANFZ2ELLNLNSNM014 | OM4 patchcord LC-LCduplex lengte 14meter | Panduit glasvezel patchkabel Multimode | OM4 patchcord LC-LC duplex lengte 14 meter
PANFZ2ELLNLNSNM015 | OM4 patchcord LC-LCduplex lengte 15meter | Panduit glasvezel patchkabel Multimode | OM4 patchcord LC-LC duplex lengte 15 meter
PANFZ2ELLNLNSNM020 | OM4 patchcord LC-LCduplex lengte 20meter | Panduit glasvezel patchkabel Multimode | OM4 patchcord LC-LC duplex lengte 20 meter
PANFZ2ELLNLNSNM025 | OM4 patchcord LC-LCduplex lengte 25meter | Panduit glasvezel patchkabel Multimode | OM4 patchcord LC-LC duplex lengte 25 meter
PANFZTRL7N7NANM001 | OM4 Panduit QuickNet PanMPO lengte 1m | Panduit glasvezel patchkabel MultiMode PanMPO | OM4 Panduit QuickNet PanMPO lengte 1 meter
PANFZTRL7N7NANM002 | OM4 Panduit QuickNet PanMPO lengte 2m | Panduit glasvezel patchkabel MultiMode PanMPO | OM4 Panduit QuickNet PanMPO lengte 2 meter
PANFZTRL7N7NANM003 | OM4 Panduit QuickNet PanMPO lengte 3m(KA) | Panduit glasvezel patchkabel MultiMode PanMPO | OM4 PanMPO female - PanMPO female methode A standaar IL
PANFZTSLXNXNSNM004N | OM4 12fiberTethered LCcasLCcas 4mtr | Panduit glasvezel Tethered Multimode | QuickNet™ Tethered SFQ LC Cassette to Cassette Assembly, OM4, 12 Fiber Trunk, LSZH, SFQ Cassette with 6port LC Duplex on both ends, Length 4 meter
PANFZTSLXNXNSNM005N | OM4 12fiberTethered LCcasLCcas 5mtr | Panduit glasvezel Tethered Multimode | QuickNet™ Tethered SFQ LC Cassette to Cassette Assembly, OM4, 12 Fiber Trunk, LSZH, SFQ Cassette with 6port LC Duplex on both ends, Length 5 meter
PANFZTSLXNXNSNM006N | OM4 12fiberTethered LCcasLCcas 6mtr | Panduit glasvezel Tethered Multimode | QuickNet™ Tethered SFQ LC Cassette to Cassette Assembly, OM4, 12 Fiber Trunk, LSZH, SFQ Cassette with 6port LC Duplex on both ends, Length 6 meter
PANFZTSLXNXNSNM007N | OM4 12fiberTethered LCcasLCcas 7mtr | Panduit glasvezel Tethered Multimode | QuickNet™ Tethered SFQ LC Cassette to Cassette Assembly, OM4, 12 Fiber Trunk, LSZH, SFQ Cassette with 6port LC Duplex on both ends, Length 7 meter
PANFZTSLXNXNSNM008N | OM4 12fiberTethered LCcasLCcas 8mtr | Panduit glasvezel Tethered Multimode | QuickNet™ Tethered SFQ LC Cassette to Cassette Assembly, OM4, 12 Fiber Trunk, LSZH, SFQ Cassette with 6port LC Duplex on both ends, Length 8 meter
PANFZTSLXNXNSNM009N | OM4 12fiberTethered LCcasLCcas 9mtr(KA) | Panduit glasvezel Tethered cassette MultiMode | Glasvezel Tethered cassette MultiMode OM4 6LCduplex-6LCduplex lengte 9 meter
PANFZTSLXNXNSNM010N | OM4 12fiberTethered LCcasLCcas 10mtr | Panduit glasvezel Tethered Multimode | QuickNet™ Tethered SFQ LC Cassette to Cassette Assembly, OM4, 12 Fiber Trunk, LSZH, SFQ Cassette with 6port LC Duplex on both ends, Length 10 meter
PANFZTSLXNXNSNM011N | OM4 12fiberTethered LCcasLCcas 11mtr | Panduit glasvezel Tethered Multimode | QuickNet™ Tethered SFQ LC Cassette to Cassette Assembly, OM4, 12 Fiber Trunk, LSZH, SFQ Cassette with 6port LC Duplex on both ends, Length 11 meter
PANFZTSLXNXNSNM012N | OM4 12fiberTethered LCcasLCcas 12mtr | Panduit glasvezel Tethered Multimode | QuickNet™ Tethered SFQ LC Cassette to Cassette Assembly, OM4, 12 Fiber Trunk, LSZH, SFQ Cassette with 6port LC Duplex on both ends, Length 12 meter
PANFZTSLXNXNSNM013N | OM4 12fiberTethered LCcasLCcas 13mtr | Panduit glasvezel Tethered Multimode | QuickNet™ Tethered SFQ LC Cassette to Cassette Assembly, OM4, 12 Fiber Trunk, LSZH, SFQ Cassette with 6port LC Duplex on both ends, Length 13 meter
PANFZTSLXNXNSNM014N | OM4 12fiberTethered LCcasLCcas 14mtr | Panduit glasvezel Tethered Multimode | QuickNet™ Tethered SFQ LC Cassette to Cassette Assembly, OM4, 12 Fiber Trunk, LSZH, SFQ Cassette with 6port LC Duplex on both ends, Length 14 meter
PANFZTSLXNXNSNM015N | OM4 12fiberTethered LCcasLCcas 15mtr | Panduit glasvezel Tethered Multimode | QuickNet™ Tethered SFQ LC Cassette to Cassette Assembly, OM4, 12 Fiber Trunk, LSZH, SFQ Cassette with 6port LC Duplex on both ends, Length 15 meter
PANFZTSLXNXNSNM016N | OM4 12fiberTethered LCcasLCcas 16mtr | Panduit glasvezel Tethered Multimode | QuickNet™ Tethered SFQ LC Cassette to Cassette Assembly, OM4, 12 Fiber Trunk, LSZH, SFQ Cassette with 6port LC Duplex on both ends, Length 16 meter
PANFZTSLXNXNSNM017N | OM4 12fiberTethered LCcasLCcas 17mtr | Panduit glasvezel Tethered Multimode | QuickNet™ Tethered SFQ LC Cassette to Cassette Assembly, OM4, 12 Fiber Trunk, LSZH, SFQ Cassette with 6port LC Duplex on both ends, Length 17 meter
PANFZTSLXNXNSNM018N | OM4 12fiberTethered LCcasLCcas 18mtr | Panduit glasvezel Tethered Multimode | QuickNet™ Tethered SFQ LC Cassette to Cassette Assembly, OM4, 12 Fiber Trunk, LSZH, SFQ Cassette with 6port LC Duplex on both ends, Length 18 meter
PANFZTSLXNXNSNM019N | OM4 12fiberTethered LCcasLCcas 19mtr | Panduit glasvezel Tethered Multimode | QuickNet™ Tethered SFQ LC Cassette to Cassette Assembly, OM4, 12 Fiber Trunk, LSZH, SFQ Cassette with 6port LC Duplex on both ends, Length 19 meter
PANFZTSLXNXNSNM020N | OM4 12fiberTethered LCcasLCcas 20mtr | Panduit glasvezel Tethered Multimode | QuickNet™ Tethered SFQ LC Cassette to Cassette Assembly, OM4, 12 Fiber Trunk, LSZH, SFQ Cassette with 6port LC Duplex on both ends, Length 20 meter
PANFZTSLXNXNSNM025N | OM4 12fiberTethered LCcasLCcas 25mtr | Panduit glasvezel Tethered Multimode | QuickNet™ Tethered SFQ LC Cassette to Cassette Assembly, OM4, 12 Fiber Trunk, LSZH, SFQ Cassette with 6port LC Duplex on both ends, Length 25 meter
PANFZTSLXNXNSNM030N | OM4 12fiberTethered LCcasLCcas 30mtr | Panduit glasvezel Tethered Multimode | QuickNet™ Tethered SFQ LC Cassette to Cassette Assembly, OM4, 12 Fiber Trunk, LSZH, SFQ Cassette with 6port LC Duplex on both ends, Length 30 meter
PANFZWSL5E5EKAM010 | OM4 4xfemale-MTP4xfemale 48 vezels 10m | Panduit glasvezel MTP Trunkkabel Mutimode | OM4 MTP 4xfemale- MTP 4xfemale 48 vezels lengte 10 meter (oude bestelcode FSLD4855Mxxx xxx=lengte in meters)
PANFZWSL5E5EKAM015 | OM4 4xfemale-MTP4xfemale 48 vezels 15m | Panduit glasvezel MTP Trunkkabel Mutimode | OM4 MTP 4xfemale- MTP 4xfemale 48 vezels lengte 15 meter (oude bestelcode FSLD4855Mxxx xxx=lengte in meters)
PANFZWSL5E5EKAM020 | OM4 4xfemale-MTP4xfemale 48 vezels 20m | Panduit glasvezel MTP Trunkkabel Mutimode | OM4 MTP 4xfemale- MTP 4xfemale 48 vezels lengte 20 meter (oude bestelcode FSLD4855Mxxx xxx=lengte in meters)
PANFZWSL5E5EKAM025 | OM4 4xfemale-MTP4xfemale 48 vezels 25m | Panduit glasvezel MTP Trunkkabel Mutimode | OM4 MTP 4xfemale- MTP 4xfemale 48 vezels lengte 25 meter (oude bestelcode FSLD4855Mxxx xxx=lengte in meters)
PANFZWSL5E5EKAM030 | OM4 4xfemale-MTP4xfemale 48 vezels 30m | Panduit glasvezel MTP Trunkkabel Mutimode | OM4 MTP 4xfemale- MTP 4xfemale 48 vezels lengte 30 meter (oude bestelcode FSLD4855Mxxx xxx=lengte in meters)
PANFZWSL5E5EKAM035 | OM4 4xfemale-MTP4xfemale 48 vezels 35m | Panduit glasvezel MTP Trunkkabel Mutimode | OM4 MTP 4xfemale- MTP 4xfemale 48 vezels lengte 35 meter (oude bestelcode FSLD4855Mxxx xxx=lengte in meters)
PANFZWSL5E5EKAM040 | OM4 4xfemale-MTP4xfemale 48 vezels 40m | Panduit glasvezel MTP Trunkkabel Mutimode | OM4 MTP 4xfemale- MTP 4xfemale 48 vezels lengte 40 meter (oude bestelcode FSLD4855Mxxx xxx=lengte in meters)
PANFZWSL5E5EKAM045 | OM4 4xfemale-MTP4xfemale 48 vezels 45m | Panduit glasvezel MTP Trunkkabel Mutimode | OM4 MTP 4xfemale- MTP 4xfemale 48 vezels lengte 45 meter (oude bestelcode FSLD4855Mxxx xxx=lengte in meters)
PANFZWSL5E5EKAM050 | OM4 4xfemale-MTP4xfemale 48 vezels 50m | Panduit glasvezel MTP Trunkkabel Mutimode | OM4 MTP 4xfemale- MTP 4xfemale 48 vezels lengte 50 meter (oude bestelcode FSLD4855Mxxx xxx=lengte in meters)
PANFZWSL5E5EKAM055 | OM4 4xfemale-MTP4xfemale 48 vezels 55m | Panduit glasvezel MTP Trunkkabel Mutimode | OM4 MTP 4xfemale- MTP 4xfemale 48 vezels lengte 55 meter (oude bestelcode FSLD4855Mxxx xxx=lengte in meters)
PANFZWSL5E5EKAM060 | OM4 4xfemale-MTP4xfemale 48 vezels 60m | Panduit glasvezel MTP Trunkkabel Mutimode | OM4 MTP 4xfemale- MTP 4xfemale 48 vezels lengte 60 meter (oude bestelcode FSLD4855Mxxx xxx=lengte in meters)
PANFZWSL5E5EKAM065 | OM4 4xfemale-MTP4xfemale 48 vezels 65m | Panduit glasvezel MTP Trunkkabel Mutimode | OM4 MTP 4xfemale- MTP 4xfemale 48 vezels lengte 65 meter (oude bestelcode FSLD4855Mxxx xxx=lengte in meters)
PANFZWSL5E5EKAM070 | OM4 4xfemale-MTP4xfemale 48 vezels 70m | Panduit glasvezel MTP Trunkkabel Mutimode | OM4 MTP 4xfemale- MTP 4xfemale 48 vezels lengte 70 meter (oude bestelcode FSLD4855Mxxx xxx=lengte in meters)
PANFZWSL5E5EKAM075 | OM4 4xfemale-MTP4xfemale 48 vezels 75m | Panduit glasvezel MTP Trunkkabel Mutimode | OM4 MTP 4xfemale- MTP 4xfemale 48 vezels lengte 75 meter (oude bestelcode FSLD4855Mxxx xxx=lengte in meters)
PANFZWSL5E5EKAM080 | OM4 4xfemale-MTP4xfemale 48 vezels 80m | Panduit glasvezel MTP Trunkkabel Mutimode | OM4 MTP 4xfemale- MTP 4xfemale 48 vezels lengte 80 meter (oude bestelcode FSLD4855Mxxx xxx=lengte in meters)
PANFZWSL5E5EKAM085 | OM4 4xfemale-MTP4xfemale 48 vezels 85m | Panduit glasvezel MTP Trunkkabel Mutimode | OM4 MTP 4xfemale- MTP 4xfemale 48 vezels lengte 85 meter (oude bestelcode FSLD4855Mxxx xxx=lengte in meters)
PANFZWSL5E5EKAM090 | OM4 4xfemale-MTP4xfemale 48 vezels 90m | Panduit glasvezel MTP Trunkkabel Mutimode | OM4 MTP 4xfemale- MTP 4xfemale 48 vezels lengte 90 meter (oude bestelcode FSLD4855Mxxx xxx=lengte in meters)
PANFZWSL5E5EKAM095 | OM4 4xfemale-MTP4xfemale 48 vezels 95m | Panduit glasvezel MTP Trunkkabel Mutimode | OM4 MTP 4xfemale- MTP 4xfemale 48 vezels lengte 95 meter (oude bestelcode FSLD4855Mxxx xxx=lengte in meters)
PANFZWSL5E5EKAM100 | OM4 4xfemale-MTP4xfemale 48 vezels 100m | Panduit glasvezel MTP Trunkkabel Mutimode | OM4 MTP 4xfemale- MTP 4xfemale 48 vezels lengte 100 meter (oude bestelcode FSLD4855Mxxx xxx=lengte in meters)
PANFZWSL5E5EKAM105 | OM4 4xfemale-MTP4xfemale 48 vezels 105m | Panduit glasvezel MTP Trunkkabel Mutimode | OM4 MTP 4xfemale- MTP 4xfemale 48 vezels lengte 105 meter (oude bestelcode FSLD4855Mxxx xxx=lengte in meters)
PANFZWSL5E5EKAM110 | OM4 4xfemale-MTP4xfemale 48 vezels 110m | Panduit glasvezel MTP Trunkkabel Mutimode | OM4 MTP 4xfemale- MTP 4xfemale 48 vezels lengte 110 meter (oude bestelcode FSLD4855Mxxx xxx=lengte in meters)
PANFZWSL5E5EKAM115 | OM4 4xfemale-MTP4xfemale 48 vezels 115m | Panduit glasvezel MTP Trunkkabel Mutimode | OM4 MTP 4xfemale- MTP 4xfemale 48 vezels lengte 115 meter (oude bestelcode FSLD4855Mxxx xxx=lengte in meters)
PANFZWSL5E5EKAM120 | OM4 4xfemale-MTP4xfemale 48 vezels 120m | Panduit glasvezel MTP Trunkkabel Mutimode | OM4 MTP 4xfemale- MTP 4xfemale 48 vezels lengte 120 meter (oude bestelcode FSLD4855Mxxx xxx=lengte in meters)
PANFZWSL5E5EKAM125 | OM4 4xfemale-MTP4xfemale 48 vezels 125m | Panduit glasvezel MTP Trunkkabel Mutimode | OM4 MTP 4xfemale- MTP 4xfemale 48 vezels lengte 125 meter (oude bestelcode FSLD4855Mxxx xxx=lengte in meters)
PANFZWSL5E5EKAM130 | OM4 4xfemale-MTP4xfemale 48 vezels 130m | Panduit glasvezel MTP Trunkkabel Mutimode | OM4 MTP 4xfemale- MTP 4xfemale 48 vezels lengte 130 meter (oude bestelcode FSLD4855Mxxx xxx=lengte in meters)
PANFZWSL5E5EKAM140 | OM4 4xfemale-MTP4xfemale 48 vezels 140m | Panduit glasvezel MTP Trunkkabel Mutimode | OM4 MTP 4xfemale- MTP 4xfemale 48 vezels lengte 140 meter (oude bestelcode FSLD4855Mxxx xxx=lengte in meters)
PANFZWSL5E5EKAM150 | OM4 4xfemale-MTP4xfemale 48 vezels 150m | Panduit glasvezel MTP Trunkkabel Mutimode | OM4 MTP 4xfemale- MTP 4xfemale 48 vezels lengte 150 meter (oude bestelcode FSLD4855Mxxx xxx=lengte in meters)
PANFZWSL5E5EKAM155 | OM4 4xfemale-MTP4xfemale 48 vezels 155m | Panduit glasvezel MTP Trunkkabel Mutimode | OM4 MTP 4xfemale- MTP 4xfemale 48 vezels lengte 155 meter (oude bestelcode FSLD4855Mxxx xxx=lengte in meters)
PANLC25S23W | Inlet DUCT for Cisco 6880 | Panduit Accessoires | Inlet DUCT for Cisco 6880
PANPSL-DCPLX-IW | Standard lock-in device, 10 devices white | Panduit Accessoires | Standard lock-in device, 10 devices white and 1 tool black
PANPSL-LCAB-EI | Std LC Dup adapter blockout device,10pcs | Panduit Accessoires | Standard LC Duplex adapter blockout device, 10 devices white and 1 tool black
PANPZBR3 | Zone cabling bend radius post 3" 76mm long | Panduit Accessoires | Zone cabling bend radius post 3" 76mm long
PANPZLRB2U | Zone cabling ladder Rack bracket, 2RU | Panduit Accessoires | Zone cabling ladder Rack bracket, 2RU voorheen bestelcode PZLRB2
PANQHLXCLCLXX10M0 | Cat 6A S/FTP Preterm 6x RJ45 L10m wit | Panduit prefab koper bekabeling | Cat 6A S/FTP Preterminated 6x RJ45- 6xRJ45 lengte 10 meter mantelkleur wit
PANQHLXCLCLXX11M0 | Cat 6A S/FTP Preterm 6x RJ45 L11m wit | Panduit prefab koper bekabeling | Cat 6A S/FTP Preterminated 6x RJ45- 6xRJ45 lengte 11 meter mantelkleur wit
PANQHLXCLCLXX12M0 | Cat 6A S/FTP Preterm 6x RJ45 L12m wit | Panduit prefab koper bekabeling | Cat 6A S/FTP Preterminated 6x RJ45- 6xRJ45 lengte 12 meter mantelkleur wit
PANQHLXCLCLXX13M0 | Cat 6A S/FTP Preterm 6x RJ45 L13m wit | Panduit prefab koper bekabeling | Cat 6A S/FTP Preterminated 6x RJ45- 6xRJ45 lengte 13 meter mantelkleur wit
PANQHLXCLCLXX14M0 | Cat 6A S/FTP Preterm 6x RJ45 L14m wit | Panduit prefab koper bekabeling | Cat 6A S/FTP Preterminated 6x RJ45- 6xRJ45 lengte 14 meter mantelkleur wit
PANQHLXCLCLXX15M0 | Cat 6A S/FTP Preterm 6x RJ45 L15m wit | Panduit prefab koper bekabeling | Cat 6A S/FTP Preterminated 6x RJ45- 6xRJ45 lengte 15 meter mantelkleur wit
PANQHLXCLCLXX16M0 | Cat 6A S/FTP Preterm 6x RJ45 L16m wit | Panduit prefab koper bekabeling | Cat 6A S/FTP Preterminated 6x RJ45- 6xRJ45 lengte 16 meter mantelkleur wit
PANQHLXCLCLXX17M0 | Cat 6A S/FTP Preterm 6x RJ45 L17m wit | Panduit prefab koper bekabeling | Cat 6A S/FTP Preterminated 6x RJ45- 6xRJ45 lengte 17 meter mantelkleur wit
PANQHLXCLCLXX18M0 | Cat 6A S/FTP Preterm 6x RJ45 L18m wit | Panduit prefab koper bekabeling | Cat 6A S/FTP Preterminated 6x RJ45- 6xRJ45 lengte 18 meter mantelkleur wit
PANQHLXCLCLXX19M0 | Cat 6A S/FTP Preterm 6x RJ45 L19m wit | Panduit prefab koper bekabeling | Cat 6A S/FTP Preterminated 6x RJ45- 6xRJ45 lengte 19 meter mantelkleur wit
PANQHLXCLCLXX20M0 | Cat 6A S/FTP Preterm 6x RJ45 L20m wit | Panduit prefab koper bekabeling | Cat 6A S/FTP Preterminated 6x RJ45- 6xRJ45 lengte 20 meter mantelkleur wit
PANQHLXCLCLXX3M0 | Cat 6A S/FTP Preterm 6x RJ45 L3m wit | Panduit prefab koper bekabeling | Cat 6A S/FTP Preterminated 6x RJ45- 6xRJ45 lengte 3 meter mantelkleur wit
PANQHLXCLCLXX4M0 | Cat 6A S/FTP Preterm 6x RJ45 L4m wit | Panduit prefab koper bekabeling | Cat 6A S/FTP Preterminated 6x RJ45- 6xRJ45 lengte 4 meter mantelkleur wit
PANQHLXCLCLXX5M0 | Cat 6A S/FTP Preterm 6x RJ45 L5m wit | Panduit prefab koper bekabeling | Cat 6A S/FTP Preterminated 6x RJ45- 6xRJ45 lengte 5 meter mantelkleur wit
PANQHLXCLCLXX6M0 | Cat 6A S/FTP Preterm 6x RJ45 L6m wit | Panduit prefab koper bekabeling | Cat 6A S/FTP Preterminated 6x RJ45- 6xRJ45 lengte 6 meter mantelkleur wit
PANQHLXCLCLXX7M0 | Cat 6A S/FTP Preterm 6x RJ45 L7m wit | Panduit prefab koper bekabeling | Cat 6A S/FTP Preterminated 6x RJ45- 6xRJ45 lengte 7 meter mantelkleur wit
PANQHLXCLCLXX8M0 | Cat 6A S/FTP Preterm 6x RJ45 L8m wit | Panduit prefab koper bekabeling | Cat 6A S/FTP Preterminated 6x RJ45- 6xRJ45 lengte 8 meter mantelkleur wit
PANQHLXCLCLXX9M0 | Cat 6A S/FTP Preterm 6x RJ45 L9m wit | Panduit prefab koper bekabeling | Cat 6A S/FTP Preterminated 6x RJ45- 6xRJ45 lengte 9 meter mantelkleur wit
PANQPPBBL | Quicknet Blindplaat | Panduit paneel | Quicknet Blindplaat
PANQSP48HDBL | Quicknet 1HE (48) | Panduit paneel | Quicknet 1HE (48)
PANSTP6X10MBLY | Cat 6A S/FTP RJ45-RJ45 lengte 10m zwart | Panduit patchkabel koper | Cat 6A S/FTP RJ45-RJ45 lengte 10 meter mantelkleur zwart
PANSTP6X10MBUY | Cat 6A S/FTP RJ45-RJ45 lengte 10m blauw | Panduit patchkabel koper | Cat 6A S/FTP RJ45-RJ45 lengte 10 meter mantelkleur blauw
PANSTP6X10MGRY | Cat 6A S/FTP RJ45-RJ45 lengte 10m groen | Panduit patchkabel koper | Cat 6A S/FTP RJ45-RJ45 lengte 10 meter mantelkleur groen
PANSTP6X10MIG | Cat 6A S/FTP RJ45-RJ45 lengte 10m grijs | Panduit patchkabel koper | Cat 6A S/FTP RJ45-RJ45 lengte 10 meter mantelkleur grijs
PANSTP6X10MORY | Cat 6A S/FTP RJ45-RJ45 lengte 10m oranje | Panduit patchkabel koper | Cat 6A S/FTP RJ45-RJ45 lengte 10 meter mantelkleur oranje
PANSTP6X10MRDY | Cat 6A S/FTP RJ45-RJ45 lengte 10m rood | Panduit patchkabel koper | Cat 6A S/FTP RJ45-RJ45 lengte 10 meter mantelkleur rood
PANSTP6X10MVLY | Cat 6A S/FTP RJ45-RJ45 lengte 10m paars | Panduit patchkabel koper | Cat 6A S/FTP RJ45-RJ45 lengte 10 meter mantelkleur paars
PANSTP6X10MYLY | Cat 6A S/FTP RJ45-RJ45 lengte 10m geel | Panduit patchkabel koper | Cat 6A S/FTP RJ45-RJ45 lengte 10 meter mantelkleur geel
PANSTP6X15MBUY | Cat 6A S/FTP RJ45-RJ45 lengte 15m blauw | Panduit patchkabel koper | Cat 6A S/FTP RJ45-RJ45 lengte 15 meter mantelkleur blauw
PANSTP6X15MIGY | Cat 6A S/FTP RJ45-RJ45 lengte 15m grijs | Panduit patchkabel koper | Cat 6A S/FTP RJ45-RJ45 lengte 15 meter mantelkleur grijs
PANSTP6X1MBLY | Cat 6A S/FTP RJ45-RJ45 lengte 1m zwart | Panduit patchkabel koper | Cat 6A S/FTP RJ45-RJ45 lengte 1 meter mantelkleur zwart
PANSTP6X1MBUY | Cat 6A S/FTP RJ45-RJ45 lengte 1m blauw | Panduit patchkabel koper | Cat 6A S/FTP RJ45-RJ45 lengte 1 meter mantelkleur blauw
PANSTP6X1MGRY | Cat 6A S/FTP RJ45-RJ45 lengte 1m groen | Panduit patchkabel koper | Cat 6A S/FTP RJ45-RJ45 lengte 1 meter mantelkleur groen
PANSTP6X1MIG | Cat 6A S/FTP RJ45-RJ45 lengte 1m grijs | Panduit patchkabel koper | Cat 6A S/FTP RJ45-RJ45 lengte 1 meter mantelkleur grijs
PANSTP6X1MORY | Cat 6A S/FTP RJ45-RJ45 lengte 1m oranje | Panduit patchkabel koper | Cat 6A S/FTP RJ45-RJ45 lengte 1 meter mantelkleur oranje
PANSTP6X1MRDY | Cat 6A S/FTP RJ45-RJ45 lengte 1m rood | Panduit patchkabel koper | Cat 6A S/FTP RJ45-RJ45 lengte 1 meter mantelkleur rood
PANSTP6X1MVLY | Cat 6A S/FTP RJ45-RJ45 lengte 1m paars | Panduit patchkabel koper | Cat 6A S/FTP RJ45-RJ45 lengte 1 meter mantelkleur paars
PANSTP6X1MYLY | Cat 6A S/FTP RJ45-RJ45 lengte 1m geel | Panduit patchkabel koper | Cat 6A S/FTP RJ45-RJ45 lengte 1 meter mantelkleur geel
PANSTP6X20MIGY | Cat 6A S/FTP RJ45-RJ45 lengte 20m grijs | Panduit patchkabel koper | Cat 6A S/FTP RJ45-RJ45 lengte 20 meter mantelkleur grijs
PANSTP6X25MIG | Cat 6A S/FTP RJ45-RJ45 lengte 25m grijs | Panduit patchkabel koper | Cat 6A S/FTP RJ45-RJ45 lengte 25 meter mantelkleur grijs
PANSTP6X2MBLY | Cat 6A S/FTP RJ45-RJ45 lengte 2m zwart | Panduit patchkabel koper | Cat 6A S/FTP RJ45-RJ45 lengte 2 meter mantelkleur zwart
PANSTP6X2MBUY | Cat 6A S/FTP RJ45-RJ45 lengte 2m blauw | Panduit patchkabel koper | Cat 6A S/FTP RJ45-RJ45 lengte 2 meter mantelkleur blauw
PANSTP6X2MGRY | Cat 6A S/FTP RJ45-RJ45 lengte 2m groen | Panduit patchkabel koper | Cat 6A S/FTP RJ45-RJ45 lengte 2 meter mantelkleur groen
PANSTP6X2MIG | Cat 6A S/FTP RJ45-RJ45 lengte 2m grijs | Panduit patchkabel koper | Cat 6A S/FTP RJ45-RJ45 lengte 2 meter mantelkleur grijs
PANSTP6X2MORY | Cat 6A S/FTP RJ45-RJ45 lengte 2m oranje | Panduit patchkabel koper | Cat 6A S/FTP RJ45-RJ45 lengte 2 meter mantelkleur oranje
PANSTP6X2MRDY | Cat6A S/FTTP RJ45-RJ45 lengte 2m rood | Panduit koper patchkabel | Cat6A S/FTTP RJ45-RJ45 lengte 2 meter kleur rood
PANSTP6X2MVLY | Cat 6A S/FTP RJ45-RJ45 lengte 2m paars | Panduit patchkabel koper | Cat 6A S/FTP RJ45-RJ45 lengte 2 meter mantelkleur paars
PANSTP6X2MYLY | Cat 6A S/FTP RJ45-RJ45 lengte 2m geel | Panduit patchkabel koper | Cat 6A S/FTP RJ45-RJ45 lengte 2 meter mantelkleur geel
PANSTP6X30MIG | Cat 6A S/FTP RJ45-RJ45 lengte 30m grijs | Panduit patchkabel koper | Cat 6A S/FTP RJ45-RJ45 lengte 30 meter mantelkleur grijs
PANSTP6X35MIGY | Cat 6A S/FTP RJ45-RJ45 lengte 35m grijs | Panduit patchkabel koper | Cat 6A S/FTP RJ45-RJ45 lengte 35 meter mantelkleur grijs
PANSTP6X3MBLY | Cat 6A S/FTP RJ45-RJ45 lengte 3m zwart | Panduit patchkabel koper | Cat 6A S/FTP RJ45-RJ45 lengte 3 meter mantelkleur zwart
PANSTP6X3MBUY | Cat 6A S/FTP RJ45-RJ45 lengte 3m blauw | Panduit patchkabel koper | Cat 6A S/FTP RJ45-RJ45 lengte 3 meter mantelkleur blauw
PANSTP6X3MGRY | Cat 6A S/FTP RJ45-RJ45 lengte 3m groen | Panduit patchkabel koper | Cat 6A S/FTP RJ45-RJ45 lengte 3 meter mantelkleur groen
PANSTP6X3MIG | Cat 6A S/FTP RJ45-RJ45 lengte 3m grijs | Panduit patchkabel koper | Cat 6A S/FTP RJ45-RJ45 lengte 3 meter mantelkleur grijs
PANSTP6X3MORY | Cat 6A S/FTP RJ45-RJ45 lengte 3m oranje | Panduit patchkabel koper | Cat 6A S/FTP RJ45-RJ45 lengte 3 meter mantelkleur oranje
PANSTP6X3MRDY | Cat 6A S/FTP RJ45-RJ45 lengte 3m rood | Panduit patchkabel koper | Cat 6A S/FTP RJ45-RJ45 lengte 3 meter mantelkleur rood
PANSTP6X3MVLY | Cat 6A S/FTP RJ45-RJ45 lengte 3m paars | Panduit patchkabel koper | Cat 6A S/FTP RJ45-RJ45 lengte 3 meter mantelkleur paars
PANSTP6X3MYLY | Cat 6A S/FTP RJ45-RJ45 lengte 3m geel | Panduit patchkabel koper | Cat 6A S/FTP RJ45-RJ45 lengte 3 meter mantelkleur geel
PANSTP6X40MIG | Cat 6A S/FTP RJ45-RJ45 lengte 40m grijs | Panduit patchkabel koper | Cat 6A S/FTP RJ45-RJ45 lengte 40 meter mantelkleur grijs
PANSTP6X5MBLY | Cat 6A S/FTP RJ45-RJ45 lengte 5m zwart | Panduit patchkabel koper | Cat 6A S/FTP RJ45-RJ45 lengte 5 meter mantelkleur zwart
PANSTP6X5MBUY | Cat 6A S/FTP RJ45-RJ45 lengte 5m blauw | Panduit patchkabel koper | Cat 6A S/FTP RJ45-RJ45 lengte 5 meter mantelkleur blauw
PANSTP6X5MGRY | Cat 6A S/FTP RJ45-RJ45 lengte 5m groen | Panduit patchkabel koper | Cat 6A S/FTP RJ45-RJ45 lengte 5 meter mantelkleur groen
PANSTP6X5MIG | Cat 6A S/FTP RJ45-RJ45 lengte 5m grijs | Panduit patchkabel koper | Cat 6A S/FTP RJ45-RJ45 lengte 5 meter mantelkleur grijs
PANSTP6X5MORY | Cat 6A S/FTP RJ45-RJ45 lengte 5m oranje | Panduit patchkabel koper | Cat 6A S/FTP RJ45-RJ45 lengte 5 meter mantelkleur oranje
PANSTP6X5MRDY | Cat 6A S/FTP RJ45-RJ45 lengte 5m rood | Panduit patchkabel koper | Cat 6A S/FTP RJ45-RJ45 lengte 5 meter mantelkleur rood
PANSTP6X5MVLY | Cat 6A S/FTP RJ45-RJ45 lengte 5m paars | Panduit patchkabel koper | Cat 6A S/FTP RJ45-RJ45 lengte 5 meter mantelkleur paars
PANSTP6X5MYLY | Cat 6A S/FTP RJ45-RJ45 lengte 5m geel | Panduit patchkabel koper | Cat 6A S/FTP RJ45-RJ45 lengte 5 meter mantelkleur geel
PANSTP6X7MBLY | Cat 6A S/FTP RJ45-RJ45 lengte 7m zwart | Panduit patchkabel koper | Cat 6A S/FTP RJ45-RJ45 lengte 7 meter mantelkleur zwart
PANSTP6X7MBUY | Cat 6A S/FTP RJ45-RJ45 lengte 7m blauw | Panduit patchkabel koper | Cat 6A S/FTP RJ45-RJ45 lengte 7 meter mantelkleur blauw
PANSTP6X7MGRY | Cat 6A S/FTP RJ45-RJ45 lengte 7m groen | Panduit patchkabel koper | Cat 6A S/FTP RJ45-RJ45 lengte 7 meter mantelkleur groen
PANSTP6X7MIG | Cat 6A S/FTP RJ45-RJ45 lengte 7m grijs | Panduit patchkabel koper | Cat 6A S/FTP RJ45-RJ45 lengte 7 meter mantelkleur grijs
PANSTP6X7MORY | Cat 6A S/FTP RJ45-RJ45 lengte 7m oranje | Panduit patchkabel koper | Cat 6A S/FTP RJ45-RJ45 lengte 7 meter mantelkleur oranje
PANSTP6X7MRDY | Cat 6A S/FTP RJ45-RJ45 lengte 7m rood | Panduit patchkabel koper | Cat 6A S/FTP RJ45-RJ45 lengte 7 meter mantelkleur rood
PANSTP6X7MVLY | Cat 6A S/FTP RJ45-RJ45 lengte 7m paars | Panduit patchkabel koper | Cat 6A S/FTP RJ45-RJ45 lengte 7 meter mantelkleur paars
PANSTP6X7MYLY | Cat 6A S/FTP RJ45-RJ45 lengte 7m geel | Panduit patchkabel koper | Cat 6A S/FTP RJ45-RJ45 lengte 7 meter mantelkleur geel
PANSTP6X8MBLY | Cat 6A S/FTP RJ45-RJ45 lengte 8m zwart | Panduit patchkabel koper | Cat 6A S/FTP RJ45-RJ45 lengte 8 meter mantelkleur zwart
PANSTP6X8MBUY | Cat 6A S/FTP RJ45-RJ45 lengte 8m blauw | Panduit patchkabel koper | Cat 6A S/FTP RJ45-RJ45 lengte 8 meter mantelkleur blauw
PANSTP6X8MGRY | Cat 6A S/FTP RJ45-RJ45 lengte 8m groen | Panduit patchkabel koper | Cat 6A S/FTP RJ45-RJ45 lengte 8 meter mantelkleur groen
PANSTP6X8MIG | Cat 6A S/FTP RJ45-RJ45 lengte 8m grijs | Panduit patchkabel koper | Cat 6A S/FTP RJ45-RJ45 lengte 8 meter mantelkleur grijs
PANSTP6X8MORY | Cat 6A S/FTP RJ45-RJ45 lengte 8m oranje | Panduit patchkabel koper | Cat 6A S/FTP RJ45-RJ45 lengte 8 meter mantelkleur oranje
PANSTP6X8MRDY | Cat 6A S/FTP RJ45-RJ45 lengte 8m rood | Panduit patchkabel koper | Cat 6A S/FTP RJ45-RJ45 lengte 8 meter mantelkleur rood
PANSTP6X8MVLY | Cat 6A S/FTP RJ45-RJ45 lengte 8m paars | Panduit patchkabel koper | Cat 6A S/FTP RJ45-RJ45 lengte 8 meter mantelkleur paars
PANSTP6X8MYLY | Cat 6A S/FTP RJ45-RJ45 lengte 8m geel | Panduit patchkabel koper | Cat 6A S/FTP RJ45-RJ45 lengte 8 meter mantelkleur geel
PANWG24BL10 | Wyrgrid 24" breed, 3m lang kleur zwart | Panduit Wyrgrid | Wyrgrid 24" breed, 3 meter lang kleur zwart
PANWG24FRTBBL | Wyrgrid bracket stapelen Wyrgrid zwart | Panduit Wyrgrid | Wyrgrid bracket t.b.v. stapelen Wyrgrid kleur zwart
RARSLC14C13-0.5M | Securelock powerc SLC14C13-0.5M zwart | Raritan Securelock power cord | Securelock locking power cord SLC14C13-0.5M- zwart
RARSLC14C13-0.5MK1 | Securelock powerc SLC14C13-0.5MK rood | Raritan Securelock power cord | Securelock locking power cord SLC14C13-0.5MK1- rood
RARSLC14C13-0.5MK2 | Securelock powerc SLC14C13-0.5MK2 blauw | Raritan Securelock power cord | Securelock locking power cord SLC14C13-0.5MK2- blauw
RARSLC14C13-1.0M | Securelock powerc SLC14C13-1.0M zwart | Raritan securelock power cord | Securelock locking power cord SLC14C13-1.0M- zwart
RARSLC14C13-1.0MK1 | Securelock powerc SLC14C13-1.0MK1 rood | Raritan Securelock power cord | Securelock locking power cord SLC14C13-1.0MK1- rood
RARSLC14C13-1.0MK2 | Securelock powerc SLC14C13-1.0M blauw | Raritan securelock power cord | Securelock locking power cord SLC14C13-1.0M- blauw
RARSLC14C13-1.5M | Securelock powerc SLC14C13-1.5M zwart | Raritan Securelock power cord | Securelock locking power cord SLC14C13-1.5M- zwart
RARSLC14C13-1.5MK1 | Securelock powerc SLC14C13-1.5MK1 rood | Raritan Securelock power cord | Securelock locking power cord SLC14C13-1.5MK1- rood
RARSLC14C13-1.5MK2 | Securelock powerc SLC14C13-1.5MK2 blauw | Raritan Securelock power cord | Securelock locking power cord SLC14C13-1.5MK2- blauw
RARSLC14C13-2.0M | Securelock powerc SLC14C13-2.0M zwart | Raritan securelock power cord | Securelock locking power cord SLC14C13-2.0M- zwart
RARSLC14C13-2.0MK1 | Securelock powerc SLC14C13-2.0MK1 rood | Raritan Securelock power cord | Securelock locking power cord SLC14C13-2.0MK1- rood
RARSLC14C13-2.0MK2 | Securelock powerc SLC14C13-2.0MK2 blauw | Raritan Securelock power cord | Securelock locking power cord SLC14C13-2.0MK2- blauw
RARSLC14C13-2.5M | Securelock powerc SLC14C13-2.5M zwart | Raritan Securelock power cord | Securelock locking power cord SLC14C13-2.5M- zwart
RARSLC14C13-2.5MK1 | Securelock powerc SLC14C13-2.5MK1 rood | Raritan Securelock power cord | Securelock locking power cord SLC14C13-2.5MK1- rood
RARSLC14C13-2.5MK2 | Securelock powerc SLC14C13-2.5MK2 blauw | Raritan Securelock power cord | Securelock locking power cord SLC14C13-2.5MK2- blauw
RARSLC14C13-3.0M | Securelock powerc SLC14C13-3.0M zwart | Raritan Securelock power cord | Securelock locking power cord SLC14C13-3.0M- zwart
RARSLC14C13-3.0MK1 | Securelock powerc SLC14C13-3.0MK1 rood | Raritan Securelock power cord | Securelock locking power cord SLC14C13-3.0MK1- rood
RARSLC14C13-3.0MK2 | Securelock powerc SLC14C13-3.0MK2 blauw | Raritan Securelock power cord | Securelock locking power cord SLC14C13-3.0MK2- blauw
RARSLC20C19-0.5M | Securelock powerc SLC20C19-0.5M zwart | Raritan Securelock power cord | Securelock locking power cord SLC20C19-0.5M- zwart
RARSLC20C19-0.5MK1 | Securelock powerc SLC20C19-0.5MK1 rood | Raritan Securelock power cord | Securelock locking power cord SLC20C19-0.5MK1- rood
RARSLC20C19-0.5MK2 | Securelock powerc SLC20C19-0.5MK2 blauw | Raritan Securelock power cord | Securelock locking power cord SLC20C19-0.5MK2- blauw
RARSLC20C19-1.0M | Securelock powerc SLC20C19-1.0M zwart | Raritan Securelock power cord | Securelock locking power cord SLC20C19-1.0M- zwart
RARSLC20C19-1.0MK1 | Securelock powerc SLC20C19-1.0MK1 rood | Raritan Securelock power cord | Securelock locking power cord SLC20C19-1.0MK1- rood
RARSLC20C19-1.0MK2 | Securelock powerc SLC20C19-1.0MK2 blauw | Raritan Securelock power cord | Securelock locking power cord SLC20C19-1.0MK2- blauw
RARSLC20C19-1.5M | Securelock powerc SLC20C19-1.5M zwart | Raritan Securelock power cord | Securelock locking power cord SLC20C19-1.5M- zwart
RARSLC20C19-1.5MK1 | Securelock powerc SLC20C19-1.5MK1 rood | Raritan Securelock power cord | Securelock locking power cord SLC20C19-1.5MK1- rood
RARSLC20C19-1.5MK2 | Securelock powerc SLC20C19-1.5MK2 blauw | Raritan Securelock power cord | Securelock locking power cord SLC20C19-1.5MK2- blauw
RARSLC20C19-2.0M | Securelock powerc SLC20C19-2.0M zwart | Raritan Securelock power cord | Securelock locking power cord SLC20C19-2.0M- zwart
RARSLC20C19-2.0MK1 | Securelock powerc SLC20C19-2.0MK1 rood | Raritan Securelock power cord | Securelock locking power cord SLC20C19-2.0MK1- rood
RARSLC20C19-2.0MK2 | Securelock powerc SLC20C19-2.0MK2 blauw | Raritan Securelock power cord | Securelock locking power cord SLC20C19-2.0MK2- blauw
RARSLC20C19-2.5M | Securelock powerc SLC20C19-2.5M zwart | Raritan Securelock power cord | Securelock locking power cord SLC20C19-2.5M- zwart
RARSLC20C19-2.5MK1 | Securelock powerc SLC20C19-2.5MK1 rood | Raritan Securelock power cord | Securelock locking power cord SLC20C19-2.5MK1- rood
RARSLC20C19-2.5MK2 | Securelock powerc SLC20C19-2.5MK2 blauw | Raritan Securelock power cord | Securelock locking power cord SLC20C19-2.5MK2- blauw
RARSLC20C19-3.0M | Securelock powerc SLC20C19-3.0M zwart | Raritan Securelock power cord | Securelock locking power cord SLC20C19-3.0M- zwart
RARSLC20C19-3.0MK1 | Securelock powerc SLC20C19-3.0MK1 rood | Raritan Securelock power cord | Securelock locking power cord SLC20C19-3.0MK1- rood
RARSLC20C19-3.0MK2 | Securelock powerc SLC20C19-3.0MK2 blauw | Raritan Securelock power cord | Securelock locking power cord SLC20C19-3.0MK2- blauw
PANFZTRL7N7NANM004 | OM4 QuickNet PanMPO lengte 4 meter | Panduit glasvezel patchkabel MultiMode PanMPO | OM4 QuickNet PanMPO lengte 4 meter
PANFZTRL7N7NANM005 | OM4 QuickNet PanMPO lengte 5 meter | Panduit glasvezel patchkabel MultiMode PanMPO | OM4 QuickNet PanMPO lengte 5 meter
PANFZTRL7N7NANM006 | OM4 QuickNet PanMPO lengte 6 meter | Panduit glasvezel patchkabel MultiMode PanMPO | OM4 QuickNet PanMPO lengte 6 meter
PANFZTRL7N7NANM007 | OM4 QuickNet PanMPO lengte 7 meter | Panduit glasvezel patchkabel MultiMode PanMPO | OM4 QuickNet PanMPO lengte 7 meter
PANFZTRL7N7NANM008 | OM4 QuickNet PanMPO lengte 8 meter | Panduit glasvezel patchkabel MultiMode PanMPO | OM4 QuickNet PanMPO lengte 8 meter
PANFZTRL7N7NANM009 | OM4 QuickNet PanMPO lengte 9 meter | Panduit glasvezel patchkabel MultiMode PanMPO | OM4 QuickNet PanMPO lengte 9 meter
PANFZTRL7N7NANM010 | OM4 QuickNet PanMPO lengte 10 meter | Panduit glasvezel patchkabel MultiMode PanMPO | OM4 QuickNet PanMPO lengte 10 meter
PANFZTRL7N7NANM011 | OM4 QuickNet PanMPO lengte 11 meter | Panduit glasvezel patchkabel MultiMode PanMPO | OM4 QuickNet PanMPO lengte 11 meter
PANFZTRL7N7NANM012 | OM4 QuickNet PanMPO lengte 12 meter | Panduit glasvezel patchkabel MultiMode PanMPO | OM4 QuickNet PanMPO lengte 12 meter
PANFZTRL7N7NANM013 | OM4 QuickNet PanMPO lengte 13 meter | Panduit glasvezel patchkabel MultiMode PanMPO | OM4 QuickNet PanMPO lengte 13 meter
PANFZTRL7N7NANM014 | OM4 QuickNet PanMPO lengte 14 meter | Panduit glasvezel patchkabel MultiMode PanMPO | OM4 QuickNet PanMPO lengte 14 meter
PANFZTRL7N7NANM015 | OM4 QuickNet PanMPO lengte 15 meter | Panduit glasvezel patchkabel MultiMode PanMPO | OM4 QuickNet PanMPO lengte 15 meter
PANFZTRL7N7NANM016 | OM4 QuickNet PanMPO lengte 16 meter | Panduit glasvezel patchkabel MultiMode PanMPO | OM4 QuickNet PanMPO lengte 16 meter
PANFZTRL7N7NANM017 | OM4 QuickNet PanMPO lengte 17 meter | Panduit glasvezel patchkabel MultiMode PanMPO | OM4 QuickNet PanMPO lengte 17 meter
PANFZTRL7N7NANM018 | OM4 QuickNet PanMPO lengte 18 meter | Panduit glasvezel patchkabel MultiMode PanMPO | OM4 QuickNet PanMPO lengte 18 meter
PANFZTRL7N7NANM019 | OM4 QuickNet PanMPO lengte 19 meter | Panduit glasvezel patchkabel MultiMode PanMPO | OM4 QuickNet PanMPO lengte 19 meter
PANFZTRL7N7NANM020 | OM4 QuickNet PanMPO lengte 20 meter | Panduit glasvezel patchkabel MultiMode PanMPO | OM4 QuickNet PanMPO lengte 20 meter
PANFAPH0612BLMPO | Opticom MTP koppelpaneel 6xMPO | Panduit paneel | Opticom MTP koppelpaneel 6xMPO
PANFZ2ELLNSNSNM003 | OM4 patchcord LC-SC duplex lengte 3 m | Panduit glasvezel patchkabel Multimode | OM4 patchcord LC-SC duplex lengte 3 meter
RATPLA416-6CM | PDU 6 voudig schuko wcd met amperemeter | Ratio PDU | PDU 6 voudig schuko contactdozen met amperemeter; Let op! snoer met schuko stekker
KANMAP0540 | Mandrel 50u t.b.v. glasvezelmeting | Gereedschap | Mandrel 50u t.b.v. glasvezelmeting
6XI09195 | One click cleaner SC per 5st. Prijs 5st | Glasvezel cleaning | One click cleaner SC per 5 stuks verpakt. Prijs per 5 stuks
6XI09196 | One click cleaner LC per 5 st. Prijs 5st | Glasvezel cleaning | One click cleaner LC per 5 stuks verpakt. Prijs per 5 stuks
6X022784 | One click cleaner MPO/MTP 5st. Prijs 5st | Glasvezel cleaning | One click cleaner MPO/MTP per 5 stuks verpakt. Prijs per 5 stuks
ROEBeugelRPDU | RPDU beugel (voor PX2/PX3) prijs per st MBH | Raritan RPDU | RPDU beugel (voor PX2/{PX3) prijs per stuk minimale afname 30 beugels (Voor 2 stuks RPDU naast elkaar in één kast, 2 beugels benodigd), prijs per stuk
RARPX3V-1730v2 | RPDU PX3-1730V-V2 24xC13 12xC19 excl.beugels | Raritan RPDU | RPDU PX3-1730V-V2 24xC13 12xC19 excl.beugels
SELCK-SFPP01 | CL PowerPort lader, sleutelpoort naar USB | Sellox | CL PowerPort lader, sleutelpoort naar USB, voor alle oplaadbare sleutels (max. chargingtime 240minuten)
SELCK-KEYRXD2 | CyLock sleutel | Sellox | CyLock sleutel
RATPLA416-9CM | PDU 9 voudig c13 met Ameter; Snoer m shuko | Ratio PDU | PDU 9 voudig c13 met amperemeter; Let op! snoer met schuko stekker
PANFQXO-10-12AF | Cassette MultiMode OM3 MTP-6LCduplex | Panduit glasvezel cassette MultiMode | Glasvezel cassette MultiMode OM3 MTP-6LCduplex
RATPLA435-6-4GST | PDU 4x schuko / 6xC13 exc netsn incl beugels | Ratio PDU | PDU 4x schuko / 6xC13 Let op! Zonder netsnoer inclusief beugels
WIE92.232.3007.1 | Netsnoer 3M randaard zwart GST | Ratio PDU | Wieland netsnoer 3M randaard zwart GST t.b.v. RATPLA435-6-4GST
PANFZ8HL5NLDQNM004 | OM4 MTP LC (Cisco use) hydra 8V 4 meter | Panduit MTP LC (Cisco use) hydra kabel | OM4 MTP LC (Cisco use) hydra 8 vezels lengte 4 meter
PANFZ8HL5NLDQNM005 | OM4 MTP LC (Cisco use) hydra 8V 5 meter | Panduit MTP LC (Cisco use) hydra kabel | OM4 MTP LC (Cisco use) hydra 8 vezels lengte 5 meter
ALT2010-300-WT-40 | TTP 20x10mm 1.000/Rol (2 Rij) (levNedelko) | Altec Printers Labels | TTP 20x10mm B7593 1.000/Rol (2 Rij) (leverancier Nedelko)
6XI018920 | Cleaning stick cletop 1,25mm (200 pcs). | Glasvezel cleaning | Cleaning stick cletop 1,25mm (200 pcs).
EDP1010 | KoldLockModel 1010 (rechthoekig) | Kold Lock | Kold Lock Model 1010 bestaande uit een deel is integraal (10 stuks) (rechthoekig) Prijs voor 10 stuks inclusief montage
EDP3030 | Kold Lock Model 3030 | Kold Lock | Kold Lock Model 3030 bestaande uit 2 delen is split integraal (10 stuks) Prijs voor 10 stuks inclusief montage
EDP4003 | Kold Lock Model 4003 zes inch | Kold Lock | Kold Lock Model 4003 zes inch (10 stuks) (rond) Prijs voor 10 stuks inclusief montage
SELCK-KEYP7 | CyLock program sleutel, Infrarood, batterij | Sellox | CyLock programmeer sleutel, Infrarood, batterij
ROXRS31 | HDPE afsluitplug binnendiam buis 31mm | Roxtec | HDPE afsluitplug binnendiameter buis 31mm
ROXRS25 | HDPE afsluitplug binnendiam buis 25mm | Roxtec | HDPE afsluitplug binnendiameter buis 25mm
TUNRCM44 | EZ-path vervalstuk tbv EZD44T | EZ-path | EZ-path vervalstuk tbv EZD44T
TUNEZP144W | Ez-path afdekplatenset | EZ-path | Ez-path afdekplatenset
TUNEZP544W | Ez-path afdekplatenset 1-5 modules | EZ-path | Ez-path afdekplatenset 1-5 modules
KANVENTP | Ventilatierst gebouw P 600x600x40mm MBH | Ventilatierooster gebouw P | Ventilatierooster gebouw P 600x600x40mm; Prijs voor levering van 10 stuks
KANVENTQ | Ventilatierst gebouw Q 600x600x30mm MBH | Ventilatierooster gebouw Q | Ventilatierooster gebouw Q 600x600x30mm; Prijs voor levering van 10 stuks
ROEWYREGONDERST9CM | Wyregrid onderst 9cm voet en schuif | Wyregrid ondersteuningsstuk maatwerk | Wyregrid ondersteuningsstuk maatwerk maatvoering 9cm voet en schuif
ROEWYREGONDERST30CM | Wyregrid onderst 30cm voet en schuif | Wyregrid ondersteuningsstuk maatwerk | Wyregrid ondersteuningsstuk maatwerk maatvoering 30cm voet en schuif
ROEWYREGONDERST40CM | Wyregrid onderst 40cm voet en schuif | Wyregrid ondersteuningsstuk maatwerk | Wyregrid ondersteuningsstuk maatwerk maatvoering 40cm voet en schuif
MHTC1279-379A | Outlettrumpet 300mm yellow | Mulder Hardenberg W&B | Outlettrumpet 300mm yellow
MHTC1279-379AO | Outlettrumpet 300mm orange | Mulder Hardenberg W&B | Outlettrumpet 300mm orange
PANFZ8RL7NLDQNM001 | OM4 8-Fiber 4 to 1,PanMPOtoLcdup 1m BO | Panduit MTP LC hydra kabel | OM4 8-Fiber Round 4 to 1 Conversion Harness, LSZH, Female PanMPO to LC Duplex, 1m breakout, Std. IL - 01 Meters
PANFZ8RL7NLDQNM002 | OM4 8-Fiber 4 to 1,PanMPOtoLcdup 2m BO | Panduit MTP LC hydra kabel | OM4 8-Fiber Round 4 to 1 Conversion Harness, LSZH, Female PanMPO to LC Duplex, 1m breakout, Std. IL - 02 Meters
PANFZ8RL7NLDQNM003 | OM4 8-Fiber 4 to 1,PanMPOtoLcdup 3m BO | Panduit MTP LC hydra kabel | OM4 8-Fiber Round 4 to 1 Conversion Harness, LSZH, Female PanMPO to LC Duplex, 1m breakout, Std. IL - 03 Meters
PANFZ8RL7NLDQNM004 | OM4 8-Fiber 4 to 1,PanMPOtoLcdup 4m BO | Panduit MTP LC hydra kabel | OM4 8-Fiber Round 4 to 1 Conversion Harness, LSZH, Female PanMPO to LC Duplex, 1m breakout, Std. IL - 04 Meters
PANFZ8RL7NLDQNM005 | OM4 8-Fiber 4 to 1,PanMPOtoLcdup 5m BO | Panduit MTP LC hydra kabel | OM4 8-Fiber Round 4 to 1 Conversion Harness, LSZH, Female PanMPO to LC Duplex, 1m breakout, Std. IL - 05 Meters
PANFZ8RL7NLDQNM006 | OM4 8-Fiber 4 to 1,PanMPOtoLcdup 6m BO | Panduit MTP LC hydra kabel | OM4 8-Fiber Round 4 to 1 Conversion Harness, LSZH, Female PanMPO to LC Duplex, 1m breakout, Std. IL - 06 Meters
PANFZ8RL7NLDQNM007 | OM4 8-Fiber 4 to 1,PanMPOtoLcdup 7m BO | Panduit MTP LC hydra kabel | OM4 8-Fiber Round 4 to 1 Conversion Harness, LSZH, Female PanMPO to LC Duplex, 1m breakout, Std. IL - 07 Meters
PANFZ8RL7NLDQNM008 | OM4 8-Fiber 4 to 1,PanMPOtoLcdup 8m BO | Panduit MTP LC hydra kabel | OM4 8-Fiber Round 4 to 1 Conversion Harness, LSZH, Female PanMPO to LC Duplex, 1m breakout, Std. IL - 08 Meters
PANFZ8RL7NLDQNM009 | OM4 8-Fiber 4 to 1,PanMPOtoLcdup 9m BO | Panduit MTP LC hydra kabel | OM4 8-Fiber Round 4 to 1 Conversion Harness, LSZH, Female PanMPO to LC Duplex, 1m breakout, Std. IL - 09 Meters
PANFZ8RL7NLDQNM010 | OM4 8-Fiber 4 to 1,PanMPOtoLcdup 10m BO | Panduit MTP LC hydra kabel | OM4 8-Fiber Round 4 to 1 Conversion Harness, LSZH, Female PanMPO to LC Duplex, 1m breakout, Std. IL - 10 Meters
PANFZ8RL7NLDQNM011 | OM4 8-Fiber 4 to 1,PanMPOtoLcdup 11m BO | Panduit MTP LC hydra kabel | OM4 8-Fiber Round 4 to 1 Conversion Harness, LSZH, Female PanMPO to LC Duplex, 1m breakout, Std. IL - 11 Meters
PANFZ8RL7NLDQNM012 | OM4 8-Fiber 4 to 1,PanMPOtoLcdup 12m BO | Panduit MTP LC hydra kabel | OM4 8-Fiber Round 4 to 1 Conversion Harness, LSZH, Female PanMPO to LC Duplex, 1m breakout, Std. IL - 12 Meters
PANFZ8RL7NLDQNM013 | OM4 8-Fiber 4 to 1,PanMPOtoLcdup 13m BO | Panduit MTP LC hydra kabel | OM4 8-Fiber Round 4 to 1 Conversion Harness, LSZH, Female PanMPO to LC Duplex, 1m breakout, Std. IL - 13 Meters
PANFZ8RL7NLDQNM014 | OM4 8-Fiber 4 to 1,PanMPOtoLcdup 14m BO | Panduit MTP LC hydra kabel | OM4 8-Fiber Round 4 to 1 Conversion Harness, LSZH, Female PanMPO to LC Duplex, 1m breakout, Std. IL - 14 Meters
PANFZ8RL7NLDQNM015 | OM4 8-Fiber 4 to 1,PanMPOtoLcdup 15m BO | Panduit MTP LC hydra kabel | OM4 8-Fiber Round 4 to 1 Conversion Harness, LSZH, Female PanMPO to LC Duplex, 1m breakout, Std. IL - 15 Meters
PANFZ8RL7NLDQNM016 | OM4 8-Fiber 4 to 1,PanMPOtoLcdup 16m BO | Panduit MTP LC hydra kabel | OM4 8-Fiber Round 4 to 1 Conversion Harness, LSZH, Female PanMPO to LC Duplex, 1m breakout, Std. IL - 16 Meters
PANFZ8RL7NLDQNM017 | OM4 8-Fiber 4 to 1,PanMPOtoLcdup 17m BO | Panduit MTP LC hydra kabel | OM4 8-Fiber Round 4 to 1 Conversion Harness, LSZH, Female PanMPO to LC Duplex, 1m breakout, Std. IL - 17 Meters
PANFZ8RL7NLDQNM018 | OM4 8-Fiber 4 to 1,PanMPOtoLcdup 18m BO | Panduit MTP LC hydra kabel | OM4 8-Fiber Round 4 to 1 Conversion Harness, LSZH, Female PanMPO to LC Duplex, 1m breakout, Std. IL - 18 Meters
PANFZ8RL7NLDQNM019 | OM4 8-Fiber 4 to 1,PanMPOtoLcdup 19m BO | Panduit MTP LC hydra kabel | OM4 8-Fiber Round 4 to 1 Conversion Harness, LSZH, Female PanMPO to LC Duplex, 1m breakout, Std. IL - 19 Meters
PANFZ8RL7NLDQNM020 | OM4 8-Fiber 4 to 1,PanMPOtoLcdup 20m BO | Panduit MTP LC hydra kabel | OM4 8-Fiber Round 4 to 1 Conversion Harness, LSZH, Female PanMPO to LC Duplex, 1m breakout, Std. IL - 20 Meters
ROEBLINDROOSTER | Blindplaat inclBeugels roosterplaat P/Q MBH | Ventilatierooster | Blindplaat inclusief beugels t.b.v. roosterplaat P/Q inclusief beugels; Prijs voor leveren van 10 stuks
KANENFLUX | Encircled flux 50 EFC-SCLC kit | Fluke | Encircled flux 50 EFC-SCLC kit
ALTBBP12UBBP11-U | Labelhouder BBP12 BP11-U | Altec Printers Labels | Labelhouder BBP12 BP11-U
PANFAPB | Panduit blindplaat FAPB | Panduit paneel | Panduit blindplaat FAPB
NEDRR02 | PrintLint RR02 110mmx300meter TTP343Plus | Altec Printers Labels | PrintLint RR02 110mmx300 meter TTP343Plus
MH1279-531ASL | Over de top outlet 50mm yellow | Mulder Hardenberg W&B | Over the top brackout Down 50mm yellow
MH1279-531ASLO | Over de top outlet 50mm orange | Mulder Hardenberg W&B | Over the top brackout Down 50mm orange
MHACLIP2-50 | Support clip for 50mm DUCT | Mulder Hardenberg W&B | Support clip for 50mm DUCT
MHATC1279-408 | Verloop 600mm-300mm zonder deksel geel | Mulder Hardenberg W&B | Verloop 600mm-300mm zonder deksel geel niet in oranje
PANFQXO-12-10AF | Cassette OM3 MTP-6LCduplex Pair flipped | Panduit glasvezel cassette MultiMode | Glasvezel cassette MultiMode OM3 MTP-6LCduplex Pair flipped
TUNEZD44 | EZ-path brandisolerende kabeldoorvoer | EZ-path | EZ-path brandisolerende kabeldoorvoer afmetingen hxbxd 118x102x267mm
TU840368 | FLEXA SLNG 45/40mm RoI 10meter | Metalen kabelbeschermslang | Metalen kabelbeschermslang FLEXA SLNG buitendiameter 45/ binnendiamter 40mm RoI 10meter
TU840365 | FLEXA SLNG 36/31mm RoI 10meter | Metalen kabelbeschermslang | Metalen kabelbeschermslang FLEXA SLNG buitendiameter 36/ binnendiamter 31mm RoI 10meter
TU840360 | FLEXA SLNG 27/23mm RoI 10meter | Metalen kabelbeschermslang | Metalen kabelbeschermslang FLEXA SLNG buitendiameter 27/ binnendiamter 23mm RoI 10meter
TU840317 | FLEXA SLNG 45/40mm RoI 25meter | Metalen kabelbeschermslang | Metalen kabelbeschermslang FLEXA SLNG buitendiameter 45/ binnendiamter 40mm RoI 25meter
TU840315 | FLEXA SLNG 36/31mm RoI 25meter | Metalen kabelbeschermslang | Metalen kabelbeschermslang FLEXA SLNG buitendiameter 36/ binnendiamter 31mm RoI 25meter
TU843085 | FLEXA WARTEL t.b.v. slang 45/40mm | Metalen kabelbeschermslang | FLEXA WARTEL t.b.v. slang 45/40mm
TU843080 | FLEXA WARTEL t.b.v. slang 36/31mm | Metalen kabelbeschermslang | FLEXA WARTEL t.b.v. slang 36/31mm
TU5010010021 | FLEXA WARTEL t.b.v. slang 27/23mm | Metalen kabelbeschermslang | FLEXA WARTEL t.b.v. slang 27/23mm
PANFZTYL7EXNONM005 | OM4 12fiber PANMPO to LC Cas 5mtr | Panduit glasvezel PanMPOTethered Multimode | OM4 12 Fiber Indoor Small Diameter cable Trunk LSZH PANMPO to LC Cassette Optimized IL with no Pulling Eye - 5 Meter
PANFZTYL7EXNONM006 | OM4 12fiber PANMPO to LC Cas 6mtr | Panduit glasvezel PanMPOTethered Multimode | OM4 12 Fiber Indoor Small Diameter cable Trunk LSZH PANMPO to LC Cassette Optimized IL with no Pulling Eye - 6 Meter
PANFZTYL7EXNONM007 | OM4 12fiber PANMPO to LC Cas 7mtr | Panduit glasvezel PanMPOTethered Multimode | OM4 12 Fiber Indoor Small Diameter cable Trunk LSZH PANMPO to LC Cassette Optimized IL with no Pulling Eye - 7 Meter
PANFZTYL7EXNONM008 | OM4 12fiber PANMPO to LC Cas 8mtr | Panduit glasvezel PanMPOTethered Multimode | OM4 12 Fiber Indoor Small Diameter cable Trunk LSZH PANMPO to LC Cassette Optimized IL with no Pulling Eye - 8 Meter
PANFZTYL7EXNONM009 | OM4 12fiber PANMPO to LC Cas 9mtr | Panduit glasvezel PanMPOTethered Multimode | OM4 12 Fiber Indoor Small Diameter cable Trunk LSZH PANMPO to LC Cassette Optimized IL with no Pulling Eye - 9 Meter
PANFZTYL7EXNONM010 | OM4 12fiber PANMPO to LC Cas 10mtr | Panduit glasvezel PanMPOTethered Multimode | OM4 12 Fiber Indoor Small Diameter cable Trunk LSZH PANMPO to LC Cassette Optimized IL with no Pulling Eye - 10 Meter
PANFZTYL7EXNONM011 | OM4 12fiber PANMPO to LC Cas 11mtr | Panduit glasvezel PanMPOTethered Multimode | OM4 12 Fiber Indoor Small Diameter cable Trunk LSZH PANMPO to LC Cassette Optimized IL with no Pulling Eye - 11 Meter
PANFZTYL7EXNONM012 | OM4 12fiber PANMPO to LC Cas 12mtr | Panduit glasvezel PanMPOTethered Multimode | OM4 12 Fiber Indoor Small Diameter cable Trunk LSZH PANMPO to LC Cassette Optimized IL with no Pulling Eye - 12 Meter
PANFZTYL7EXNONM013 | OM4 12fiber PANMPO to LC Cas 13mtr | Panduit glasvezel PanMPOTethered Multimode | OM4 12 Fiber Indoor Small Diameter cable Trunk LSZH PANMPO to LC Cassette Optimized IL with no Pulling Eye - 13 Meter
PANFZTYL7EXNONM014 | OM4 12fiber PANMPO to LC Cas 14mtr | Panduit glasvezel PanMPOTethered Multimode | OM4 12 Fiber Indoor Small Diameter cable Trunk LSZH PANMPO to LC Cassette Optimized IL with no Pulling Eye - 14 Meter
PANFZTYL7EXNONM015 | OM4 12fiber PANMPO to LC Cas 15mtr | Panduit glasvezel PanMPOTethered Multimode | OM4 12 Fiber Indoor Small Diameter cable Trunk LSZH PANMPO to LC Cassette Optimized IL with no Pulling Eye - 15 Meter
PANFZTYL7EXNONM016 | OM4 12fiber PANMPO to LC Cas 16mtr | Panduit glasvezel PanMPOTethered Multimode | OM4 12 Fiber Indoor Small Diameter cable Trunk LSZH PANMPO to LC Cassette Optimized IL with no Pulling Eye - 16 Meter
PANFZTYL7EXNONM017 | OM4 12fiber PANMPO to LC Cas 17mtr | Panduit glasvezel PanMPOTethered Multimode | OM4 12 Fiber Indoor Small Diameter cable Trunk LSZH PANMPO to LC Cassette Optimized IL with no Pulling Eye - 17 Meter
PANFZTYL7EXNONM018 | OM4 12fiber PANMPO to LC Cas 18mtr | Panduit glasvezel PanMPOTethered Multimode | OM4 12 Fiber Indoor Small Diameter cable Trunk LSZH PANMPO to LC Cassette Optimized IL with no Pulling Eye - 18 Meter
PANFZTYL7EXNONM019 | OM4 12fiber PANMPO to LC Cas 19mtr | Panduit glasvezel PanMPOTethered Multimode | OM4 12 Fiber Indoor Small Diameter cable Trunk LSZH PANMPO to LC Cassette Optimized IL with no Pulling Eye - 19 Meter
PANFZTYL7EXNONM020 | OM4 12fiber PANMPO to LC Cas 20mtr | Panduit glasvezel PanMPOTethered Multimode | OM4 12 Fiber Indoor Small Diameter cable Trunk LSZH PANMPO to LC Cassette Optimized IL with no Pulling Eye - 20 Meter
PANFZTYL7EXNONM025 | OM4 12fiber PANMPO to LC Cas 25mtr | Panduit glasvezel PanMPOTethered Multimode | OM4 12 Fiber Indoor Small Diameter cable Trunk LSZH PANMPO to LC Cassette Optimized IL with no Pulling Eye - 25 Meter
PANFZTYL7EXNONM030 | OM4 12fiber PANMPO to LC Cas 30mtr | Panduit glasvezel PanMPOTethered Multimode | OM4 12 Fiber Indoor Small Diameter cable Trunk LSZH PANMPO to LC Cassette Optimized IL with no Pulling Eye - 30 Meter
PANFZTYL7EXNONM035 | OM4 12fiber PANMPO to LC Cas 35mtr | Panduit glasvezel PanMPOTethered Multimode | OM4 12 Fiber Indoor Small Diameter cable Trunk LSZH PANMPO to LC Cassette Optimized IL with no Pulling Eye - 35 Meter
PANFZTYL7EXNONM040 | OM4 12fiber PANMPO to LC Cas 40mtr | Panduit glasvezel PanMPOTethered Multimode | OM4 12 Fiber Indoor Small Diameter cable Trunk LSZH PANMPO to LC Cassette Optimized IL with no Pulling Eye - 40 Meter
PANFZTYL7EXNONM045 | OM4 12fiber PANMPO to LC Cas 45mtr | Panduit glasvezel PanMPOTethered Multimode | OM4 12 Fiber Indoor Small Diameter cable Trunk LSZH PANMPO to LC Cassette Optimized IL with no Pulling Eye - 45 Meter
PANFZTYL7EXNONM050 | OM4 12fiber PANMPO to LC Cas 50mtr | Panduit glasvezel PanMPOTethered Multimode | OM4 12 Fiber Indoor Small Diameter cable Trunk LSZH PANMPO to LC Cassette Optimized IL with no Pulling Eye - 50 Meter
PANFHCZO-12-10AS | OM4 MTP-6LCduplex halve cassette HdFlex | HD Flex | OM4 MTP-6LCduplex halve cassette HdFlex
PANFHMP-6-ABL | 6-port HD Flex MPO FAP Type A adapter | HD Flex | 6-port HD Flex MPO FAP with Type A adapter (Key-up to Key-down); Black
PANFHMP-6-BCG | 6-port HD Flex MPO FAP Type B adapter | HD Flex | 6-port HD Flex MPO FAP with Type B adapter (Key-up to Key-up); Charcoal Gray
PANFLEX-PLATE1U | HD Flex Enclosure Trunk Slack Plate - 1 RU. | HD Flex | HD Flex Enclosure Trunk Slack Plate - 1 RU.
PANFLEX1U06 | HD Flex Fiber Enclosure up to 6 cas | HD Flex | HD Flex Fiber Enclosure houses up to 6 individual cassettes or fiber adaptive panels (FAP)
PANFLEX1UPN06 | HD Flex Fiber Panel houses | HD Flex | HD Flex Fiber Panel houses, organizes, manages and protects fiber optic cable
PANSTP28X1MBL | Cat 6A 28AWG RJ45-RJ45 lengte 1m zwart | Panduit patchkabel koper dun | Cat 6a performance 28AWG RJ45-RJ45 lengte 1m zwart
PANSTP28X1MRD | Cat 6a 28AWG RJ45-RJ45 lengte 1m rood | Panduit patchkabel koper dun | Cat 6a performance 28AWG RJ45-RJ45 lengte 1m rood
PANSTP28X2MBL | Cat 6A 28AWG RJ45-RJ45 lengte 2m zwart | Panduit patchkabel koper dun | Cat 6a performance 28AWG RJ45-RJ45 lengte 2m zwart
PANSTP28X2MRD | Cat 6A 28AWG RJ45-RJ45 lengte 2m rood | Panduit patchkabel koper dun | Cat 6a performance 28AWG RJ45-RJ45 lengte 2m rood
PANSTP28X3MBL | Cat 6A 28AWG RJ45-RJ45 lengte 3m zwart | Panduit patchkabel koper dun | Cat 6a performance 28AWG RJ45-RJ45 lengte 3m zwart
PANSTP28X3MRD | Cat 6A 28AWG RJ45-RJ45 lengte 3m rood | Panduit patchkabel koper dun | Cat 6a performance 28AWG RJ45-RJ45 lengte 3m rood
6X028060MOQ10 | Alu. goot 100x100mm | 6X goot | Alu. goot 100x100mm bestelhoeveelheid prijs per stuk
6X028043MOQ10 | Alu. goot 300x100mm | 6X goot | Alu. goot 300x100mm bestelhoeveelheid prijs per stuk
6X028058MOQ10 | Alu.goot aluminium deksel tbv goot100mm | 6X goot | Alu.goot aluminium deksel tbv goot100mm bestelhoeveelheid prijs per stuk
6X028061MOQ10 | Alu.goot aluminium deksel tbv goot300mm | 6X goot | Alu.goot aluminium deksel tbv goot300mm bestelhoeveelheid prijs per stuk
6X028062MOQ10 | Alu.goot T-stuk tbv 300x100mm kabelgoot | 6X goot | Alu.goot T-stuk tbv 300x100mm kabelgoot bestelhoeveelheid prijs per stuk
6X028063MOQ10 | Alu.gootDeksel T-stuk tbv300x100mmKabelgoot | 6X goot | Alu.gootDeksel T-stuk tbv300x100mm kabelgoot bestelhoeveelheid prijs per stuk
6X028064MOQ10 | Alu. goot eindstuk 100mm | 6X goot | Alu. goot eindstuk 100mm bestelhoeveelheid prijs per stuk
6X028065MOQ10 | Alu. goot eindstuk 300mm | 6X goot | Alu. goot eindstuk 300mm bestelhoeveelheid prijs per stuk
6X028066MOQ10 | Alu. goot eindkap T-stuk | 6X goot | Alu. goot eindkap T-stuk mm bestelhoeveelheid prijs per stuk
6X028067MOQ10 | Alu. Kabelgoot zakstuk incl deksel | 6X goot | Alu. Kabelgoot zakstuk incl deksel mm bestelhoeveelheid prijs per stuk
6X028069MOQ10 | Alu. Montageset 100mm | 6X goot | Alu. Montageset 100mm bestelhoeveelheid prijs per stuk
6X028070MOQ10 | Alu. koppelset 100mm | 6X goot | Alu. koppelset 100mm bestelhoeveelheid prijs per stuk
6X028156MOQ10 | Alu. montagebeugel 100mm goot | 6X goot | Alu. montagebeugel 100mm goot bestelhoeveelheid prijs per stuk
6X028157MOQ10 | Alu. montagebeugel 300mm goot | 6X goot | Alu. montagebeugel 300mm goot bestelhoeveelheid prijs per stuk
6X028060MOQ20 | Alu. goot 100x100mm | 6X goot | Alu. goot 100x100mm bestelhoeveelheid prijs per stuk
6X028043MOQ20 | Alu. goot 300x100mm | 6X goot | Alu. goot 300x100mm bestelhoeveelheid prijs per stuk
6X028058MOQ20 | Alu.goot aluminium deksel tbv goot100mm | 6X goot | Alu.goot aluminium deksel tbv goot100mm bestelhoeveelheid prijs per stuk
6X028061MOQ20 | Alu.goot aluminium deksel tbv goot300mm | 6X goot | Alu.goot aluminium deksel tbv goot300mm bestelhoeveelheid prijs per stuk
6X028062MOQ20 | Alu.goot T-stuk tbv 300x100mm kabelgoot | 6X goot | Alu.goot T-stuk tbv 300x100mm kabelgoot bestelhoeveelheid prijs per stuk
6X028063MOQ20 | Alu.gootDeksel T-stuk tbv300x100mmKabelgoot | 6X goot | Alu.gootDeksel T-stuk tbv300x100mm kabelgoot bestelhoeveelheid prijs per stuk
6X028064MOQ20 | Alu. goot eindstuk 100mm | 6X goot | Alu. goot eindstuk 100mm bestelhoeveelheid prijs per stuk
6X028065MOQ20 | Alu. goot eindstuk 300mm | 6X goot | Alu. goot eindstuk 300mm bestelhoeveelheid prijs per stuk
6X028066MOQ20 | Alu. goot eindkap T-stuk | 6X goot | Alu. goot eindkap T-stuk mm bestelhoeveelheid prijs per stuk
6X028067MOQ20 | Alu. Kabelgoot zakstuk incl deksel | 6X goot | Alu. Kabelgoot zakstuk incl deksel bestelhoeveelheid prijs per stuk
6X028069MOQ20 | Alu. Montageset 100mm | 6X goot | Alu. Montageset 100mm bestelhoeveelheid prijs per stuk
6X028070MOQ20 | Alu. koppelset 100mm | 6X goot | Alu. koppelset 100mm bestelhoeveelheid prijs per stuk
6X028156MOQ20 | Alu. montagebeugel 100mm goot | 6X goot | Alu. montagebeugel 100mm goot bestelhoeveelheid prijs per stuk
6X028157MOQ20 | Alu. montagebeugel 300mm goot | 6X goot | Alu. montagebeugel 300mm goot bestelhoeveelheid prijs per stuk
6X028060MOQ30 | Alu. goot 100x100mm | 6X goot | Alu. goot 100x100mm bestelhoeveelheid prijs per stuk
6X028043MOQ30 | Alu. goot 300x100mm | 6X goot | Alu. goot 300x100mm bestelhoeveelheid prijs per stuk
6X028058MOQ30 | Alu.goot aluminium deksel tbv goot100mm | 6X goot | Alu.goot aluminium deksel tbv goot100mm bestelhoeveelheid prijs per stuk
6X028061MOQ30 | Alu.goot aluminium deksel tbv goot300mm | 6X goot | Alu.goot aluminium deksel tbv goot300mm bestelhoeveelheid prijs per stuk
6X028062MOQ30 | Alu.goot T-stuk tbv 300x100mm kabelgoot | 6X goot | Alu.goot T-stuk tbv 300x100mm kabelgoot bestelhoeveelheid prijs per stuk
6X028063MOQ30 | Alu.gootDeksel T-stuk tbv300x100mmKabelgoot | 6X goot | Alu.gootDeksel T-stuk tbv300x100mm kabelgoot bestelhoeveelheid prijs per stuk
6X028064MOQ30 | Alu. goot eindstuk 100mm | 6X goot | Alu. goot eindstuk 100mm bestelhoeveelheid prijs per stuk
6X028065MOQ30 | Alu. goot eindstuk 300mm | 6X goot | Alu. goot eindstuk 300mm bestelhoeveelheid prijs per stuk
6X028066MOQ30 | Alu. goot eindkap T-stuk | 6X goot | Alu. goot eindkap T-stuk bestelhoeveelheid prijs per stuk
6X028067MOQ30 | Alu. Kabelgoot zakstuk incl deksel | 6X goot | Alu. Kabelgoot zakstuk incl deksel bestelhoeveelheid prijs per stuk
6X028069MOQ30 | Alu. Montageset 100mm | 6X goot | Alu. Montageset 100mm bestelhoeveelheid prijs per stuk
6X028070MOQ30 | Alu. koppelset 100mm | 6X goot | Alu. koppelset 100mm bestelhoeveelheid prijs per stuk
6X028156MOQ30 | Alu. montagebeugel 100mm goot | 6X goot | Alu. montagebeugel 100mm goot bestelhoeveelheid prijs per stuk
6X028157MOQ30 | Alu. montagebeugel 300mm goot | 6X goot | Alu. montagebeugel 300mm goot bestelhoeveelheid prijs per stuk
6X028060MOQ40 | Alu. goot 100x100mm | 6X goot | Alu. goot 100x100mm bestelhoeveelheid prijs per stuk
6X028043MOQ40 | Alu. goot 300x100mm | 6X goot | Alu. goot 300x100mm bestelhoeveelheid prijs per stuk
6X028058MOQ40 | Alu.goot aluminium deksel tbv goot100mm | 6X goot | Alu.goot aluminium deksel tbv goot100mm bestelhoeveelheid prijs per stuk
6X028061MOQ40 | Alu.goot aluminium deksel tbv goot300mm | 6X goot | Alu.goot aluminium deksel tbv goot300mm bestelhoeveelheid prijs per stuk
6X028062MOQ40 | Alu.goot T-stuk tbv 300x100mm kabelgoot | 6X goot | Alu.goot T-stuk tbv 300x100mm bestelhoeveelheid prijs per stuk kabelgoot
6X028063MOQ40 | Alu.gootDeksel T-stuk tbv300x100mmKabelgoot | 6X goot | Alu.gootDeksel T-stuk tbv300x100mm kabelgoot bestelhoeveelheid prijs per stuk
6X028064MOQ40 | Alu. goot eindstuk 100mm | 6X goot | Alu. goot eindstuk 100mm bestelhoeveelheid prijs per stuk
6X028065MOQ40 | Alu. goot eindstuk 300mm | 6X goot | Alu. goot eindstuk 300mm bestelhoeveelheid prijs per stuk
6X028066MOQ40 | Alu. goot eindkap T-stuk | 6X goot | Alu. goot eindkap T-stuk bestelhoeveelheid prijs per stuk
6X028067MOQ40 | Alu. Kabelgoot zakstuk incl deksel | 6X goot | Alu. Kabelgoot zakstuk incl deksel bestelhoeveelheid prijs per stuk
6X028069MOQ40 | Alu. Montageset 100mm | 6X goot | Alu. Montageset 100mm bestelhoeveelheid prijs per stuk
6X028070MOQ40 | Alu. koppelset 100mm | 6X goot | Alu. koppelset 100mm bestelhoeveelheid prijs per stuk
6X028156MOQ40 | Alu. montagebeugel 100mm goot | 6X goot | Alu. montagebeugel 100mm goot bestelhoeveelheid prijs per stuk
6X028157MOQ40 | Alu. montagebeugel 300mm goot | 6X goot | Alu. montagebeugel 300mm goot bestelhoeveelheid prijs per stuk
6X028060MOQ50 | Alu. goot 100x100mm | 6X goot | Alu. goot 100x100mm bestelhoeveelheid prijs per stuk
6X028043MOQ50 | Alu. goot 300x100mm | 6X goot | Alu. goot 300x100mm bestelhoeveelheid prijs per stuk
6X028058MOQ50 | Alu.goot aluminium deksel tbv goot100mm | 6X goot | Alu.goot aluminium deksel tbv goot100mm bestelhoeveelheid prijs per stuk
6X028061MOQ50 | Alu.goot aluminium deksel tbv goot300mm | 6X goot | Alu.goot aluminium deksel tbv goot300mm bestelhoeveelheid prijs per stuk
6X028062MOQ50 | Alu.goot T-stuk tbv 300x100mm kabelgoot | 6X goot | Alu.goot T-stuk tbv 300x100mm kabelgoot bestelhoeveelheid prijs per stuk
6X028063MOQ50 | Alu.gootDeksel T-stuk tbv300x100mmKabelgoot | 6X goot | Alu.gootDeksel T-stuk tbv300x100mm kabelgoot bestelhoeveelheid prijs per stuk
6X028064MOQ50 | Alu. goot eindstuk 100mm | 6X goot | Alu. goot eindstuk 100mm bestelhoeveelheid prijs per stuk
6X028065MOQ50 | Alu. goot eindstuk 300mm | 6X goot | Alu. goot eindstuk 300mm bestelhoeveelheid prijs per stuk
6X028066MOQ50 | Alu. goot eindkap T-stuk | 6X goot | Alu. goot eindkap T-stuk bestelhoeveelheid prijs per stuk
6X028067MOQ50 | Alu. Kabelgoot zakstuk incl deksel | 6X goot | Alu. Kabelgoot zakstuk incl deksel bestelhoeveelheid prijs per stuk
6X028069MOQ50 | Alu. Montageset 100mm | 6X goot | Alu. Montageset 100mm bestelhoeveelheid prijs per stuk
6X028070MOQ50 | Alu. koppelset 100mm | 6X goot | Alu. koppelset 100mm bestelhoeveelheid prijs per stuk
6X028156MOQ50 | Alu. montagebeugel 100mm goot | 6X goot | Alu. montagebeugel 100mm goot bestelhoeveelheid prijs per stuk
6X028157MOQ50 | Alu. montagebeugel 300mm goot | 6X goot | Alu. montagebeugel 300mm goot bestelhoeveelheid prijs per stuk
TUDS15656D | FLEXA WARTEL t.b.v. slang 45/40mm (koppelstuk t.b.v. wartel) | Metalen kabelbeschermslang | FLEXA WARTEL t.b.v. slang 45/40mm
TUDS15555D | FLEXA WARTEL t.b.v. slang 36/31mm (koppelstuk t.b.v. wartel) | Metalen kabelbeschermslang | FLEXA WARTEL t.b.v. slang 36/31mm
TUDS15454D | FLEXA WARTEL t.b.v. slang 27/23mm (koppelstuk t.b.v. wartel) | Metalen kabelbeschermslang | FLEXA WARTEL t.b.v. slang 27/23mm
TU1639764 | FLEXA SLNG 45/40mm RoI 25meter (PG36) | Metalen kabelbeschermslang | FLEXA SLNG 45/40mm RoI 25meter (PG36)
TU1639756 | FLEXA SLNG 36/31mm RoI 25meter (PG29) | Metalen kabelbeschermslang | FLEXA SLNG 36/31mm RoI 25meter (PG29)
TU1639749 | FLEXA SLNG 27/23mm RoI 50meter (PG21) | Metalen kabelbeschermslang | FLEXA SLNG 27/23mm RoI 50meter (PG21)
FIBVIAVIFI60 | Life fiber identifier with ingrated optical power meter | Vivavi | Life fiber identifier with ingrated optical power meter
FIBVIAVIFFL050 | Visual Fault locator | Vivavi | Viavi Visual Fault locator
ALL1392966 | Trekveer 50 meter op halspel | Runpotec | Runpotec Trekveer 50 meter op halspel
NEDBMP71clean | Cleaningcard BMP71 | Altec Printers Labels | Cleaningcard BMP71
SELCL-PH30 | Halve euro cilinder | Sellox | Sellox Halve euro cilinder
DHOXB0841 | Minkels proto kabelbak met afsluitbare deksels RAL7047 | Minkels accessoires | Minkels proto kabelbak met afsluitbare deksels RAL7047; OFF 20OFK13992-2 minimale afname is 20 stuks
DHOXB0842 | Minkels proto kabelbak eindpaneel RAL7047 | Minkels accessoires | Minkels proto kabelbak eindpaneel RAL7047; OFF 20OFK13992-2 minimale afname is 8 stuks
RARPX3-1703 | RPDU PX3-1703 excl.beugels | Raritan RPDU | RPDU PX3-1703 36xC13
NEDM71-R6000 | Printlint M71-R6000 tbv BMP71 | Altec Printers Labels | Printlint M71-R6000 tbv BMP71
7240295556 | Honeywell verplaatsen servers | Honeywell verplaatsen servers | Honeywell verplaatsen servers
7240305053 | Honeywell vervangen flexscherm | Honeywell vervangen flexscherm | Honeywell vervangen flexscherm
O3587050325005 | Vervangen Sellox beheerservers | Sellox | Vervangen Sellox beheerservers
MHATC1279-05A | Verloop links 200mm naar 100mm geel | Mulder Hardenberg W&B | Verloop links 200mm naar 100mm geel
MHATC1279-05AO | Verloop links 200mm naar 100mm oranje | Mulder Hardenberg W&B | Verloop links 200mm naar 100mm oranje
MHATC1279-07A | Verloop rechts 200mm naar 100mm geel | Mulder Hardenberg W&B | Verloop rechts 200mm naar 100mm geel
MHATC1279-07AO | Verloop rechts 200mm naar 100mm oranje | Mulder Hardenberg W&B | Verloop rechts 200mm naar 100mm oranje
RARDX2-T1 | Raritan temperatuursensor | Raritan Sensor | Raritan temperatuursensor inclusief patchkabel RJ45-RJ45 voor PX3 serie
RITRACPOS10 | Rittal Rack 800x2200x1200mm-REV1 Pos10 offerte | Rittal | Rittal Rack 800x2200x1200mm-REV1 Postitie 10 uit offerte 1200025379
RITRACPOS20 | Rittal Rack 600x2000x1000mm Pos20 offerte | Rittal | Rittal Rack 600x2000x1000mm Postitie 20 uit offerte 1200025379
RITRACPOS30 | Rittal kabelgoot 200x146x798 Pos30 uit offerte | Rittal | Rittal kabelgoot 200x146x798 Pos30 uit offerte 1200025379
RITRACPOS40 | Rittal deksel kabelgoot 200x798 Pos40 uit offerte | Rittal | Rittal deksel kabelgoot 200x798 Pos40 uit offerte 1200025379
RITRACPOS50 | Rittal scheidingsschot 200x146x798 Pos50 uit offerte | Rittal | Rittal scheidingsschot 200x146x798 Pos50 uit offerte 1200025379
RITRACPOS60 | Rittal montage positie 10 en 20 op locatie uit offerte | Rittal | Rittal montage positie 10 en 20 op locatie uit offerte 1200025379
RITRACPOS10REV2aanvulling | Aanvulling Rittal Rack 800x2200x1200mm-REV2 Pos10 offerte | Rittal | Aanvulling op bestelcode CMCIII montitoring RITRACPOS10 en RITRACPOS10
NODOFF1901241optie1 | Viavi MPO test apparatuur optie 1 | Vivavi | Viavi 1x MPO testapparatuur conform offerte 19012441 zonder instructie
NODOFF1901241optie2 | Viavi MPO test apparatuur optie 2 | Vivavi | Viavi 2x MPO testapparatuur conform offerte 19012441 met 2 dagdelen instructie
SANSO34403 | Sanspot armored fiber | Sanspot | Sanspot armored fiber conform offerte SQ-35924 dd 5-2-2019 Dollarkoers 1USD=0,881825euro exclusief invoerkosten
PANFZWPQ5E5EAAM030 | OM4 4xfemale-MTP4xfemale 48 vezels 30m gearmeerd | Panduit glasvezel MTP Trunkkabel Mutimode gearmeerd | OM4, 48 Fiber Indoor Armored Trunk, Non-Conductive Plenum, MPO Female to MPO Female, Method A, Standard Insertion Loss, with Pulling Eye on one end - 30 Meters
TUMGIP44CGL | Outside lid 90 bends 100x100 IP4X | Legrand Salamandre | Outside lid 90 bends 100x100 IP4X
TUMGIP124CGL | Outside lid 90 bends 300x100 IP4X | Legrand Salamandre | Outside lid 90 bends 300x100 IP4X
TUMGIP124AGT | Top lid Tees gusset 300x100 IP4X | Legrand Salamandre | Top lid Tees gusset 300x100 IP4X
TUMGR124 | Trunking 300x100x3000 IP4X | Legrand Salamandre | Trunking 300x100x3000 IP4X
TUMGIP1244R | Reducer 300x100 IPX4 | Legrand Salamandre | Reducer 300x100 IPX4
TUMGIP124E | Endcap 300x100 IPX4 | Legrand Salamandre | Endcap 300x100 IPX4
NODOFF1902071 | Viavi Sidewinder Autofocus Wifi Microscoop | Vivavi | Viavi Sidewinder Autofocus Wifi Microscoop MPO SM and MM Simplex tips
MHACLIP1-220 | Support clip for 220mm DUCT | Mulder Hardenberg W&B | Support clip for 220mm DUCT
AAR5782000804GE | Polyester vloerafdekplaten | Aarnoudse | Polyester vloerafdekplaten rijplaten 2000x800x4mm kleur geel; Let op vervoerskosten meenemen
AARVERVOERSKOSTEN | Polyester vloerafdekplaten vervoerskosten | Aarnoudse | Vervoerskosten voor artikel AAR5782000804GE
TU350155 | Van Geel montageplaat universeel verz. | Van geel | Van Geel montageplaat universeel verz.
TU340183 | Van Geel montagebeugel joker | Van geel | Van Geel montagebeugel joker
TUMGR124-2500 | Trunking Length 2500 millimeters. 300x100x2500 IPX4 | Legrand Salamandre | Trunking Length 2500 millimeters. 300x100x2500 IPX4
TUMGR124-1500 | Trunking Length 1500 millimeters. 300x100x1500 IPX4 | Legrand Salamandre | Trunking Length 1500 millimeters. 300x100x1500 IPX4
PANFZWPQ5E5EAAM004 | OM4 4xfemale-MTP4xfemale 48 vezels 4m gearmeerd | Panduit glasvezel MTP Trunkkabel Mutimode gearmeerd | OM4, 48 Fiber Indoor Armored Trunk, Non-Conductive Plenum, MPO Female to MPO Female, Method A, Standard Insertion Loss, with Pulling Eye on one end - 4 Meters
PANFZWPQ5E5EAAM005 | OM4 4xfemale-MTP4xfemale 48 vezels 5m gearmeerd | Panduit glasvezel MTP Trunkkabel Mutimode gearmeerd | OM4, 48 Fiber Indoor Armored Trunk, Non-Conductive Plenum, MPO Female to MPO Female, Method A, Standard Insertion Loss, with Pulling Eye on one end - 5 Meters
PANFZWPQ5E5EAAM006 | OM4 4xfemale-MTP4xfemale 48 vezels 6m gearmeerd | Panduit glasvezel MTP Trunkkabel Mutimode gearmeerd | OM4, 48 Fiber Indoor Armored Trunk, Non-Conductive Plenum, MPO Female to MPO Female, Method A, Standard Insertion Loss, with Pulling Eye on one end - 6 Meters
PANFZWPQ5E5EAAM007 | OM4 4xfemale-MTP4xfemale 48 vezels 7m gearmeerd | Panduit glasvezel MTP Trunkkabel Mutimode gearmeerd | OM4, 48 Fiber Indoor Armored Trunk, Non-Conductive Plenum, MPO Female to MPO Female, Method A, Standard Insertion Loss, with Pulling Eye on one end - 7 Meters
PANFZWPQ5E5EAAM008 | OM4 4xfemale-MTP4xfemale 48 vezels 8m gearmeerd | Panduit glasvezel MTP Trunkkabel Mutimode gearmeerd | OM4, 48 Fiber Indoor Armored Trunk, Non-Conductive Plenum, MPO Female to MPO Female, Method A, Standard Insertion Loss, with Pulling Eye on one end - 8 Meters
PANFZWPQ5E5EAAM009 | OM4 4xfemale-MTP4xfemale 48 vezels 9m gearmeerd | Panduit glasvezel MTP Trunkkabel Mutimode gearmeerd | OM4, 48 Fiber Indoor Armored Trunk, Non-Conductive Plenum, MPO Female to MPO Female, Method A, Standard Insertion Loss, with Pulling Eye on one end - 9 Meters
PANFZWPQ5E5EAAM010 | OM4 4xfemale-MTP4xfemale 48 vezels 10m gearmeerd | Panduit glasvezel MTP Trunkkabel Mutimode gearmeerd | OM4, 48 Fiber Indoor Armored Trunk, Non-Conductive Plenum, MPO Female to MPO Female, Method A, Standard Insertion Loss, with Pulling Eye on one end - 10 Meters
PANFZWPQ5E5EAAM011 | OM4 4xfemale-MTP4xfemale 48 vezels 11m gearmeerd | Panduit glasvezel MTP Trunkkabel Mutimode gearmeerd | OM4, 48 Fiber Indoor Armored Trunk, Non-Conductive Plenum, MPO Female to MPO Female, Method A, Standard Insertion Loss, with Pulling Eye on one end - 11 Meters
PANFZWPQ5E5EAAM012 | OM4 4xfemale-MTP4xfemale 48 vezels 12m gearmeerd | Panduit glasvezel MTP Trunkkabel Mutimode gearmeerd | OM4, 48 Fiber Indoor Armored Trunk, Non-Conductive Plenum, MPO Female to MPO Female, Method A, Standard Insertion Loss, with Pulling Eye on one end - 12 Meters
PANFZWPQ5E5EAAM013 | OM4 4xfemale-MTP4xfemale 48 vezels 13m gearmeerd | Panduit glasvezel MTP Trunkkabel Mutimode gearmeerd | OM4, 48 Fiber Indoor Armored Trunk, Non-Conductive Plenum, MPO Female to MPO Female, Method A, Standard Insertion Loss, with Pulling Eye on one end - 13 Meters
PANFZWPQ5E5EAAM014 | OM4 4xfemale-MTP4xfemale 48 vezels 14m gearmeerd | Panduit glasvezel MTP Trunkkabel Mutimode gearmeerd | OM4, 48 Fiber Indoor Armored Trunk, Non-Conductive Plenum, MPO Female to MPO Female, Method A, Standard Insertion Loss, with Pulling Eye on one end - 14 Meters
PANFZWPQ5E5EAAM015 | OM4 4xfemale-MTP4xfemale 48 vezels 15m gearmeerd | Panduit glasvezel MTP Trunkkabel Mutimode gearmeerd | OM4, 48 Fiber Indoor Armored Trunk, Non-Conductive Plenum, MPO Female to MPO Female, Method A, Standard Insertion Loss, with Pulling Eye on one end - 15 Meters
PANFZWPQ5E5EAAM016 | OM4 4xfemale-MTP4xfemale 48 vezels 16m gearmeerd | Panduit glasvezel MTP Trunkkabel Mutimode gearmeerd | OM4, 48 Fiber Indoor Armored Trunk, Non-Conductive Plenum, MPO Female to MPO Female, Method A, Standard Insertion Loss, with Pulling Eye on one end - 16 Meters
PANFZWPQ5E5EAAM017 | OM4 4xfemale-MTP4xfemale 48 vezels 17m gearmeerd | Panduit glasvezel MTP Trunkkabel Mutimode gearmeerd | OM4, 48 Fiber Indoor Armored Trunk, Non-Conductive Plenum, MPO Female to MPO Female, Method A, Standard Insertion Loss, with Pulling Eye on one end - 17 Meters
PANFZWPQ5E5EAAM018 | OM4 4xfemale-MTP4xfemale 48 vezels 18m gearmeerd | Panduit glasvezel MTP Trunkkabel Mutimode gearmeerd | OM4, 48 Fiber Indoor Armored Trunk, Non-Conductive Plenum, MPO Female to MPO Female, Method A, Standard Insertion Loss, with Pulling Eye on one end - 18 Meters
PANFZWPQ5E5EAAM019 | OM4 4xfemale-MTP4xfemale 48 vezels 19m gearmeerd | Panduit glasvezel MTP Trunkkabel Mutimode gearmeerd | OM4, 48 Fiber Indoor Armored Trunk, Non-Conductive Plenum, MPO Female to MPO Female, Method A, Standard Insertion Loss, with Pulling Eye on one end - 19 Meters
PANFZWPQ5E5EAAM020 | OM4 4xfemale-MTP4xfemale 48 vezels 20m gearmeerd | Panduit glasvezel MTP Trunkkabel Mutimode gearmeerd | OM4, 48 Fiber Indoor Armored Trunk, Non-Conductive Plenum, MPO Female to MPO Female, Method A, Standard Insertion Loss, with Pulling Eye on one end - 20 Meters
PANFZWPQ5E5EAAM021 | OM4 4xfemale-MTP4xfemale 48 vezels 21m gearmeerd | Panduit glasvezel MTP Trunkkabel Mutimode gearmeerd | OM4, 48 Fiber Indoor Armored Trunk, Non-Conductive Plenum, MPO Female to MPO Female, Method A, Standard Insertion Loss, with Pulling Eye on one end - 21 Meters
PANFZWPQ5E5EAAM022 | OM4 4xfemale-MTP4xfemale 48 vezels 22m gearmeerd | Panduit glasvezel MTP Trunkkabel Mutimode gearmeerd | OM4, 48 Fiber Indoor Armored Trunk, Non-Conductive Plenum, MPO Female to MPO Female, Method A, Standard Insertion Loss, with Pulling Eye on one end - 22 Meters
PANFZWPQ5E5EAAM023 | OM4 4xfemale-MTP4xfemale 48 vezels 23m gearmeerd | Panduit glasvezel MTP Trunkkabel Mutimode gearmeerd | OM4, 48 Fiber Indoor Armored Trunk, Non-Conductive Plenum, MPO Female to MPO Female, Method A, Standard Insertion Loss, with Pulling Eye on one end - 23 Meters
PANFZWPQ5E5EAAM024 | OM4 4xfemale-MTP4xfemale 48 vezels 24m gearmeerd | Panduit glasvezel MTP Trunkkabel Mutimode gearmeerd | OM4, 48 Fiber Indoor Armored Trunk, Non-Conductive Plenum, MPO Female to MPO Female, Method A, Standard Insertion Loss, with Pulling Eye on one end - 24 Meters
PANFZWPQ5E5EAAM025 | OM4 4xfemale-MTP4xfemale 48 vezels 25m gearmeerd | Panduit glasvezel MTP Trunkkabel Mutimode gearmeerd | OM4, 48 Fiber Indoor Armored Trunk, Non-Conductive Plenum, MPO Female to MPO Female, Method A, Standard Insertion Loss, with Pulling Eye on one end - 25 Meters
PANFZWPQ5E5EAAM035 | OM4 4xfemale-MTP4xfemale 48 vezels 35m gearmeerd | Panduit glasvezel MTP Trunkkabel Mutimode gearmeerd | OM4, 48 Fiber Indoor Armored Trunk, Non-Conductive Plenum, MPO Female to MPO Female, Method A, Standard Insertion Loss, with Pulling Eye on one end - 35 Meters
PANFZWPQ5E5EAAM040 | OM4 4xfemale-MTP4xfemale 48 vezels 40m gearmeerd | Panduit glasvezel MTP Trunkkabel Mutimode gearmeerd | OM4, 48 Fiber Indoor Armored Trunk, Non-Conductive Plenum, MPO Female to MPO Female, Method A, Standard Insertion Loss, with Pulling Eye on one end - 40 Meters
PANFZWPQ5E5EAAM045 | OM4 4xfemale-MTP4xfemale 48 vezels 45m gearmeerd | Panduit glasvezel MTP Trunkkabel Mutimode gearmeerd | OM4, 48 Fiber Indoor Armored Trunk, Non-Conductive Plenum, MPO Female to MPO Female, Method A, Standard Insertion Loss, with Pulling Eye on one end - 45 Meters
PANFZWPQ5E5EAAM050 | OM4 4xfemale-MTP4xfemale 48 vezels 50m gearmeerd | Panduit glasvezel MTP Trunkkabel Mutimode gearmeerd | OM4, 48 Fiber Indoor Armored Trunk, Non-Conductive Plenum, MPO Female to MPO Female, Method A, Standard Insertion Loss, with Pulling Eye on one end - 50 Meters
PANFZWPQ5E5EAAM055 | OM4 4xfemale-MTP4xfemale 48 vezels 55m gearmeerd | Panduit glasvezel MTP Trunkkabel Mutimode gearmeerd | OM4, 48 Fiber Indoor Armored Trunk, Non-Conductive Plenum, MPO Female to MPO Female, Method A, Standard Insertion Loss, with Pulling Eye on one end - 55 Meters
PANFZWPQ5E5EAAM060 | OM4 4xfemale-MTP4xfemale 48 vezels 60m gearmeerd | Panduit glasvezel MTP Trunkkabel Mutimode gearmeerd | OM4, 48 Fiber Indoor Armored Trunk, Non-Conductive Plenum, MPO Female to MPO Female, Method A, Standard Insertion Loss, with Pulling Eye on one end - 60 Meters
PANFZWPQ5E5EAAM065 | OM4 4xfemale-MTP4xfemale 48 vezels 65m gearmeerd | Panduit glasvezel MTP Trunkkabel Mutimode gearmeerd | OM4, 48 Fiber Indoor Armored Trunk, Non-Conductive Plenum, MPO Female to MPO Female, Method A, Standard Insertion Loss, with Pulling Eye on one end - 65 Meters
PANFZWPQ5E5EAAM070 | OM4 4xfemale-MTP4xfemale 48 vezels 70m gearmeerd | Panduit glasvezel MTP Trunkkabel Mutimode gearmeerd | OM4, 48 Fiber Indoor Armored Trunk, Non-Conductive Plenum, MPO Female to MPO Female, Method A, Standard Insertion Loss, with Pulling Eye on one end - 70 Meters
PANFZWPQ5E5EAAM075 | OM4 4xfemale-MTP4xfemale 48 vezels 75m gearmeerd | Panduit glasvezel MTP Trunkkabel Mutimode gearmeerd | OM4, 48 Fiber Indoor Armored Trunk, Non-Conductive Plenum, MPO Female to MPO Female, Method A, Standard Insertion Loss, with Pulling Eye on one end - 75 Meters
PANFZWPQ5E5EAAM080 | OM4 4xfemale-MTP4xfemale 48 vezels 80m gearmeerd | Panduit glasvezel MTP Trunkkabel Mutimode gearmeerd | OM4, 48 Fiber Indoor Armored Trunk, Non-Conductive Plenum, MPO Female to MPO Female, Method A, Standard Insertion Loss, with Pulling Eye on one end - 80 Meters
PANFZWPQ5E5EAAM085 | OM4 4xfemale-MTP4xfemale 48 vezels 85m gearmeerd | Panduit glasvezel MTP Trunkkabel Mutimode gearmeerd | OM4, 48 Fiber Indoor Armored Trunk, Non-Conductive Plenum, MPO Female to MPO Female, Method A, Standard Insertion Loss, with Pulling Eye on one end - 85 Meters
PANFZWPQ5E5EAAM090 | OM4 4xfemale-MTP4xfemale 48 vezels 90m gearmeerd | Panduit glasvezel MTP Trunkkabel Mutimode gearmeerd | OM4, 48 Fiber Indoor Armored Trunk, Non-Conductive Plenum, MPO Female to MPO Female, Method A, Standard Insertion Loss, with Pulling Eye on one end - 90 Meters
PANFZWPQ5E5EAAM095 | OM4 4xfemale-MTP4xfemale 48 vezels 95m gearmeerd | Panduit glasvezel MTP Trunkkabel Mutimode gearmeerd | OM4, 48 Fiber Indoor Armored Trunk, Non-Conductive Plenum, MPO Female to MPO Female, Method A, Standard Insertion Loss, with Pulling Eye on one end - 95 Meters
PANFZWPQ5E5EAAM100 | OM4 4xfemale-MTP4xfemale 48 vezels 100m gearmeerd | Panduit glasvezel MTP Trunkkabel Mutimode gearmeerd | OM4, 48 Fiber Indoor Armored Trunk, Non-Conductive Plenum, MPO Female to MPO Female, Method A, Standard Insertion Loss, with Pulling Eye on one end - 100 Meters
PANFZWPQ5E5EAAM105 | OM4 4xfemale-MTP4xfemale 48 vezels 105m gearmeerd | Panduit glasvezel MTP Trunkkabel Mutimode gearmeerd | OM4, 48 Fiber Indoor Armored Trunk, Non-Conductive Plenum, MPO Female to MPO Female, Method A, Standard Insertion Loss, with Pulling Eye on one end - 105 Meters
PANFZWPQ5E5EAAM110 | OM4 4xfemale-MTP4xfemale 48 vezels 110m gearmeerd | Panduit glasvezel MTP Trunkkabel Mutimode gearmeerd | OM4, 48 Fiber Indoor Armored Trunk, Non-Conductive Plenum, MPO Female to MPO Female, Method A, Standard Insertion Loss, with Pulling Eye on one end - 110 Meters
PANFZWPQ5E5EAAM115 | OM4 4xfemale-MTP4xfemale 48 vezels 115m gearmeerd | Panduit glasvezel MTP Trunkkabel Mutimode gearmeerd | OM4, 48 Fiber Indoor Armored Trunk, Non-Conductive Plenum, MPO Female to MPO Female, Method A, Standard Insertion Loss, with Pulling Eye on one end - 115 Meters
PANFZWPQ5E5EAAM120 | OM4 4xfemale-MTP4xfemale 48 vezels 120m gearmeerd | Panduit glasvezel MTP Trunkkabel Mutimode gearmeerd | OM4, 48 Fiber Indoor Armored Trunk, Non-Conductive Plenum, MPO Female to MPO Female, Method A, Standard Insertion Loss, with Pulling Eye on one end - 120 Meters
PANFZWPQ5E5EAAM125 | OM4 4xfemale-MTP4xfemale 48 vezels 125m gearmeerd | Panduit glasvezel MTP Trunkkabel Mutimode gearmeerd | OM4, 48 Fiber Indoor Armored Trunk, Non-Conductive Plenum, MPO Female to MPO Female, Method A, Standard Insertion Loss, with Pulling Eye on one end - 125 Meters
PANFZWPQ5E5EAAM130 | OM4 4xfemale-MTP4xfemale 48 vezels 130m gearmeerd | Panduit glasvezel MTP Trunkkabel Mutimode gearmeerd | OM4, 48 Fiber Indoor Armored Trunk, Non-Conductive Plenum, MPO Female to MPO Female, Method A, Standard Insertion Loss, with Pulling Eye on one end - 130 Meters
TU77840186CILINDERNO1 | Gouden cilinder inclusief 2 sleutels nummer 1 | Cilinder | Gouden cilinder inclusief 2 sleutels (minimale afname 5 stuks) Prijs cilinder per stuk Cilinder nummer 1
TU77840186CILINDERNO2 | Gouden cilinder inclusief 2 sleutels nummer 2 | Cilinder | Gouden cilinder inclusief 2 sleutels (minimale afname 5 stuks) Prijs cilinder per stuk Cilinder nummer 2
TU77840186CILINDERNO3 | Gouden cilinder inclusief 2 sleutels nummer 3 | Cilinder | Gouden cilinder inclusief 2 sleutels (minimale afname 5 stuks) Prijs cilinder per stuk Cilinder nummer 3
TU77840186CILINDERNO4 | Gouden cilinder inclusief 2 sleutels nummer 4 | Cilinder | Gouden cilinder inclusief 2 sleutels (minimale afname 5 stuks) Prijs cilinder per stuk Cilinder nummer 4
TU77840186CILINDERNO5 | Gouden cilinder inclusief 2 sleutels nummer 5 | Cilinder | Gouden cilinder inclusief 2 sleutels (minimale afname 5 stuks) Prijs cilinder per stuk Cilinder nummer 5
TU77840186CILINDERNO6 | Gouden cilinder inclusief 2 sleutels nummer 6 | Cilinder | Gouden cilinder inclusief 2 sleutels (minimale afname 5 stuks) Prijs cilinder per stuk Cilinder nummer 6
TU77840186CILINDERNO7 | Gouden cilinder inclusief 2 sleutels nummer 7 | Cilinder | Gouden cilinder inclusief 2 sleutels (minimale afname 5 stuks) Prijs cilinder per stuk Cilinder nummer 7
TU77840186CILINDERNO8 | Gouden cilinder inclusief 2 sleutels nummer 8 | Cilinder | Gouden cilinder inclusief 2 sleutels (minimale afname 5 stuks) Prijs cilinder per stuk Cilinder nummer 8
TU77840186CILINDERNO9 | Gouden cilinder inclusief 2 sleutels nummer 9 | Cilinder | Gouden cilinder inclusief 2 sleutels (minimale afname 5 stuks) Prijs cilinder per stuk Cilinder nummer 9
PANFQ9N-12-10AF | Cassette SingleMode OS1/OS2 MTP-6LCduplex | Panduit glasvezel cassette SingleMode | 12-Fiber SFQ Cassette, QuickNet, OS1/OS2 9/125um Single-mode, Standard loss, 6 Blue Duplex LC Connecters to MPO, Method A, Pair Flipped
HYTOFF20190509 | Hyteps PQ meting/energy | Hyteps PQ meting/energy | Hyteps PQ scan meting/energy inclusief rapportage offerte d.d. 09-05-2019
ANIACF202BLKi | APC Airduct | APC Airduct | APC airuct type ACF202BLK i
KANMAP402275 | Fluke standaard versiv demo | Fluke | Fluke standaard versiv (minimale afname 4 stuks i.v.m. orderkosten leverancier Kannegieter)
KANMAP402233 | Fluke versiv Field case | Fluke | Fluke fieldcase versiv (minimale afname 2 stuks i.v.m. orderkosten leverancier Kannegieter)
KANorderkosten | Kannegieter orderkosten voor orders <275euro excluief B.T.W. | Kanniegieter | Kannegieter orderkosten voor orders <275euro excluief B.T.W
KANFLEETFLUKE | Fleetcontract Flukemeters | Fluke | Fleetcontract Flukemeters
RIT7320530 | CMCIII sensoren. (deurdetectie) | Rittal | CMCIII sensoren. (deurdetectie) (minmaal orderbedrag is 175euro)
RITTS8800020 | 130graden scharnieren | Rittal | 130graden scharnieren (minimaal orderbedrag is 175euro) (samen bestellen met sluitstuk)
NED94100001 | Labelprinter | Nedelko Printers Labels | Prolabel C1168/300s labelprinter ethernet incl. mediahouder
NED87622025 | label bulkverpakking | Nedelko Printers Labels | THT-119-427-2.5 label 38.1x38.1 verpakking rol 2500 stuks materiaal B-427 zelflaminerend vinyl wit/transparant
NED87035244 | Label THT lint | Nedelko Printers Labels | R-4302 60mmx300m / O THT lint kleur zwart breedte 60mm
PANFZ8HL5NLDQNM006 | OM4 MTP LC (Cisco use) hydra 8V 6 meter | Panduit MTP LC (Cisco use) hydra kabel | OM4 MTP LC (Cisco use) hydra 8 vezels lengte 6 meter
PANFZ8HL5NLDQNM007 | OM4 MTP LC (Cisco use) hydra 8V 7 meter | Panduit MTP LC (Cisco use) hydra kabel | OM4 MTP LC (Cisco use) hydra 8 vezels lengte 7 meter
PANFZ8HL5NLDQNM008 | OM4 MTP LC (Cisco use) hydra 8V 8 meter | Panduit MTP LC (Cisco use) hydra kabel | OM4 MTP LC (Cisco use) hydra 8 vezels lengte 8 meter
PANFZ8HL5NLDQNM009 | OM4 MTP LC (Cisco use) hydra 8V 9 meter | Panduit MTP LC (Cisco use) hydra kabel | OM4 MTP LC (Cisco use) hydra 8 vezels lengte 9 meter
PANFZ8HL5NLDQNM010 | OM4 MTP LC (Cisco use) hydra 8V 10 meter | Panduit MTP LC (Cisco use) hydra kabel | OM4 MTP LC (Cisco use) hydra 8 vezels lengte 10 meter
PANFZ8HL5NLDQNM011 | OM4 MTP LC (Cisco use) hydra 8V 11 meter | Panduit MTP LC (Cisco use) hydra kabel | OM4 MTP LC (Cisco use) hydra 8 vezels lengte 11 meter
PANFZ8HL5NLDQNM012 | OM4 MTP LC (Cisco use) hydra 8V 12 meter | Panduit MTP LC (Cisco use) hydra kabel | OM4 MTP LC (Cisco use) hydra 8 vezels lengte 12 meter
PANFZ8HL5NLDQNM013 | OM4 MTP LC (Cisco use) hydra 8V 13 meter | Panduit MTP LC (Cisco use) hydra kabel | OM4 MTP LC (Cisco use) hydra 8 vezels lengte 13 meter
RITTS8800040 | 130graden scharnieren sluitstuk | Rittal | 130graden scharnieren sluitstuk (minimaal orderbedrag is 175euro) samen bestellen met 130graden scharnier
ALT91000587 | TTP MAGNEETBAND 35MMX0.6MMX15MTR A103 GEEL | TTP A103 Magneetband 35mmx0.6mm 15m geel | TTP MAGNEETBAND 35MMX0.6MMX15MTR A103 GEEL
ALT72000941 | LINT AR-10 110MMX300MTR | Lint AR-10 110mmx300m | LINT AR-10 110MMX300MTR
PANFZ8RL7NQSVNM011 | OM4 8-Fiber Round 4 to 1 Conversion Harness, LSZH, Female PanMPO to LC Push-Pull, 61cm breakout, Optimized IL - 11 meters | Panduit OM4 8-fiber round 4to1 conv harnes panmpo-lc pushpull 11m | OM4 8-Fiber Round 4 to 1 Conversion Harness, LSZH, Female PanMPO to LC Push-Pull, 61cm breakout, Optimized IL - 11 meters
PANFZ8RL7NQSVNM012 | OM4 8-Fiber Round 4 to 1 Conversion Harness, LSZH, Female PanMPO to LC Push-Pull, 61cm breakout, Optimized IL - 12 meters | Panduit OM4 8-fiber round 4to1 conv harnes panmpo-lc pushpull 12m | OM4 8-Fiber Round 4 to 1 Conversion Harness, LSZH, Female PanMPO to LC Push-Pull, 61cm breakout, Optimized IL - 12 meters
PANF9TYL8EXNSNM015 | OS2, 12 Fiber Trunk, LSZH, PanMPO Male to LC Cassette, Standard Polarity, Standard Insertion Loss - 15 meters | Panduit OS2 12-fiber trunck, panMPO-M to LC cass 15m | OS2, 12 Fiber Trunk, Low Smoke Zero Halogen, PanMPO Male to LC Cassette, Standard Polarity, Standard Insertion Loss - 15 meters
PANF9TYL8EXNSNM025 | OS2, 12 Fiber Trunk, LSZH, PanMPO Male to LC Cassette, Standard Polarity, Standard Insertion Loss - 25 meters | Panduit OS2 12-fiber trunck, panMPO-M to LC cass 25m | OS2, 12 Fiber Trunk, Low Smoke Zero Halogen, PanMPO Male to LC Cassette, Standard Polarity, Standard Insertion Loss - 25 meters
PANFZ8RL7NQSVNM015 | OM4 8-Fiber Round 4 to 1 Conversion Harness, LSZH, Female PanMPO to LC Push-Pull, 61cm breakout, Optimized IL - 15 meters | Panduit OM4 8-fiber round 4to1 conv harnes panmpo-lc pushpull 15m | OM4 8-Fiber Round 4 to 1 Conversion Harness, LSZH, Female PanMPO to LC Push-Pull, 61cm breakout, Optimized IL - 15 meters
PANFQ9N-12-10AS | 12-fiber, SFQ Cassette, OS1/OS2 9/125µm, standard loss, duplex LC to MTP; method A | Panduit Panduit 12-fiber sfq cass os1/os2 9/125 duplex lc-mtp meth A | 12-fiber, SFQ Cassette, OS1/OS2 9/125µm, standard loss, duplex LC to MTP; method A
PANFZ8RL7NQSVNM009 | OM4 8-Fiber Round 4 to 1 Conversion Harness, LSZH, Female PanMPO to LC Push-Pull, 61cm breakout, Optimized IL - 9 meters | Panduit OM4 8-fiber round 4to1 conv harnes panmpo-lc pushpull 9m | OM4 8-Fiber Round 4 to 1 Conversion Harness, LSZH, Female PanMPO to LC Push-Pull, 61cm breakout, Optimized IL - 9 meters
PANF9TRL7N7NANM015 | OS2 12F INTERCONN LSZH PANMPO F 15M | Panduit OS2 12F INTERCONN LSZH PANMPO F 15M | OS2 12F INTERCONN LSZH PANMPO F 15M
PANF9TRL7N7NANM025 | OS2 12F INTERCONN LSZH PANMPO F 25M | Panduit OS2 12F INTERCONN LSZH PANMPO F 25M | OS2 12F INTERCONN LSZH PANMPO F 25M
RITDEURPOS20 | Rittal deur 800x2200 130graden Pos20 offerte | Rittal | Rittal deur 800x2200 130graden Pos20 uit offerte 1200038677
ALT53000269 | Label 69x19mm rol a 400 stuks | Altec Printers Labels | Altec Label 69x19mm rol a 400 stuks
ALT91000117 | TTP343 cutter | Altec Printer | Altec TTP343 cutter (wordt op locatie geinstalleerd)
ALT91001302 | Altec lege kartonnen kern | Altec Printer | Altec lege kartonnen kern voor gebruikt inktfolie
RARPX3-1703-v2 | RPDU PX3-1703-V2 36xC13 excl.beugels | Raritan RPDU | RPDU PX3-1703-V2 36xC13 excl.beugels
NEDBMP61-QWERTY-EU | BMP61 printer | Nedelko Printers Labels | BMP61 printer compleet met koffer
NEDM61-R4310 | Lint | Nedelko Printers Labels | BMP61 Black ribbon Rol 22,8m x 50,80mm
MINDHO280307 | Scheidingspaneel 1000mm*46HE sendzimir | Minkels accessoires panelen | Scheidingspaneel 1000mm*46HE sendzimir minimale bestelhoeveelheid 25 stuks
CRNinstalconsultant | uurtarief Croonwolterendros consultant installatietechniek | Installatie consultant | uurtarief Croonwolterendros consultant installatietechniek
PANFS2ELQ1Q1NNM001 | OM4+ 2f l LC/ LC 1m | Panduit glasvezel patchkabel Multimode OM4+ | OM4+ 2f 1.6mm PC LSZH PushPull LC/PushPull LC Std Polarity Ult IL 1m
PANFS2ELQ1Q1NNM002 | OM4+ 2f l LC/ LC 2m | Panduit glasvezel patchkabel Multimode OM4+ | OM4+ 2f 1.6mm PC LSZH PushPull LC/PushPull LC Std Polarity Ult IL 2m
PANFS2ELQ1Q1NNM003 | OM4+ 2f l LC/ LC 3m | Panduit glasvezel patchkabel Multimode OM4+ | OM4+ 2f 1.6mm PC LSZH PushPull LC/PushPull LC Std Polarity Ult IL 3m
PANFS2ELQ1Q1NNM004 | OM4+ 2f l LC/ LC 4m | Panduit glasvezel patchkabel Multimode OM4+ | OM4+ 2f 1.6mm PC LSZH PushPull LC/PushPull LC Std Polarity Ult IL 4m
PANFS2ELQ1Q1NNM005 | OM4+ 2f l LC/ LC 5m | Panduit glasvezel patchkabel Multimode OM4+ | OM4+ 2f 1.6mm PC LSZH PushPull LC/PushPull LC Std Polarity Ult IL 5m
PANFS2ELQ1Q1NNM006 | OM4+ 2f l LC/ LC 6m | Panduit glasvezel patchkabel Multimode OM4+ | OM4+ 2f 1.6mm PC LSZH PushPull LC/PushPull LC Std Polarity Ult IL 6m
PANFS2ELQ1Q1NNM007 | OM4+ 2f l LC/ LC 7m | Panduit glasvezel patchkabel Multimode OM4+ | OM4+ 2f 1.6mm PC LSZH PushPull LC/PushPull LC Std Polarity Ult IL 7m
PANFS2ELQ1Q1NNM008 | OM4+ 2f l LC/ LC 8m | Panduit glasvezel patchkabel Multimode OM4+ | OM4+ 2f 1.6mm PC LSZH PushPull LC/PushPull LC Std Polarity Ult IL 8m
PANFS2ELQ1Q1NNM009 | OM4+ 2f l LC/ LC 9m | Panduit glasvezel patchkabel Multimode OM4+ | OM4+ 2f 1.6mm PC LSZH PushPull LC/PushPull LC Std Polarity Ult IL 9m
PANFS2ELQ1Q1NNM010 | OM4+ 2f l LC/ LC 10m | Panduit glasvezel patchkabel Multimode OM4+ | OM4+ 2f 1.6mm PC LSZH PushPull LC/PushPull LC Std Polarity Ult IL 10m
PANFS2ELQ1Q1NNM011 | OM4+ 2f l LC/ LC 11m | Panduit glasvezel patchkabel Multimode OM4+ | OM4+ 2f 1.6mm PC LSZH PushPull LC/PushPull LC Std Polarity Ult IL 11m
PANFS2ELQ1Q1NNM012 | OM4+ 2f l LC/ LC 12m | Panduit glasvezel patchkabel Multimode OM4+ | OM4+ 2f 1.6mm PC LSZH PushPull LC/PushPull LC Std Polarity Ult IL 12m
PANFS2ELQ1Q1NNM013 | OM4+ 2f l LC/ LC 13m | Panduit glasvezel patchkabel Multimode OM4+ | OM4+ 2f 1.6mm PC LSZH PushPull LC/PushPull LC Std Polarity Ult IL 13m
PANFS2ELQ1Q1NNM014 | OM4+ 2f l LC/ LC 14m | Panduit glasvezel patchkabel Multimode OM4+ | OM4+ 2f 1.6mm PC LSZH PushPull LC/PushPull LC Std Polarity Ult IL 14m
PANFS2ELQ1Q1NNM015 | OM4+ 2f l LC/ LC 15m | Panduit glasvezel patchkabel Multimode OM4+ | OM4+ 2f 1.6mm PC LSZH PushPull LC/PushPull LC Std Polarity Ult IL 15m
PANFS2ELQ1Q1NNM016 | OM4+ 2f l LC/ LC 16m | Panduit glasvezel patchkabel Multimode OM4+ | OM4+ 2f 1.6mm PC LSZH PushPull LC/PushPull LC Std Polarity Ult IL 16m
PANFS2ELQ1Q1NNM017 | OM4+ 2f l LC/ LC 17m | Panduit glasvezel patchkabel Multimode OM4+ | OM4+ 2f 1.6mm PC LSZH PushPull LC/PushPull LC Std Polarity Ult IL 17m
PANFS2ELQ1Q1NNM018 | OM4+ 2f l LC/ LC 18m | Panduit glasvezel patchkabel Multimode OM4+ | OM4+ 2f 1.6mm PC LSZH PushPull LC/PushPull LC Std Polarity Ult IL 18m
PANFS2ELQ1Q1NNM019 | OM4+ 2f l LC/ LC 19m | Panduit glasvezel patchkabel Multimode OM4+ | OM4+ 2f 1.6mm PC LSZH PushPull LC/PushPull LC Std Polarity Ult IL 19m
PANFS2ELQ1Q1NNM020 | OM4+ 2f l LC/ LC 20m | Panduit glasvezel patchkabel Multimode OM4+ | OM4+ 2f 1.6mm PC LSZH PushPull LC/PushPull LC Std Polarity Ult IL 20m
PANFSTRL7N7NKNM002 | OM4+ 12f interconnect PanMPO F 2m | Panduit glasvezel trunkkabel MultiMode PanMPO OM4+ | OM4+ 12f Interconnect LSZH PanMPO F/PanMPO F Type A Ult IL 2m
PANFSTRL7N7NKNM003 | OM4+ 12f interconnect PanMPO F 3m | Panduit glasvezel trunkkabel MultiMode PanMPO OM4+ | OM4+ 12f Interconnect LSZH PanMPO F/PanMPO F Type A Ult IL 3m
PANFSTRL7N7NKNM004 | OM4+ 12f interconnect PanMPO F 4m | Panduit glasvezel trunkkabel MultiMode PanMPO OM4+ | OM4+ 12f Interconnect LSZH PanMPO F/PanMPO F Type A Ult IL 4m
PANFSTRL7N7NKNM005 | OM4+ 12f interconnect PanMPO F 5m | Panduit glasvezel trunkkabel MultiMode PanMPO OM4+ | OM4+ 12f Interconnect LSZH PanMPO F/PanMPO F Type A Ult IL 5m
PANFSTRL7N7NKNM007 | OM4+ 12f interconnect PanMPO F 7m | Panduit glasvezel trunkkabel MultiMode PanMPO OM4+ | OM4+ 12f Interconnect LSZH PanMPO F/PanMPO F Type A Ult IL 7m
PANFSTRL7N7NKNM008 | OM4+ 12f interconnect PanMPO F 8m | Panduit glasvezel trunkkabel MultiMode PanMPO OM4+ | OM4+ 12f Interconnect LSZH PanMPO F/PanMPO F Type A Ult IL 8m
PANFSTRL7N7NKNM009 | OM4+ 12f interconnect PanMPO F 9m | Panduit glasvezel trunkkabel MultiMode PanMPO OM4+ | OM4+ 12f Interconnect LSZH PanMPO F/PanMPO F Type A Ult IL 9m
PANFSTRL7N7NKNM010 | OM4+ 12f interconnect PanMPO F 10m | Panduit glasvezel trunkkabel MultiMode PanMPO OM4+ | OM4+ 12f Interconnect LSZH PanMPO F/PanMPO F Type A Ult IL 10m
PANFSTRL7N7NKNM011 | OM4+ 12f interconnect PanMPO F 11m | Panduit glasvezel trunkkabel MultiMode PanMPO OM4+ | OM4+ 12f Interconnect LSZH PanMPO F/PanMPO F Type A Ult IL 11m
PANFSTRL7N7NKNM012 | OM4+ 12f interconnect PanMPO F 12m | Panduit glasvezel trunkkabel MultiMode PanMPO OM4+ | OM4+ 12f Interconnect LSZH PanMPO F/PanMPO F Type A Ult IL 12m
PANFSTRL7N7NKNM015 | OM4+ 12f interconnect PanMPO F 15m | Panduit glasvezel trunkkabel MultiMode PanMPO OM4+ | OM4+ 12f Interconnect LSZH PanMPO F/PanMPO F Type A Ult IL 15m
PANFSTRL7N7NKNM020 | OM4+ 12f interconnect PanMPO F 20m | Panduit glasvezel trunkkabel MultiMode PanMPO OM4+ | OM4+ 12f Interconnect LSZH PanMPO F/PanMPO F Type A Ult IL 20m
PANFSTRL7N7NKNM025 | OM4+ 12f interconnect PanMPO F 25m | Panduit glasvezel trunkkabel MultiMode PanMPO OM4+ | OM4+ 12f Interconnect LSZH PanMPO F/PanMPO F Type A Ult IL 25m
PANFSTRL7N7NKNM030 | OM4+ 12f interconnect PanMPO F 30m | Panduit glasvezel trunkkabel MultiMode PanMPO OM4+ | OM4+ 12f Interconnect LSZH PanMPO F/PanMPO F Type A Ult IL 30m
PANFSTRL7N7NKNM035 | OM4+ 12f interconnect PanMPO F 35m | Panduit glasvezel trunkkabel MultiMode PanMPO OM4+ | OM4+ 12f Interconnect LSZH PanMPO F/PanMPO F Type A Ult IL 35m
PANFSTRL7N7NKNM055 | OM4+ 12f interconnect PanMPO F 55m | Panduit glasvezel trunkkabel MultiMode PanMPO OM4+ | OM4+ 12f Interconnect LSZH PanMPO F/PanMPO F Type A Ult IL 55m
PANFYSTL77K005M065 | OM4+ 12f indoor small PanMPO F65m | Panduit glasvezel trunkkabel MultiMode PanMPO OM4+ | OM4+ 12-Fiber, Indoor Small Diameter Trunk, LSZH, PanMPO Female with 1 m breakout to PanMPO Female with 1 m breakout, Polarity A, Ultra Low IL, Pulling Eye End A, 65 M
PANFYSTL77K005M070 | OM4+ 12f indoor small PanMPO F70m | Panduit glasvezel trunkkabel MultiMode PanMPO OM4+ | OM4+ 12-Fiber, Indoor Small Diameter Trunk, LSZH, PanMPO Female with 1 m breakout to PanMPO Female with 1 m breakout, Polarity A, Ultra Low IL, Pulling Eye End A, 70 M
PANFYSTL77K005M075 | OM4+ 12f indoor small PanMPO F75m | Panduit glasvezel trunkkabel MultiMode PanMPO OM4+ | OM4+ 12-Fiber, Indoor Small Diameter Trunk, LSZH, PanMPO Female with 1 m breakout to PanMPO Female with 1 m breakout, Polarity A, Ultra Low IL, Pulling Eye End A, 75 M
PANFYSTL77K005M080 | OM4+ 12f indoor small PanMPO F80m | Panduit glasvezel trunkkabel MultiMode PanMPO OM4+ | OM4+ 12-Fiber, Indoor Small Diameter Trunk, LSZH, PanMPO Female with 1 m breakout to PanMPO Female with 1 m breakout, Polarity A, Ultra Low IL, Pulling Eye End A, 80 M
PANFYSTL77K005M085 | OM4+ 12f indoor small PanMPO F85m | Panduit glasvezel trunkkabel MultiMode PanMPO OM4+ | OM4+ 12-Fiber, Indoor Small Diameter Trunk, LSZH, PanMPO Female with 1 m breakout to PanMPO Female with 1 m breakout, Polarity A, Ultra Low IL, Pulling Eye End A, 85 M
PANFYSTL77K005M090 | OM4+ 12f indoor small PanMPO F90m | Panduit glasvezel trunkkabel MultiMode PanMPO OM4+ | OM4+ 12-Fiber, Indoor Small Diameter Trunk, LSZH, PanMPO Female with 1 m breakout to PanMPO Female with 1 m breakout, Polarity A, Ultra Low IL, Pulling Eye End A, 90 M
PANFYSTL77K005M095 | OM4+ 12f indoor small PanMPO F95m | Panduit glasvezel trunkkabel MultiMode PanMPO OM4+ | OM4+ 12-Fiber, Indoor Small Diameter Trunk, LSZH, PanMPO Female with 1 m breakout to PanMPO Female with 1 m breakout, Polarity A, Ultra Low IL, Pulling Eye End A, 95 M
PANFYSTL77K005M100 | OM4+ 12f indoor small PanMPO F100m | Panduit glasvezel trunkkabel MultiMode PanMPO OM4+ | OM4+ 12-Fiber, Indoor Small Diameter Trunk, LSZH, PanMPO Female with 1 m breakout to PanMPO Female with 1 m breakout, Polarity A, Ultra Low IL, Pulling Eye End A, 100 M
PANFYSTL77K005M105 | OM4+ 12f indoor small PanMPO F105m | Panduit glasvezel trunkkabel MultiMode PanMPO OM4+ | OM4+ 12-Fiber, Indoor Small Diameter Trunk, LSZH, PanMPO Female with 1 m breakout to PanMPO Female with 1 m breakout, Polarity A, Ultra Low IL, Pulling Eye End A, 105 M
PANFYSTL77K005M110 | OM4+ 12f indoor small PanMPO F110m | Panduit glasvezel trunkkabel MultiMode PanMPO OM4+ | OM4+ 12-Fiber, Indoor Small Diameter Trunk, LSZH, PanMPO Female with 1 m breakout to PanMPO Female with 1 m breakout, Polarity A, Ultra Low IL, Pulling Eye End A, 110 M
PANFYSTL77K005M115 | OM4+ 12f indoor small PanMPO F115m | Panduit glasvezel trunkkabel MultiMode PanMPO OM4+ | OM4+ 12-Fiber, Indoor Small Diameter Trunk, LSZH, PanMPO Female with 1 m breakout to PanMPO Female with 1 m breakout, Polarity A, Ultra Low IL, Pulling Eye End A, 115 M
PANFYSTL77K005M120 | OM4+ 12f indoor small PanMPO F120m | Panduit glasvezel trunkkabel MultiMode PanMPO OM4+ | OM4+ 12-Fiber, Indoor Small Diameter Trunk, LSZH, PanMPO Female with 1 m breakout to PanMPO Female with 1 m breakout, Polarity A, Ultra Low IL, Pulling Eye End A, 120 M
PANFYSTL77K005M125 | OM4+ 12f indoor small PanMPO F125m | Panduit glasvezel trunkkabel MultiMode PanMPO OM4+ | OM4+ 12-Fiber, Indoor Small Diameter Trunk, LSZH, PanMPO Female with 1 m breakout to PanMPO Female with 1 m breakout, Polarity A, Ultra Low IL, Pulling Eye End A, 125 M
PANFYSTL77K005M130 | OM4+ 12f indoor small PanMPO F130m | Panduit glasvezel trunkkabel MultiMode PanMPO OM4+ | OM4+ 12-Fiber, Indoor Small Diameter Trunk, LSZH, PanMPO Female with 1 m breakout to PanMPO Female with 1 m breakout, Polarity A, Ultra Low IL, Pulling Eye End A, 130 M
PANFYSTL77K005M135 | OM4+ 12f indoor small PanMPO F135m | Panduit glasvezel trunkkabel MultiMode PanMPO OM4+ | OM4+ 12-Fiber, Indoor Small Diameter Trunk, LSZH, PanMPO Female with 1 m breakout to PanMPO Female with 1 m breakout, Polarity A, Ultra Low IL, Pulling Eye End A, 135 M
PANFYSTL77K005M140 | OM4+ 12f indoor small PanMPO F140m | Panduit glasvezel trunkkabel MultiMode PanMPO OM4+ | OM4+ 12-Fiber, Indoor Small Diameter Trunk, LSZH, PanMPO Female with 1 m breakout to PanMPO Female with 1 m breakout, Polarity A, Ultra Low IL, Pulling Eye End A, 140 M
PANFYSTL77K005M145 | OM4+ 12f indoor small PanMPO F145m | Panduit glasvezel trunkkabel MultiMode PanMPO OM4+ | OM4+ 12-Fiber, Indoor Small Diameter Trunk, LSZH, PanMPO Female with 1 m breakout to PanMPO Female with 1 m breakout, Polarity A, Ultra Low IL, Pulling Eye End A, 145 M
PANFYSTL77K005M150 | OM4+ 12f indoor small PanMPO F150m | Panduit glasvezel trunkkabel MultiMode PanMPO OM4+ | OM4+ 12-Fiber, Indoor Small Diameter Trunk, LSZH, PanMPO Female with 1 m breakout to PanMPO Female with 1 m breakout, Polarity A, Ultra Low IL, Pulling Eye End A, 150 M
PANFTSWB77K005M010 | OM4+ 48fPanMPO F 10m | Panduit glasvezel Trunkkabel Mutimode 48-fiber OM4+ | OM4+ 48-Fiber, Indoor Trunk, EuroClassB2ca, PanMPO Female with 1 m breakout to PanMPO Female with 1 m breakout, Polarity A, Ultra Low IL, Pulling Eye End A, 10 M
PANFTSWB77K005M015 | OM4+ 48fPanMPO F 15m | Panduit glasvezel Trunkkabel Mutimode 48-fiber OM4+ | OM4+ 48-Fiber, Indoor Trunk, EuroClassB2ca, PanMPO Female with 1 m breakout to PanMPO Female with 1 m breakout, Polarity A, Ultra Low IL, Pulling Eye End A, 15 M
PANFTSWB77K005M020 | OM4+ 48fPanMPO F 20m | Panduit glasvezel Trunkkabel Mutimode 48-fiber OM4+ | OM4+ 48-Fiber, Indoor Trunk, EuroClassB2ca, PanMPO Female with 1 m breakout to PanMPO Female with 1 m breakout, Polarity A, Ultra Low IL, Pulling Eye End A, 20 M
PANFTSWB77K005M025 | OM4+ 48fPanMPO F 25m | Panduit glasvezel Trunkkabel Mutimode 48-fiber OM4+ | OM4+ 48-Fiber, Indoor Trunk, EuroClassB2ca, PanMPO Female with 1 m breakout to PanMPO Female with 1 m breakout, Polarity A, Ultra Low IL, Pulling Eye End A, 25 M
PANFTSWB77K005M030 | OM4+ 48fPanMPO F 30m | Panduit glasvezel Trunkkabel Mutimode 48-fiber OM4+ | OM4+ 48-Fiber, Indoor Trunk, EuroClassB2ca, PanMPO Female with 1 m breakout to PanMPO Female with 1 m breakout, Polarity A, Ultra Low IL, Pulling Eye End A, 30 M
PANFTSWB77K005M035 | OM4+ 48fPanMPO F 35m | Panduit glasvezel Trunkkabel Mutimode 48-fiber OM4+ | OM4+ 48-Fiber, Indoor Trunk, EuroClassB2ca, PanMPO Female with 1 m breakout to PanMPO Female with 1 m breakout, Polarity A, Ultra Low IL, Pulling Eye End A, 35 M
PANFTSWB77K005M040 | OM4+ 48fPanMPO F 40m | Panduit glasvezel Trunkkabel Mutimode 48-fiber OM4+ | OM4+ 48-Fiber, Indoor Trunk, EuroClassB2ca, PanMPO Female with 1 m breakout to PanMPO Female with 1 m breakout, Polarity A, Ultra Low IL, Pulling Eye End A, 40 M
PANFTSWB77K005M045 | OM4+ 48fPanMPO F 45m | Panduit glasvezel Trunkkabel Mutimode 48-fiber OM4+ | OM4+ 48-Fiber, Indoor Trunk, EuroClassB2ca, PanMPO Female with 1 m breakout to PanMPO Female with 1 m breakout, Polarity A, Ultra Low IL, Pulling Eye End A, 45 M
PANFTSWB77K005M050 | OM4+ 48fPanMPO F 50m | Panduit glasvezel Trunkkabel Mutimode 48-fiber OM4+ | OM4+ 48-Fiber, Indoor Trunk, EuroClassB2ca, PanMPO Female with 1 m breakout to PanMPO Female with 1 m breakout, Polarity A, Ultra Low IL, Pulling Eye End A, 50 M
PANFTSWB77K005M055 | OM4+ 48fPanMPO F 55m | Panduit glasvezel Trunkkabel Mutimode 48-fiber OM4+ | OM4+ 48-Fiber, Indoor Trunk, EuroClassB2ca, PanMPO Female with 1 m breakout to PanMPO Female with 1 m breakout, Polarity A, Ultra Low IL, Pulling Eye End A, 55 M
PANFTSWB77K005M060 | OM4+ 48fPanMPO F 60m | Panduit glasvezel Trunkkabel Mutimode 48-fiber OM4+ | OM4+ 48-Fiber, Indoor Trunk, EuroClassB2ca, PanMPO Female with 1 m breakout to PanMPO Female with 1 m breakout, Polarity A, Ultra Low IL, Pulling Eye End A, 60 M
PANFTSWB77K005M065 | OM4+ 48fPanMPO F 65m | Panduit glasvezel Trunkkabel Mutimode 48-fiber OM4+ | OM4+ 48-Fiber, Indoor Trunk, EuroClassB2ca, PanMPO Female with 1 m breakout to PanMPO Female with 1 m breakout, Polarity A, Ultra Low IL, Pulling Eye End A, 65 M
PANFTSWB77K005M070 | OM4+ 48fPanMPO F 70m | Panduit glasvezel Trunkkabel Mutimode 48-fiber OM4+ | OM4+ 48-Fiber, Indoor Trunk, EuroClassB2ca, PanMPO Female with 1 m breakout to PanMPO Female with 1 m breakout, Polarity A, Ultra Low IL, Pulling Eye End A, 70 M
PANFTSWB77K005M075 | OM4+ 48fPanMPO F 75m | Panduit glasvezel Trunkkabel Mutimode 48-fiber OM4+ | OM4+ 48-Fiber, Indoor Trunk, EuroClassB2ca, PanMPO Female with 1 m breakout to PanMPO Female with 1 m breakout, Polarity A, Ultra Low IL, Pulling Eye End A, 75 M
PANFTSWB77K005M080 | OM4+ 48fPanMPO F 80m | Panduit glasvezel Trunkkabel Mutimode 48-fiber OM4+ | OM4+ 48-Fiber, Indoor Trunk, EuroClassB2ca, PanMPO Female with 1 m breakout to PanMPO Female with 1 m breakout, Polarity A, Ultra Low IL, Pulling Eye End A, 80 M
PANFTSWB77K005M085 | OM4+ 48fPanMPO F 85m | Panduit glasvezel Trunkkabel Mutimode 48-fiber OM4+ | OM4+ 48-Fiber, Indoor Trunk, EuroClassB2ca, PanMPO Female with 1 m breakout to PanMPO Female with 1 m breakout, Polarity A, Ultra Low IL, Pulling Eye End A, 85 M
PANFTSWB77K005M090 | OM4+ 48fPanMPO F 90m | Panduit glasvezel Trunkkabel Mutimode 48-fiber OM4+ | OM4+ 48-Fiber, Indoor Trunk, EuroClassB2ca, PanMPO Female with 1 m breakout to PanMPO Female with 1 m breakout, Polarity A, Ultra Low IL, Pulling Eye End A, 90 M
PANFTSWB77K005M095 | OM4+ 48fPanMPO F 95m | Panduit glasvezel Trunkkabel Mutimode 48-fiber OM4+ | OM4+ 48-Fiber, Indoor Trunk, EuroClassB2ca, PanMPO Female with 1 m breakout to PanMPO Female with 1 m breakout, Polarity A, Ultra Low IL, Pulling Eye End A, 95M
PANFTSWB77K005M100 | OM4+ 48fPanMPO F 100m | Panduit glasvezel Trunkkabel Mutimode 48-fiber OM4+ | OM4+ 48-Fiber, Indoor Trunk, EuroClassB2ca, PanMPO Female with 1 m breakout to PanMPO Female with 1 m breakout, Polarity A, Ultra Low IL, Pulling Eye End A, 100 M
PANFTSWB77K005M105 | OM4+ 48fPanMPO F 105m | Panduit glasvezel Trunkkabel Mutimode 48-fiber OM4+ | OM4+ 48-Fiber, Indoor Trunk, EuroClassB2ca, PanMPO Female with 1 m breakout to PanMPO Female with 1 m breakout, Polarity A, Ultra Low IL, Pulling Eye End A, 105 M
PANFTSWB77K005M110 | OM4+ 48fPanMPO F 110m | Panduit glasvezel Trunkkabel Mutimode 48-fiber OM4+ | OM4+ 48-Fiber, Indoor Trunk, EuroClassB2ca, PanMPO Female with 1 m breakout to PanMPO Female with 1 m breakout, Polarity A, Ultra Low IL, Pulling Eye End A, 110 M
PANFTSWB77K005M115 | OM4+ 48fPanMPO F 115m | Panduit glasvezel Trunkkabel Mutimode 48-fiber OM4+ | OM4+ 48-Fiber, Indoor Trunk, EuroClassB2ca, PanMPO Female with 1 m breakout to PanMPO Female with 1 m breakout, Polarity A, Ultra Low IL, Pulling Eye End A, 115 M
PANFTSWB77K005M120 | OM4+ 48fPanMPO F 120m | Panduit glasvezel Trunkkabel Mutimode 48-fiber OM4+ | OM4+ 48-Fiber, Indoor Trunk, EuroClassB2ca, PanMPO Female with 1 m breakout to PanMPO Female with 1 m breakout, Polarity A, Ultra Low IL, Pulling Eye End A, 120 M
PANFTSWB77K005M125 | OM4+ 48fPanMPO F 125m | Panduit glasvezel Trunkkabel Mutimode 48-fiber OM4+ | OM4+ 48-Fiber, Indoor Trunk, EuroClassB2ca, PanMPO Female with 1 m breakout to PanMPO Female with 1 m breakout, Polarity A, Ultra Low IL, Pulling Eye End A, 125 M
PANFTSWB77K005M130 | OM4+ 48fPanMPO F 130m | Panduit glasvezel Trunkkabel Mutimode 48-fiber OM4+ | OM4+ 48-Fiber, Indoor Trunk, EuroClassB2ca, PanMPO Female with 1 m breakout to PanMPO Female with 1 m breakout, Polarity A, Ultra Low IL, Pulling Eye End A, 130 M
PANFTSWB77K005M135 | OM4+ 48fPanMPO F 135m | Panduit glasvezel Trunkkabel Mutimode 48-fiber OM4+ | OM4+ 48-Fiber, Indoor Trunk, EuroClassB2ca, PanMPO Female with 1 m breakout to PanMPO Female with 1 m breakout, Polarity A, Ultra Low IL, Pulling Eye End A, 135 M
PANFTSWB77K005M140 | OM4+ 48fPanMPO F 140m | Panduit glasvezel Trunkkabel Mutimode 48-fiber OM4+ | OM4+ 48-Fiber, Indoor Trunk, EuroClassB2ca, PanMPO Female with 1 m breakout to PanMPO Female with 1 m breakout, Polarity A, Ultra Low IL, Pulling Eye End A, 140 M
PANFTSWB77K005M145 | OM4+ 48fPanMPO F 145m | Panduit glasvezel Trunkkabel Mutimode 48-fiber OM4+ | OM4+ 48-Fiber, Indoor Trunk, EuroClassB2ca, PanMPO Female with 1 m breakout to PanMPO Female with 1 m breakout, Polarity A, Ultra Low IL, Pulling Eye End A, 145 M
PANFTSWB77K005M150 | OM4+ 48fPanMPO F 150m | Panduit glasvezel Trunkkabel Mutimode 48-fiber OM4+ | OM4+ 48-Fiber, Indoor Trunk, EuroClassB2ca, PanMPO Female with 1 m breakout to PanMPO Female with 1 m breakout, Polarity A, Ultra Low IL, Pulling Eye End A, 150 M
PANFSTYL7EXNNNM004 | OM4+ 12 F PANMPO LC Cass 4m | Panduit glasvezel PanMPO LC cassMultimode OM4+ | OM4+ 12 Fiber Indoor LSZH PANMPO to LC Cassette Optimized - 4 Meter
PANFSTYL7EXNNNM005 | OM4+ 12 F PANMPO LC Cass 5m | Panduit glasvezel PanMPO LC cassMultimode OM4+ | OM4+ 12 Fiber Indoor LSZH PANMPO to LC Cassette Optimized - 5 Meter
PANFSTYL7EXNNNM006 | OM4+ 12 F PANMPO LC Cass 6m | Panduit glasvezel PanMPO LC cassMultimode OM4+ | OM4+ 12 Fiber Indoor LSZH PANMPO to LC Cassette Optimized 6 Meter
PANFSTYL7EXNNNM007 | OM4+ 12 F PANMPO LC Cass 7m | Panduit glasvezel PanMPO LC cassMultimode OM4+ | OM4+ 12 Fiber Indoor LSZH PANMPO to LC Cassette Optimized 7 Meter
PANFSTYL7EXNNNM008 | OM4+ 12 F PANMPO LC Cass 8m | Panduit glasvezel PanMPO LC cassMultimode OM4+ | OM4+ 12 Fiber Indoor LSZH PANMPO to LC Cassette Optimized 8 Meter
PANFSTYL7EXNNNM009 | OM4+ 12 F PANMPO LC Cass 9m | Panduit glasvezel PanMPO LC cassMultimode OM4+ | OM4+ 12 Fiber Indoor LSZH PANMPO to LC Cassette Optimized 9 Meter
PANFSTYL7EXNNNM010 | OM4+ 12 F PANMPO LC Cass 10m | Panduit glasvezel PanMPO LC cassMultimode OM4+ | OM4+ 12 Fiber Indoor LSZH PANMPO to LC Cassette Optimized 10 Meter
PANFSTYL7EXNNNM011 | OM4+ 12 F PANMPO LC Cass 11m | Panduit glasvezel PanMPO LC cassMultimode OM4+ | OM4+ 12 Fiber Indoor LSZH PANMPO to LC Cassette Optimized 11 Meter
PANFSTYL7EXNNNM012 | OM4+ 12 F PANMPO LC Cass 12m | Panduit glasvezel PanMPO LC cassMultimode OM4+ | OM4+ 12 Fiber Indoor LSZH PANMPO to LC Cassette Optimized 12 Meter
PANFSTYL7EXNNNM013 | OM4+ 12 F PANMPO LC Cass 13m | Panduit glasvezel PanMPO LC cassMultimode OM4+ | OM4+ 12 Fiber Indoor LSZH PANMPO to LC Cassette Optimized 13 Meter
PANFSTYL7EXNNNM014 | OM4+ 12 F PANMPO LC Cass 14m | Panduit glasvezel PanMPO LC cassMultimode OM4+ | OM4+ 12 Fiber Indoor LSZH PANMPO to LC Cassette Optimized 14 Meter
PANFSTYL7EXNNNM015 | OM4+ 12 F PANMPO LC Cass 15m | Panduit glasvezel PanMPO LC cassMultimode OM4+ | OM4+ 12 Fiber Indoor LSZH PANMPO to LC Cassette Optimized 15 Meter
PANFSTRL7N7NKNM006 | OM4+ 12f interconnect PanMPO F 6m | Panduit glasvezel trunkkabel MultiMode PanMPO OM4+ | OM4+ 12f Interconnect LSZH PanMPO F/PanMPO F Type A Ult IL 6m
PANFSTRL7N7NKNM013 | OM4+ 12f interconnect PanMPO F 13m | Panduit glasvezel trunkkabel MultiMode PanMPO OM4+ | OM4+ 12f Interconnect LSZH PanMPO F/PanMPO F Type A Ult IL 13m
PANFSTRL7N7NKNM014 | OM4+ 12f interconnect PanMPO F 14m | Panduit glasvezel trunkkabel MultiMode PanMPO OM4+ | OM4+ 12f Interconnect LSZH PanMPO F/PanMPO F Type A Ult IL 14m
PANFSTRL7N7NKNM016 | OM4+ 12f interconnect PanMPO F 16m | Panduit glasvezel trunkkabel MultiMode PanMPO OM4+ | OM4+ 12f Interconnect LSZH PanMPO F/PanMPO F Type A Ult IL 16m
PANFSTRL7N7NKNM017 | OM4+ 12f interconnect PanMPO F 17m | Panduit glasvezel trunkkabel MultiMode PanMPO OM4+ | OM4+ 12f Interconnect LSZH PanMPO F/PanMPO F Type A Ult IL 17m
PANFSTRL7N7NKNM018 | OM4+ 12f interconnect PanMPO F 18m | Panduit glasvezel trunkkabel MultiMode PanMPO OM4+ | OM4+ 12f Interconnect LSZH PanMPO F/PanMPO F Type A Ult IL 18m
PANFSTRL7N7NKNM019 | OM4+ 12f interconnect PanMPO F 19m | Panduit glasvezel trunkkabel MultiMode PanMPO OM4+ | OM4+ 12f Interconnect LSZH PanMPO F/PanMPO F Type A Ult IL 19m
PANFSTRL7N7NKNM040 | OM4+ 12f interconnect PanMPO F 40m | Panduit glasvezel trunkkabel MultiMode PanMPO OM4+ | OM4+ 12f Interconnect LSZH PanMPO F/PanMPO F Type A Ult IL 40m
PANFSTRL7N7NKNM045 | OM4+ 12f interconnect PanMPO F 45m | Panduit glasvezel trunkkabel MultiMode PanMPO OM4+ | OM4+ 12f Interconnect LSZH PanMPO F/PanMPO F Type A Ult IL 45m
PANFSTRL7N7NKNM050 | OM4+ 12f interconnect PanMPO F 50m | Panduit glasvezel trunkkabel MultiMode PanMPO OM4+ | OM4+ 12f Interconnect LSZH PanMPO F/PanMPO F Type A Ult IL 50m
PANFSTRL7N7NKNM060 | OM4+ 12f interconnect PanMPO F 60m | Panduit glasvezel trunkkabel MultiMode PanMPO OM4+ | OM4+ 12f Interconnect LSZH PanMPO F/PanMPO F Type A Ult IL 60m
PANFSTYL7EXNNNM016 | OM4+ 12 F PANMPO LC Cass 16m | Panduit glasvezel PanMPO LC cassMultimode OM4+ | OM4+ 12 Fiber Indoor LSZH PANMPO to LC Cassette Optimized 16 Meter
PANFSTYL7EXNNNM017 | OM4+ 12 F PANMPO LC Cass 17m | Panduit glasvezel PanMPO LC cassMultimode OM4+ | OM4+ 12 Fiber Indoor LSZH PANMPO to LC Cassette Optimized 17 Meter
PANFSTYL7EXNNNM018 | OM4+ 12 F PANMPO LC Cass 18m | Panduit glasvezel PanMPO LC cassMultimode OM4+ | OM4+ 12 Fiber Indoor LSZH PANMPO to LC Cassette Optimized 18 Meter
PANFSTYL7EXNNNM019 | OM4+ 12 F PANMPO LC Cass 19m | Panduit glasvezel PanMPO LC cassMultimode OM4+ | OM4+ 12 Fiber Indoor LSZH PANMPO to LC Cassette Optimized 19 Meter
PANFSTYL7EXNNNM020 | OM4+ 12 F PANMPO LC Cass 20m | Panduit glasvezel PanMPO LC cassMultimode OM4+ | OM4+ 12 Fiber Indoor LSZH PANMPO to LC Cassette Optimized 20 Meter
PANFHCSA-12-10AS | OM4+ HD Flex Cas MPO to 6 duplex LC | HD Flex OM4+ | OM4+ HD Flex Cassette; 1 MPO to 6 duplex LC; Sig Core Fiber and Ultra Low Loss; Method A Polarity
PANFC2SA-24-10-AS | OM4+ 24-fiber LC duplex cass | Panduit cassette OM4+ | OM4+ Sig Core, 24-fiber, ultra low loss LC duplex adapter cassette, Standard Method A
PANFQSA-12-10AS | OM4+ 12-fiber QN SFQ Cassette LC to MTP | Panduit cassette OM4+ | OM4+ 12-fiber QN SFQ Cassette, ultra low loss; duplex LC to MTP; Method A
PANWG12BL10 | Wyr-Grid Pathway, 12" W x 10' L | Panduit Wyrgrid | Wyr-Grid Pathway, 12" W x 10`L, Black Powder Coated 10 lengte a 3 meter
PANFS8RL7NQSUNM002 | OM4+ Hydra kabel LC Cisco 2m | Panduit PANmpo LC (Cisco use) hydra kabel OM4+ | OM4+ Hydra kabels 1 side PANmpo and other side 4 LC pairs (Cisco Use) 2 meter
PANFS8RL7NQSUNM003 | OM4+ Hydra kabel LC Cisco 3m | Panduit PANmpo LC (Cisco use) hydra kabel OM4+ | OM4+ Hydra kabels 1 side PANmpo and other side 4 LC pairs (Cisco Use) 3 meter
PANFS8RL7NQSUNM004 | OM4+ Hydra kabel LC Cisco 4m | Panduit PANmpo LC (Cisco use) hydra kabel OM4+ | OM4+ Hydra kabels 1 side PANmpo and other side 4 LC pairs (Cisco Use) 4 meter
PANFS8RL7NQSUNM005 | OM4+ Hydra kabel LC Cisco 5m | Panduit PANmpo LC (Cisco use) hydra kabel OM4+ | OM4+ Hydra kabels 1 side PANmpo and other side 4 LC pairs (Cisco Use) 5 meter
PANFS8RL7NQSUNM006 | OM4+ Hydra kabel LC Cisco 6m | Panduit PANmpo LC (Cisco use) hydra kabel OM4+ | OM4+ Hydra kabels 1 side PANmpo and other side 4 LC pairs (Cisco Use) 6meter
PANFS8RL7NQSUNM007 | OM4+ Hydra kabel LC Cisco 7m | Panduit PANmpo LC (Cisco use) hydra kabel OM4+ | OM4+ Hydra kabels 1 side PANmpo and other side 4 LC pairs (Cisco Use) 7 meter
PANFS8RL7NQSUNM008 | OM4+ Hydra kabel LC Cisco 8m | Panduit PANmpo LC (Cisco use) hydra kabel OM4+ | OM4+ Hydra kabels 1 side PANmpo and other side 4 LC pairs (Cisco Use) 8 meter
PANFS8RL7NQSUNM009 | OM4+ Hydra kabel LC Cisco 9m | Panduit PANmpo LC (Cisco use) hydra kabel OM4+ | OM4+ Hydra kabels 1 side PANmpo and other side 4 LC pairs (Cisco Use) 9 meter
PANFS8RL7NQSUNM010 | OM4+ Hydra kabel LC Cisco 10m | Panduit PANmpo LC (Cisco use) hydra kabel OM4+ | OM4+ Hydra kabels 1 side PANmpo and other side 4 LC pairs (Cisco Use) 10 meter
PANFS8RL7NQSUNM011 | OM4+ Hydra kabel LC Cisco 11m | Panduit PANmpo LC (Cisco use) hydra kabel OM4+ | OM4+ Hydra kabels 1 side PANmpo and other side 4 LC pairs (Cisco Use) 11 meter
PANFS8RL7NQSUNM012 | OM4+ Hydra kabel LC Cisco 12m | Panduit PANmpo LC (Cisco use) hydra kabel OM4+ | OM4+ Hydra kabels 1 side PANmpo and other side 4 LC pairs (Cisco Use) 12 meter
PANFS8RL7NQSUNM013 | OM4+ Hydra kabel LC Cisco 13m | Panduit PANmpo LC (Cisco use) hydra kabel OM4+ | OM4+ Hydra kabels 1 side PANmpo and other side 4 LC pairs (Cisco Use) 13 meter
PANFS8RL7NQSUNM014 | OM4+ Hydra kabel LC Cisco 14m | Panduit PANmpo LC (Cisco use) hydra kabel OM4+ | OM4+ Hydra kabels 1 side PANmpo and other side 4 LC pairs (Cisco Use) 14 meter
PANFS8RL7NQSUNM015 | OM4+ Hydra kabel LC Cisco 15m | Panduit PANmpo LC (Cisco use) hydra kabel OM4+ | OM4+ Hydra kabels 1 side PANmpo and other side 4 LC pairs (Cisco Use) 15 meter
PANFS8RL7NQSUNM016 | OM4+ Hydra kabel LC Cisco 16m | Panduit PANmpo LC (Cisco use) hydra kabel OM4+ | OM4+ Hydra kabels 1 side PANmpo and other side 4 LC pairs (Cisco Use) 16 meter
PANFS8RL7NQSUNM017 | OM4+ Hydra kabel LC Cisco 17m | Panduit PANmpo LC (Cisco use) hydra kabel OM4+ | OM4+ Hydra kabels 1 side PANmpo and other side 4 LC pairs (Cisco Use) 17 meter
PANFS8RL7NQSUNM018 | OM4+ Hydra kabel LC Cisco 18m | Panduit PANmpo LC (Cisco use) hydra kabel OM4+ | OM4+ Hydra kabels 1 side PANmpo and other side 4 LC pairs (Cisco Use) 18 meter
PANFS8RL7NQSUNM019 | OM4+ Hydra kabel LC Cisco 19m | Panduit PANmpo LC (Cisco use) hydra kabel OM4+ | OM4+ Hydra kabels 1 side PANmpo and other side 4 LC pairs (Cisco Use) 19 meter
PANFS8RL7NQSUNM020 | OM4+ Hydra kabel LC Cisco 20m | Panduit PANmpo LC (Cisco use) hydra kabel OM4+ | OM4+ Hydra kabels 1 side PANmpo and other side 4 LC pairs (Cisco Use) 20 meter
PANFSTRL7NQSNNM002 | OM4+ Hydra kabel 6LCduplex 2m | Panduit PANmpo LC hydra kabel OM4+ | OM4+ Hydra kabels 1 side PANmpo and other side 6 LC pairs 2 meter
PANFSTRL7NQSNNM003 | OM4+ Hydra kabel 6LCduplex 3m | Panduit PANmpo LC hydra kabel OM4+ | OM4+ Hydra kabels 1 side PANmpo and other side 6 LC pairs 3 meter
PANFSTRL7NQSNNM004 | OM4+ Hydra kabel 6LCduplex 4m | Panduit PANmpo LC hydra kabel OM4+ | OM4+ Hydra kabels 1 side PANmpo and other side 6 LC pairs 4 meter
PANFSTRL7NQSNNM005 | OM4+ Hydra kabel 6LCduplex 5m | Panduit PANmpo LC hydra kabel OM4+ | OM4+ Hydra kabels 1 side PANmpo and other side 6 LC pairs 5 meter
PANFSTRL7NQSNNM006 | OM4+ Hydra kabel 6LCduplex 6m | Panduit PANmpo LC hydra kabel OM4+ | OM4+ Hydra kabels 1 side PANmpo and other side 6 LC pairs 6 meter
PANFSTRL7NQSNNM007 | OM4+ Hydra kabel 6LCduplex 7m | Panduit PANmpo LC hydra kabel OM4+ | OM4+ Hydra kabels 1 side PANmpo and other side 6 LC pairs 7 meter
PANFSTRL7NQSNNM008 | OM4+ Hydra kabel 6LCduplex 8m | Panduit PANmpo LC hydra kabel OM4+ | OM4+ Hydra kabels 1 side PANmpo and other side 6 LC pairs 8 meter
PANFSTRL7NQSNNM009 | OM4+ Hydra kabel 6LCduplex 9m | Panduit PANmpo LC hydra kabel OM4+ | OM4+ Hydra kabels 1 side PANmpo and other side 6 LC pairs 9 meter
PANFSTRL7NQSNNM010 | OM4+ Hydra kabel 6LCduplex 10m | Panduit PANmpo LC hydra kabel OM4+ | OM4+ Hydra kabels 1 side PANmpo and other side 6 LC pairs 10 meter
PANFSTRL7NQSNNM011 | OM4+ Hydra kabel 6LCduplex 11m | Panduit PANmpo LC hydra kabel OM4+ | OM4+ Hydra kabels 1 side PANmpo and other side 6 LC pairs 11 meter
PANFSTRL7NQSNNM012 | OM4+ Hydra kabel 6LCduplex 12m | Panduit PANmpo LC hydra kabel OM4+ | OM4+ Hydra kabels 1 side PANmpo and other side 6 LC pairs 12 meter
PANFSTRL7NQSNNM013 | OM4+ Hydra kabel 6LCduplex 13m | Panduit PANmpo LC hydra kabel OM4+ | OM4+ Hydra kabels 1 side PANmpo and other side 6 LC pairs 13 meter
PANFSTRL7NQSNNM014 | OM4+ Hydra kabel 6LCduplex 14m | Panduit PANmpo LC hydra kabel OM4+ | OM4+ Hydra kabels 1 side PANmpo and other side 6 LC pairs 14 meter
PANFSTRL7NQSNNM015 | OM4+ Hydra kabel 6LCduplex 15m | Panduit PANmpo LC hydra kabel OM4+ | OM4+ Hydra kabels 1 side PANmpo and other side 6 LC pairs 15 meter
PANFSTRL7NQSNNM016 | OM4+ Hydra kabel 6LCduplex 16m | Panduit PANmpo LC hydra kabel OM4+ | OM4+ Hydra kabels 1 side PANmpo and other side 6 LC pairs 16 meter
PANFSTRL7NQSNNM017 | OM4+ Hydra kabel 6LCduplex 17m | Panduit PANmpo LC hydra kabel OM4+ | OM4+ Hydra kabels 1 side PANmpo and other side 6 LC pairs 17 meter
PANFSTRL7NQSNNM018 | OM4+ Hydra kabel 6LCduplex 18m | Panduit PANmpo LC hydra kabel OM4+ | OM4+ Hydra kabels 1 side PANmpo and other side 6 LC pairs 18 meter
PANFSTRL7NQSNNM019 | OM4+ Hydra kabel 6LCduplex 19m | Panduit PANmpo LC hydra kabel OM4+ | OM4+ Hydra kabels 1 side PANmpo and other side 6 LC pairs 19 meter
PANFSTRL7NQSNNM020 | OM4+ Hydra kabel 6LCduplex 20m | Panduit PANmpo LC hydra kabel OM4+ | OM4+ Hydra kabels 1 side PANmpo and other side 6 LC pairs 20 meter
INGSA1-01002L | Vertiv Geist switchair | Vertiv Geist switchair | Vertiv Geist switchair airflow management device
ANISF001-PR4 | Upsite switchair | Upstie switchair | Upsite TEC SF001-PR4 switchair rear intake
MINMCS5002 | Kabeldoorvoerplaat | Minkels accessoires | Kabeldoorvoerplaat; minimale afname 40 stuks
ANI00LU284-EQ | OM4 24fieber MTP-MTP-40meter | Systimax IBM FTS 24fiber MTP-MTP | Systimax IBM FTS 24fiber cable assembly infiniband OM4 MTP-MTP 40 meter; Minimale afname 4 stuks, prijs per stuk
PANFSWYL5E5EKAM030 | OM4+ 48fMPO Female 30m | Panduit glasvezel Trunkkabel Mutimode 48-fiber OM4+ MTP | OM4+ MTP 4xfemale- MTP 4xfemale 48 vezels lengte 30 meter
PANFSWYL5E5EKAM035 | OM4+ 48fMPO Female 35m | Panduit glasvezel Trunkkabel Mutimode 48-fiber OM4+ MTP | OM4+ MTP 4xfemale- MTP 4xfemale 48 vezels lengte 35 meter
PANFSWYL5E5EKAM040 | OM4+ 48fMPO Female 40m | Panduit glasvezel Trunkkabel Mutimode 48-fiber OM4+ MTP | OM4+ MTP 4xfemale- MTP 4xfemale 48 vezels lengte 40 meter
PANFSWYL5E5EKAM045 | OM4+ 48fMPO Female 45m | Panduit glasvezel Trunkkabel Mutimode 48-fiber OM4+ MTP | OM4+ MTP 4xfemale- MTP 4xfemale 48 vezels lengte 45 meter
PANFSWYL5E5EKAM050 | OM4+ 48fMPO Female 50m | Panduit glasvezel Trunkkabel Mutimode 48-fiber OM4+ MTP | OM4+ MTP 4xfemale- MTP 4xfemale 48 vezels lengte 50 meter
PANFSWYL5E5EKAM055 | OM4+ 48fMPO Female 55m | Panduit glasvezel Trunkkabel Mutimode 48-fiber OM4+ MTP | OM4+ MTP 4xfemale- MTP 4xfemale 48 vezels lengte 55 meter
PANFSWYL5E5EKAM060 | OM4+ 48fMPO Female 60m | Panduit glasvezel Trunkkabel Mutimode 48-fiber OM4+ MTP | OM4+ MTP 4xfemale- MTP 4xfemale 48 vezels lengte 60 meter
PANFSWYL5E5EKAM065 | OM4+ 48fMPO Female 65m | Panduit glasvezel Trunkkabel Mutimode 48-fiber OM4+ MTP | OM4+ MTP 4xfemale- MTP 4xfemale 48 vezels lengte 65 meter
PANFSWYL5E5EKAM070 | OM4+ 48fMPO Female 70m | Panduit glasvezel Trunkkabel Mutimode 48-fiber OM4+ MTP | OM4+ MTP 4xfemale- MTP 4xfemale 48 vezels lengte 70 meter
PANFSWYL5E5EKAM075 | OM4+ 48fMPO Female 75m | Panduit glasvezel Trunkkabel Mutimode 48-fiber OM4+ MTP | OM4+ MTP 4xfemale- MTP 4xfemale 48 vezels lengte 75 meter
PANFSWYL5E5EKAM080 | OM4+ 48fMPO Female 80m | Panduit glasvezel Trunkkabel Mutimode 48-fiber OM4+ MTP | OM4+ MTP 4xfemale- MTP 4xfemale 48 vezels lengte 80 meter
PANNMF2 | Space panel capacitymanager | Panduit paneel | Space panel, 19"High capacity manager Front only
ALTM71-25-423 | M71-25-423 | Altec Printers Labels | M71-25-423 Rol 31,75mm x 6,35mm