## Sheet2
Row Labels | Count of Name of device
3D Printer | 17
Absorbance Detector | 17
Acoustic recorder | 5
Active Gauge | 4
Active Scavenging Unit | 2
Adapter | 481
Air Purifier | 11
Alginate Mixer | 2
Amplifier | 223
Analysis Platform | 5
Anesthesia Machine | 1
Aquarium | 3
Arduino Stepper | 2
Area meter | 4
Atomic Absorption Spectrometer | 4
Attenuator | 3
Audio Equipment | 4
AudioDevice | 13
Autoclave | 45
Autocorrelator | 2
Autoranging Meter | 1
Autosampler | 81
Balance | 253
Barbeque | 1
Barcode Scanner | 3
Barometer | 15
Battery | 4
Battery Charger | 47
Battery Tester | 1
Beam Balance | 1
Beam Selector | 2
Beamer | 3
Beer tap | 2
Belt Sander | 5
Bewegingsregistratie | 2
Bike-ergometers | 8
Binoculars | 13
Bioanalyzer | 1
Biological Safety Cabinet | 19
Biomass Monitor | 3
Bioreactor | 4
Blender | 13
Block Heater | 69
Blood Pressure Monitor | 6
Blotter | 8
Boiler | 37
Breath Analyse | 15
Brown boveri | 1
Cable Tester | 2
Cables | 48
Calibration Instrument | 5
Camera | 123
Camera controller | 35
Capacitance Bridge | 2
Capacitor | 16
Capillar heater | 2
Cash Register | 1
Catalyst Box | 3
Cell Counter | 15
Cell Disrupter | 9
Cell Harvester | 4
Centrifuge | 348
Chart Recorder | 5
Chemical storage cabinet | 2
Chlorine analyzer | 1
Chromatography Interface | 5
Climate Chamber | 10
Clock Divider | 13
Clothing washer | 1
CO2 Monitor | 3
Coater | 7
Coffee machine | 30
Cold light source | 78
Column Oven | 38
Component Tester | 12
Compression Force Peak Display | 3
Computer | 927
Computer Accesories | 3
Computer interface | 16
Conductivity Detector | 2
Conductivity Meter | 4
Connecting Unit | 36
Console | 1
Contamination Monitor | 2
Control Unit | 84
Cooling Unit | 119
Coulter Counter | 1
Crusher controller | 4
Cryogenic System | 6
Cryoplatform | 2
Crystal imager | 2
Current Clamp | 8
Cutting Machine | 2
Cuvette holder | 1
Data Acquisition Instrument | 95
Data Converter | 7
Data Logger | 15
Data Storage | 1
Data-acquisition | 82
Degasser | 31
Dehumidifier | 3
Demagnetiser | 1
Densitometer | 3
Dental Implant System | 1
Dentist Sink Table | 1
Deposition Box | 1
Deposition Monitor | 7
Desiccator | 1
Deslime column | 2
Diaphragm Pump | 19
Differential Probe | 1
Digital Indicator | 22
Diluter | 1
Disco Ball | 1
Dishwasher | 27
Disk Reader | 4
Disperser | 6
DNA Purification System | 1
Docking Station | 4
Drill | 79
dry-bath | 5
Drying Cabinet | 10
DVD Player | 1
Electric Motor | 14
Electrical Length Measuring Instrument | 2
Electrical tool | 14
Electrode Puller | 5
Electromagnet | 1
Electromantle | 9
Electronic Comb Binding Machine | 1
Electronic delay | 3
Electronic Signal Processing Device | 26
Electronic Syringe | 2
Electrophoresis device | 27
Electrophoresis Power Supply | 42
Electroporator | 6
Elemental Analyzer | 5
Eluter | 1
EMG-EEG-ECG | 132
Engineering Lab Workstation | 16
Equipment | 29
Ethernet Hub | 5
Ethernet Switch | 7
Extension Cable | 1396
External carrier | 2
External Hard Disk | 16
Extractors | 10
EYE | 24
Fan | 39
Faul Table | 1
Filter | 7
Filter Wheel | 5
Flask heater | 3
Flatbed Recorder | 3
Flow Analyzer | 6
Flow Controller | 53
Flow Cytometer | 9
Fluid Homogenizer | 1
Fluorescence Detector | 21
Focusing System | 1
Force gauge | 5
Force measurement | 25
FPLC | 1
Fraction Collector | 23
Freeze-Dryer | 9
Freezer | 173
Freezer Controller | 1
Frequency counter | 27
Fridge | 285
Fridge freezer | 9
Frying Machine | 4
Fuel Cell | 15
Fume Cupboard | 11
Game Machine | 3
Gas Burner | 134
Gas Chromatograph | 24
Gas Monitor | 19
Gas Purifier | 6
Gel Dryer | 2
Gel imager | 13
Generator | 52
Glove box | 5
Glue Gun | 3
Grill | 2
Grinder | 29
Hair Dryer | 5
Hardness Testing Machine | 3
Hatching system | 1
Heat Gun | 44
Heat sealer | 6
Heated Circulator | 2
Heater | 25
Helium leak detector | 2
High Voltage Meter | 1
Hoist/Lift | 1
Homogeniser | 9
Hot Plate | 269
HPLC Injector | 4
HPLC Pump | 66
HPLC Separations Module | 1
HPLC System | 34
HPLC System Controller | 25
Humidifier | 2
Hybridizer | 2
Hydraulic Press | 8
Hydrogen Generator | 1
Hydrogen Leak Detector | 1
Ice Condenser | 2
Ice Machine | 21
Illumination Experiment Setup | 4
Imager | 12
Impedance Analyzer | 4
Incubator | 205
Infrared Spectrometer | 3
Insect Trap | 3
Instrument washer desinfectors | 4
Interferometer | 7
Ion Analyzer | 1
IR detector | 6
Isoflurane Vaporizer | 10
Isolator | 2
Kettle | 39
Keycard | 57
Label Writer | 38
Laminar Air Flow Cabinet | 38
Laminator | 8
Lamp | 295
Laptop | 122
Laser | 213
Laser Amplifier | 42
Laser Array | 5
Laser Controller Unit | 252
Laser Dye | 22
Laser power meter | 38
Laser Power Sensor | 7
Laser Shaper | 13
Lathe | 11
LED Array | 6
LED Controller | 20
Light Source | 224
Linear Stage | 3
Liquid Chromatograph | 63
Liquid Handler | 2
Lockbox | 2
Logic Analyzer | 1
Luminescent image analyzer | 3
Lux-stabilisator | 1
Machining Center | 1
Magnetic Separator | 4
Magnetic Stirrer | 203
Magnetometer | 1
Magnifier Lamp | 12
Manometer | 10
Mass Spectrometer | 34
Mass Spectrometer Interface Unit (MSIU) | 4
Material Chopper | 2
Material crushing machine | 12
MCT | 2
Medical Apparatus | 3
Medical Scanner | 4
Melting Point Apparatus | 8
Metabolic Analyzer | 1
Metal Caster | 1
Metal Eroder | 1
Microinjector | 17
Microplate reader | 38
Microscope | 535
Microscope Array | 6
Microtome | 20
Microwave oven | 78
Milling Machine | 12
Mobility Device | 2
Modulation controller | 9
Monochromator | 10
Motion Controller/Driver | 205
Motor driver | 41
Mount | 1
Multi channel pipet | 29
Multi Electrode Array | 1
Multimedia | 126
Multimeter | 139
Multiple wavelength detector (MWD) | 8
Muscle Stimulator | 2
Myolab | 2
Myolab-Audio en Visuele Apparatuur | 9
Myolab-Computer randapparatuur | 10
Myolab-Computers | 15
Myolab-Electrische Apparatuur | 73
Myolab-Meetapparatuur | 23
Myolab-Wetensch Apparatuur | 38
Nanoposition Controller | 16
NAS | 6
Network controller | 4
NIM rack | 6
NMR console | 3
NMR magnet | 3
Noise Reducer | 1
Non-electric Microscope | 32
Nutritional Assessment Platform | 4
Optical Chopper | 21
Optical Glass Strain Detector | 1
Optical Parametric Oscillator | 6
Optical Shutter | 16
Optical Table | 4
Optical Unit | 28
Optotrak | 63
Orbital shaker | 52
Oscillator | 1
Oscilloscope | 188
Oscilloscope plug-in | 24
Oscilloscope probe | 15
Osmometer | 6
Other | 253
Oven | 134
Oxygen Monitoring System | 4
Ozone Generator | 2
Panhead | 1
Particle Analyzer | 4
PC Module | 2
PDP11 | 4
Pedal | 2
PEM | 1
Perfusion System | 4
Peristaltic Pump | 128
pH Cycler | 1
pH Meter | 81
Photodetector | 14
Photoelastic Modulator (PEM) | 1
Photometer | 4
Photon Counter | 15
Photoscanner | 20
Pipe Bending Machine | 1
Plasma Cleaner | 4
Plastifier | 1
Plate Bending Machine | 2
PMT Photomultiplier tube equipment | 2
Polarimeter | 1
Polishing System | 9
Potentiostat | 4
Power Supply | 1141
Power/Energy Meter | 48
Precision Pick and Place System | 2
Pressure controller | 50
Pressure Hose | 2
Pressure Press | 1
Pressure Valve | 6
Printer | 56
Projector | 18
Pump Controller | 160
Pump/Compressor | 63
Pyroprobe | 1
Quantitative Sensory testing | 4
Radio | 106
Radioactivity Meter | 1
Reactor | 1
Reagent Dispenser | 5
Recirculating Chiller | 14
Refractometer | 3
Refrigerator | 9
Relay box | 6
Resistance decade | 1
Respirometer | 3
Reverse osmosis water storage tank | 1
Ring Heater | 9
Robotica | 2
Roller mixer | 18
Room | 65
Rotaphor | 2
Rotary Evaporator | 41
Rotator | 24
Router/Switch | 57
Safety Suction System | 2
Safety Tester | 10
Sample Preparation Unit | 23
Sander | 3
Saw | 30
Sealer | 10
Server | 8
Shadetaking Device | 1
Shaker/Mixer | 172
Shearing Machine | 1
Shotblast Cabinet | 1
Shredder | 1
Shrink Device | 1
Shutter Driver | 75
Sieve machine | 1
Signal filter | 4
Signal Generator | 146
Slicer | 2
Smartboard | 1
Solder Fume Absorber | 2
Soldering Iron/Machine | 66
Solvent Rack | 1
Sonification Array | 2
Sound level meter | 1
Source Meter | 2
Spark Tester | 1
Speakers | 142
Spectrograph | 1
Spectrometer | 73
Spectrometer Controller | 14
Spectrophotometer | 74
Spectroscopy accessory | 6
Spectrum Analyzer | 23
SpeedVac System | 4
Spin Coater | 3
Spiral Platter | 2
Splicer | 2
Splitter | 5
Spot UV irradiation unit | 7
Staining Device | 5
Stamping Unit | 1
Stand Alone unit | 1
Stereotact | 2
Sterilizing workstation | 11
Stirrer motor | 13
Storage | 16
Stove | 10
Strain Gage | 1
Strain Unit | 2
Streak camera | 10
Stroboscope | 4
Surface Plasmon Resonance (SPR) | 3
Synthesizer | 8
Syringe Pump | 18
Tablet | 93
Tachometer | 1
Tacker Gun | 1
TCSPC Module | 2
Telephone | 5
Television | 20
Temperature Control Module | 180
Tensile Test Machine | 3
Terminal Block | 1
Test Probe | 14
Testbox | 9
Thera Ohm Meter | 1
Thermal Cycler / PCR System | 64
Thermal Stage | 1
Thermodynamics | 1
Thermogravimetric analyzer | 1
Thermometer | 48
Thermostat | 40
Timed exposure system | 1
Timer | 21
Titration manager | 2
TLC Scanner | 1
TLC Visualiser | 1
Toaster | 21
Total Organic Carbon analyzer | 3
Touch Screen Interface | 6
Transfer System | 4
Transformer | 111
Transilluminator | 18
Treadmill | 4
Trigger pulse interface | 50
Tube Tester | 1
Turntable | 1
Ultrasonic Cleaner | 54
Ultrasonic Processor | 8
Ultrasound Machine | 1
Unknown | 28
UV Box | 3
UV Cleaner Box | 5
UV Curing Machine | 3
UV Monitor | 1
UV/VIS Detector | 73
Vacuum Cleaner | 47
Vacuum cleaner wet & dry | 2
Vacuum Concentrators | 9
Vacuum Dryer | 1
Vacuum evaporator | 2
Vacuum Gauge | 59
Vacuum Pump | 455
Valve Driver | 22
Vapor Trap | 2
Variable Resistor | 4
Variable Wavelength Detector (VWD) | 7
Vehicle | 1
Vibration Isolator | 15
Vibratome | 2
Vibrator | 9
Voltage Controller | 30
Vortex | 332
Washing Station | 2
Water Bath | 175
Water Electrolysis Machine | 11
Water Filtration System | 22
Water Jet Machine | 2
Water Pump | 13
Water purification system | 2
Wear Machine | 4
Welding Station | 9
Windmeter | 1
Wire Stripping Machine | 1
Wire Winding Machine | 1
Workbench | 22
X-ray | 4
Zebtec Mini | 1
ZebTEC Photoperiod Cabinet | 1
Zebtec SAU | 11
Zebtec Stand Alone Rack, TWIN | 1
Zebtec WTU | 1
Grand Total | 17172

## equipmentdata_2024-10-17_11-42-
Barcode | Other ID(s) | Equipment class | Laser class | Name of device | Manufacturer/Brand | Main user | Owner organisation | Location/Area | Bookable (by) | Next service date | Next electric test date | Malfunction | Actual | Model
EQ021388 |  | Microwave oven |  | Microwave ashing system | CEM | Hagen, Martine | VU/F/BETA/AW/AEK/AEKE | WN.M405 | - |  |  |  | 1
EQ021387 |  | Power Supply |  | Voeding microwave ashing system | CEM | Hagen, Martine | VU/F/BETA/AW/AEK/AEKE | WN.M405 | - |  |  |  | 1
EQ021386 |  | Printer |  | Printer | Brother | Hagen, Martine | VU/F/BETA/AW/AEK/AEKE | WN.M405 | - |  |  |  | 1
EQ021385 |  | Hot Plate |  | Kookplaatje | Rommelsbacher | Hagen, Martine | VU/F/BETA/AW/AEK/AEKE | WN.M405 | - |  |  |  | 1
EQ021384 |  | Microscope |  | Zeiss Axioskop microscoop | Zeiss | Hagen, Martine | VU/F/BETA/AW/AEK/AEKE | WN.M405 | - |  |  |  | 1
EQ021383 |  | Material crushing machine |  | Sample maler | Fritsch | Hagen, Martine | VU/F/BETA/AW/AEK/AEKE | WN.M405 | - |  |  |  | 1
EQ021382 |  | Vacuum Cleaner |  | Kruimeldief |  | Hagen, Martine | VU/F/BETA/AW/AEK/AEKE | WN.M405 | - |  |  |  | 1
EQ021381 |  | External Hard Disk |  | Externe harde schjf | Western Digital (WD) | Hagen, Martine | VU/F/BETA/AW/AEK/AEKE | WN.M405 | - |  |  |  | 1
EQ021380 |  | Vacuum cleaner wet & dry |  | Viper waterstofzuiger |  | Hagen, Martine | VU/F/BETA/AW/AEK/AEKE | WN.M405 | - |  |  |  | 1
EQ021379 |  | Extension Cable |  | Extension cable |  | Heijneman, Jorin Petrus Henricus | VU/F/BETA/CNCR/FGA | WN.A209 | - |  |  |  | 1
EQ021378 |  | Vacuum Pump |  | Vacuümpomp |  | Heijneman, Jorin Petrus Henricus | VU/F/BETA/CNCR/FGA | WN.A209 | - |  |  |  | 1
EQ021377 |  | pH Meter |  | pH meter (extra one) |  | Breeuwsma, Nicole | VU/F/BETA/CNCR/CTG | WN.G350 | - |  |  |  | 1 | pH meter pH1000
EQ021376 |  | Pipette |  | Gilson pipette P200 | Gilson | Klein, Bart | VU/F/BETA/CNCR/FGA | WN.A327 | - |  |  |  | 1
EQ021375 |  | Pipette |  | Gilson pipette p20 | Gilson | Klein, Bart | VU/F/BETA/CNCR/FGA | WN.A327 | - |  |  |  | 1
EQ021374 | LT-041491 | Laptop |  | BW laptop for projects LT-041491 | Hewlett Packard (HP) | Tuinder, Vincent | VU/F/FGB | MF.B659 | - |  |  |  | 1 | Probook 450 G5
EQ021373 |  | Vacuum Pump |  | Pfeiffer Duo 2.5 for Kiel | Pfeiffer | Verdegaal-Warmerdam, SJA | VU/F/BETA/AW/GEG/GEGF | WN.F313 | - |  |  |  | 1 | DUO 2.5
EQ021372 |  | Laminar Air Flow Cabinet |  | LAF 0026580 |  | Huijgen, Judith | VU/F/BETA/CNCR/FGA | WN.A367 | - |  |  |  | 1
EQ021371 |  | Laminar Air Flow Cabinet |  | LAF 0026580 |  | Huijgen, Judith | VU/F/BETA/CNCR/FGA | WN.A367 | - |  |  |  | 1
EQ021370 |  | Laminar Air Flow Cabinet |  | LAF 0026580 |  | Huijgen, Judith | VU/F/BETA/CNCR/FGA | WN.A367 | - |  |  |  | 1
EQ021369 |  | Laminar Air Flow Cabinet |  | LAF 0026580 |  | Huijgen, Judith | VU/F/BETA/CNCR/FGA | WN.A367 | - |  |  |  | 1
EQ021368 |  | Vacuum Pump |  | Pfeiffer Duo 5 for source | Pfeiffer | Verdegaal-Warmerdam, SJA | VU/F/BETA/AW/GEG/GEGF | WN.F313 | - |  |  |  | 1 | DUO Line
EQ021367 | DUO Line | Vacuum Pump |  | Pfeiffer Duo 2.5 for inlet | Pfeiffer | Verdegaal-Warmerdam, SJA | VU/F/BETA/AW/GEG/GEGF | WN.F313 | - |  |  |  | 1 | DUO Line
EQ021366 | DUO Line | Vacuum Pump |  | Pfeiffer Duo 2.5 for analyzer | Pfeiffer | Verdegaal-Warmerdam, SJA | VU/F/BETA/AW/GEG/GEGF | WN.F313 | - |  |  |  | 1 | DUO Line
EQ021365 |  | Balance |  | Balance | Kern | Stoop, Albert | VU/F/BETA/N&S/BMB | WN.KA168 | - |  |  |  | 1 | EMB 600-2
EQ021364 | Isolation box | Fan |  | Fan |  | Verdegaal-Warmerdam, SJA | VU/F/BETA/AW/GEG/GEGF | WN.F313A | - |  |  |  | 1
EQ021363 | Isolation box | Temperature Control Module |  | Temperature controller |  | Verdegaal-Warmerdam, SJA | VU/F/BETA/AW/GEG/GEGF | WN.F313A | - |  |  |  | 1 | PXU41D20
EQ021362 |  | Flow Controller |  | Flow controller 2 | Analyt-MTC | Verdegaal-Warmerdam, SJA | VU/F/BETA/AW/GEG/GEGF | WN.F313A | - |  |  |  | 1
EQ021361 | Analyt MTC | Flow Controller |  | Flow controller 1 | Analyt-MTC | Verdegaal-Warmerdam, SJA | VU/F/BETA/AW/GEG/GEGF | WN.F313A | - |  |  |  | 1
EQ021360 | L2140-i | Spectrum Analyzer |  | Picarro H2O Analyzer | Picarro Inc | Verdegaal-Warmerdam, SJA | VU/F/BETA/AW/GEG/GEGF | WN.F313A | - |  |  |  | 1 | L2140-i
EQ021359 | A0211 | Sample Preparation Unit |  | Vaporizer Module | Picarro Inc | Verdegaal-Warmerdam, SJA | VU/F/BETA/AW/GEG/GEGF | WN.F313A | - |  |  |  | 1 | A0211
EQ021358 |  | Magnetic Stirrer |  | Corning PC410D stirrer | Corning | Weering, JRT van | VU/F/BETA/CNCR/FGA | WN.A203 | - |  |  |  | 1
EQ021357 |  | Hot Plate |  | PMC 502 hotplate | PMC | Weering, JRT van | VU/F/BETA/CNCR/FGA | WN.A203 | - |  |  |  | 1
EQ021356 |  | Microtome |  | Leica UCT controller | Leica | Weering, JRT van | VU/F/BETA/CNCR/FGA | WN.A203 | - |  |  |  | 1
EQ021355 |  | Microtome |  | Leica UCT microtome | Leica | Weering, JRT van | VU/F/BETA/CNCR/FGA | WN.A203 | - |  |  |  | 1
EQ021354 | FFF-20/40Mhz-B1-F0.4/01-BPL_ER1 | Motion Controller/Driver |  | Acoustic-optic driver | Brimrose | Stoop, Albert | VU/F/BETA/N&S/BMB | WN.TK30 | - |  |  |  | 1 | FFF-20/40Mhz-B1-F0.4/01-BPL_ER1
EQ021353 |  | Storage |  | Bio-Cane34 | VU | Weering, JRT van | VU/F/BETA/CNCR/FGA | WN.A203 | - |  |  |  | 1
EQ021352 |  | Storage |  | Cryotech XC47/11 | VU | Weering, JRT van | VU/F/BETA/CNCR/FGA | WN.A203 | - |  |  |  | 1
EQ021351 | SM 7020 | Power Supply |  | Power supply | Delta Elektronika | Verdegaal-Warmerdam, SJA | VU/F/BETA/AW/GEG/GEGF | WN.F313A | - |  |  |  | 1 | SM 7020
EQ021350 | Liebherr Profil Line | Fridge |  | Koelkast | Liebherr | Verdegaal-Warmerdam, SJA | VU/F/BETA/AW/GEG/GEGF | WN.F323 | - |  |  |  | 1 | Profil Line
EQ021349 | 075580 | Computer |  | HP PC | Hewlett Packard (HP) | Verdegaal-Warmerdam, SJA | VU/F/BETA/AW/GEG/GEGF | WN.F313 | - |  |  |  | 1
EQ021348 |  | Freezer |  | Freezer PCR |  | Breeuwsma, Nicole | VU/F/BETA/CNCR/CTG | WN.G334 | - |  |  |  | 1
EQ021347 |  | Fridge |  | Fridge lab |  | Breeuwsma, Nicole | VU/F/BETA/CNCR/CTG | WN.G344 | - |  |  |  | 1
EQ021346 |  | Freezer |  | Freezer primers DNA |  | Breeuwsma, Nicole | VU/F/BETA/CNCR/CTG | WN.G334 | - |  |  |  | 1
EQ021345 |  | Freezer |  | Freezer leenvriezer weefsel |  | Breeuwsma, Nicole | VU/F/BETA/CNCR/CTG | WN.G344 | - |  |  |  | 1
EQ021344 |  | Freezer |  | Freezer cell culture (small) |  | Breeuwsma, Nicole | VU/F/BETA/CNCR/CTG | WN.G344 | - |  |  |  | 1
EQ021343 |  | Fridge |  | Fridge office | Liebherr | Breeuwsma, Nicole | VU/F/BETA/CNCR/CTG | WN.G350 | - |  |  |  | 1
EQ021342 |  | Microwave oven |  | Microwave | LG | Breeuwsma, Nicole | VU/F/BETA/CNCR/CTG | WN.G350 | - |  |  |  | 1 | Wavedom
EQ021341 |  | Microwave oven |  | Microwave | Severin | Breeuwsma, Nicole | VU/F/BETA/CNCR/CTG | WN.G350 | - |  |  |  | 1 | 7809
EQ021340 | device ID XRXNWP1548 | Printer |  | Printer |  | Breeuwsma, Nicole | VU/F/BETA/CNCR/CTG | WN.G350 | - |  |  |  | 1 | Lexmark
EQ021339 |  | Vacuum Pump |  | Vacuum pomp |  | Zalm, R | VU/F/BETA/CNCR/FGA | WN.A436 | - |  |  |  | 1
EQ021338 |  | dry-bath |  | Benchmark myBlock Mini Dry Bath | Benchmark scientific | Marzin, Manuel | VU/F/BETA | WN.TK02 | - |  |  |  | 1
EQ021337 | KVM switch for remote access | Other |  | KVM switch | Aten | Hagen-Peter, Graham | VU/F/BETA | WN.E044 | - |  |  |  | 1
EQ021336 |  | Pipette |  | pipetboy | Gilson | Bakali, Chaimaa | VU/F/BETA/CNCR/MCN | WN.A305 | - |  |  |  | 1
EQ021335 |  | Pipette |  | pipetboy | Brand | Bakali, Chaimaa | VU/F/BETA/CNCR/MCN | WN.A305 | - |  |  |  | 1
EQ021334 |  | Extension Cable |  | Extension cable | Kaiser | Bakali, Chaimaa | VU/F/BETA/CNCR/MCN | WN.A305 | - |  |  |  | 1
EQ021333 |  | Extension Cable |  | Extension cable | Kaiser | Bakali, Chaimaa | VU/F/BETA/CNCR/MCN | WN.A305 | - |  |  |  | 1
EQ021332 |  | Kettle |  | Waterkoker | Philips | Bakali, Chaimaa | VU/F/BETA/CNCR/MCN | WN.A305 | - |  |  |  | 1 | HD 4646
EQ021331 |  | Lamp |  | Lamp |  | Koolman, Tiara | VU/F/BETA/CNCR/MCN | WN.C321 | - |  |  |  | 1 | eyocean
EQ021330 |  | Extension Cable |  | extension cable | VU | Gouwenberg, Y | VU/F/BETA/CNCR/MCN | WN.C335 | - |  |  |  | 0
EQ021329 |  | Vortex |  | Vortex |  | Koolman, Tiara | VU/F/BETA/CNCR/MCN | WN.C321 | - |  |  |  | 1 | vibrofic vf1
EQ021328 |  | Speakers |  | Loudspeakers 2 N177 |  | Biebricher, Andreas | VU/F/BETA/N&S/FLS | WN.N177 | - |  |  |  | 1
EQ021327 |  | Speakers |  | Loudspeaker 1 N177 |  | Biebricher, Andreas | VU/F/BETA/N&S/FLS | WN.N177 | - |  |  |  | 1
EQ021326 |  | Extension Cable |  | Power strip 6 IT |  | Biebricher, Andreas | VU/F/BETA/N&S/FLS | WN.N177 | - |  |  |  | 1
EQ021325 |  | Extension Cable |  | Power strip 5 IT |  | Biebricher, Andreas | VU/F/BETA/N&S/FLS | WN.N177 | - |  |  |  | 1
EQ021324 |  | Extension Cable |  | Power strip 4 IT |  | Biebricher, Andreas | VU/F/BETA/N&S/FLS | WN.N177 | - |  |  |  | 1
EQ021323 |  | Extension Cable |  | Powerstrip 3 IT |  | Biebricher, Andreas | VU/F/BETA/N&S/FLS | WN.N177 | - |  |  |  | 1
EQ021322 |  | Extension Cable |  | Powerstrip 2 IT |  | Biebricher, Andreas | VU/F/BETA/N&S/FLS | WN.N177 | - |  |  |  | 1
EQ021321 |  | Extension Cable |  | Powerstrip 1 IT |  | Biebricher, Andreas | VU/F/BETA/N&S/FLS | WN.N177 | - |  |  |  | 1
EQ021320 |  | Laser Controller Unit |  | Laser red IT | Cobolt | Biebricher, Andreas | VU/F/BETA/N&S/FLS | WN.N177 | - |  |  |  | 1
EQ021319 |  | Laser Controller Unit |  | Laser green IT | Cobolt | Biebricher, Andreas | VU/F/BETA/N&S/FLS | WN.N177 | - |  |  |  | 1
EQ021318 |  | Laser Controller Unit |  | Laser blue IT | Cobolt | Biebricher, Andreas | VU/F/BETA/N&S/FLS | WN.N177 | - |  |  |  | 1
EQ021317 |  | Laser Controller Unit |  | Verstaile picosecond laser module |  | Biebricher, Andreas | VU/F/BETA/N&S/FLS | WN.N177 | - |  |  |  | 1
EQ021316 |  | Optical Shutter |  | MPDS controller IT |  | Biebricher, Andreas | VU/F/BETA/N&S/FLS | WN.N177 | - |  |  |  | 1
EQ021315 |  | Cooling Unit |  | Peltier cooler |  | Biebricher, Andreas | VU/F/BETA/N&S/FLS | WN.N177 | - |  |  |  | 1
EQ021314 |  | Ring Heater |  | Flow cell heating unit |  | Biebricher, Andreas | VU/F/BETA/N&S/FLS | WN.N177 | - |  |  |  | 1
EQ021313 |  | Motion Controller/Driver |  | ASI stage controller IT |  | Biebricher, Andreas | VU/F/BETA/N&S/FLS | WN.N177 | - |  |  |  | 1
EQ021312 |  | Computer Monitor |  | Monitor 3 IT |  | Biebricher, Andreas | VU/F/BETA/N&S/FLS | WN.N177 | - |  |  |  | 1
EQ021311 |  | Computer Monitor |  | Monitor 2 IT |  | Biebricher, Andreas | VU/F/BETA/N&S/FLS | WN.N177 | - |  |  |  | 1
EQ021310 |  | Computer Monitor |  | Monitor 1 IT |  | Biebricher, Andreas | VU/F/BETA/N&S/FLS | WN.N177 | - |  |  |  | 1
EQ021309 |  | Computer |  | Computer Fluorescence IT |  | Biebricher, Andreas | VU/F/BETA/N&S/FLS | WN.N177 | - |  |  |  | 1
EQ021308 |  | Computer |  | Force computer IT |  | Biebricher, Andreas | VU/F/BETA/N&S/FLS | WN.N177 | - |  |  |  | 1
EQ021307 |  | Photon Counter |  | APD Red IT |  | Biebricher, Andreas | VU/F/BETA/N&S/FLS | WN.N177 | - |  |  |  | 1
EQ021306 |  | Photon Counter |  | APD Green IT |  | Biebricher, Andreas | VU/F/BETA/N&S/FLS | WN.N177 | - |  |  |  | 1
EQ021305 |  | Photon Counter |  | APD Blue IT |  | Biebricher, Andreas | VU/F/BETA/N&S/FLS | WN.N177 | - |  |  |  | 1
EQ021304 |  | Power Supply |  | Power supply LED IT |  | Biebricher, Andreas | VU/F/BETA/N&S/FLS | WN.N177 | - |  |  |  | 1
EQ021303 |  | Vacuum Pump |  | Vaccuum pump |  | Biebricher, Andreas | VU/F/BETA/N&S/FLS | WN.N177 | - |  |  |  | 1
EQ021302 |  | Valve Driver |  | Valve Controller IT |  | Biebricher, Andreas | VU/F/BETA/N&S/FLS | WN.N177 | - |  |  |  | 1
EQ021301 |  | Shutter Driver |  | Shutter Box IT |  | Biebricher, Andreas | VU/F/BETA/N&S/FLS | WN.N177 | - |  |  |  | 1
EQ021300 |  | Shutter Driver |  | 4 Channel Laser Shuuter Driver IT |  | Biebricher, Andreas | VU/F/BETA/N&S/FLS | WN.N177 | - |  |  |  | 1
EQ021299 |  | Motion Controller/Driver |  | MCL mirror 1020 controller IT |  | Biebricher, Andreas | VU/F/BETA/N&S/FLS | WN.N177 | - |  |  |  | 1
EQ021298 |  | Motion Controller/Driver |  | MCL mirror 1064 controller IT |  | Biebricher, Andreas | VU/F/BETA/N&S/FLS | WN.N177 | - |  |  |  | 1
EQ021297 |  | Force measurement |  | PSD 12T |  | Biebricher, Andreas | VU/F/BETA/N&S/FLS | WN.N177 | - |  |  |  | 1
EQ021296 |  | Force measurement |  | PSD 1 IT |  | Biebricher, Andreas | VU/F/BETA/N&S/FLS | WN.N177 | - |  |  |  | 1
EQ021295 |  | Motion Controller/Driver |  | MCL XYZ stage controler |  | Biebricher, Andreas | VU/F/BETA/N&S/FLS | WN.N177 | - |  |  |  | 1
EQ021294 |  | Motion Controller/Driver |  | PI controller IT |  | Biebricher, Andreas | VU/F/BETA/N&S/FLS | WN.N177 | - |  |  |  | 1
EQ021293 |  | Motion Controller/Driver |  | MCL stage controller |  | Biebricher, Andreas | VU/F/BETA/N&S/FLS | WN.N177 | - |  |  |  | 1
EQ021292 |  | Laser |  | IR Laser 1020 IT |  | Biebricher, Andreas | VU/F/BETA/N&S/FLS | WN.N177 | - |  |  |  | 1
EQ021291 |  | Laser |  | IR Laser 1064 IT |  | Biebricher, Andreas | VU/F/BETA/N&S/FLS | WN.N177 | - |  |  |  | 1
EQ021290 |  | Power Supply |  | Power supply Bastech | Basetech | Biebricher, Andreas | VU/F/BETA/N&S/FLS | WN.N177 | - |  |  |  | 1
EQ021289 |  | Oscilloscope |  | Oscilloscope 1 N177 |  | Biebricher, Andreas | VU/F/BETA/N&S/FLS | WN.N177 | - |  |  |  | 1
EQ021288 |  | Extension Cable |  | Powerstrip 5 FET |  | Biebricher, Andreas | VU/F/BETA/N&S/FLS | WN.N177 | - |  |  |  | 1
EQ021287 |  | Extension Cable |  | Powerstrip 4 FET |  | Biebricher, Andreas | VU/F/BETA/N&S/FLS | WN.N177 | - |  |  |  | 1
EQ021286 |  | Extension Cable |  | Powerstrip 3 FET |  | Biebricher, Andreas | VU/F/BETA/N&S/FLS | WN.N177 | - |  |  |  | 1
EQ021285 |  | Extension Cable |  | Powerstrip 2 FET |  | Biebricher, Andreas | VU/F/BETA/N&S/FLS | WN.N177 | - |  |  |  | 1
EQ021284 |  | Extension Cable |  | Powerstrip 1 FET |  | Biebricher, Andreas | VU/F/BETA/N&S/FLS | WN.N177 | - |  |  |  | 1
EQ021283 |  | Photon Counter |  | APD Yellow FET |  | Biebricher, Andreas | VU/F/BETA/N&S/FLS | WN.N177 | - |  |  |  | 1
EQ021282 |  | Photon Counter |  | APD green FET |  | Biebricher, Andreas | VU/F/BETA/N&S/FLS | WN.N177 | - |  |  |  | 1
EQ021281 |  | Photon Counter |  | APD Red FET |  | Biebricher, Andreas | VU/F/BETA/N&S/FLS | WN.N177 | - |  |  |  | 1
EQ021280 |  | Laser Controller Unit |  | Picosecond delay FET |  | Biebricher, Andreas | VU/F/BETA/N&S/FLS | WN.N177 | - |  |  |  | 1
EQ021279 |  | Force measurement |  | Forc Detection Unit FET |  | Biebricher, Andreas | VU/F/BETA/N&S/FLS | WN.N177 | - |  |  |  | 1
EQ021278 |  | Shutter Driver |  | Fluidics & Shutter Control FET |  | Biebricher, Andreas | VU/F/BETA/N&S/FLS | WN.N177 | - |  |  |  | 1
EQ021277 |  | Motion Controller/Driver |  | MCL stage controller | Mad City Labs Inc. (MCL) | Biebricher, Andreas | VU/F/BETA/N&S/FLS | WN.N177 | - |  |  |  | 1
EQ021276 |  | Shutter Driver |  | Laser shutter control FET |  | Biebricher, Andreas | VU/F/BETA/N&S/FLS | WN.N177 | - |  |  |  | 1
EQ021275 |  | Motion Controller/Driver |  | MCL mirror controller | Mad City Labs Inc. (MCL) | Biebricher, Andreas | VU/F/BETA/N&S/FLS | WN.N177 | - |  |  |  | 1
EQ021274 |  | Power Supply |  | Janus scanner power supply |  | Biebricher, Andreas | VU/F/BETA/N&S/FLS | WN.N177 | - |  |  |  | 1
EQ021273 |  | Power Supply |  | Power supply LED FET |  | Biebricher, Andreas | VU/F/BETA/N&S/FLS | WN.N177 | - |  |  |  | 1
EQ021272 |  | Computer interface |  | USB Hub FET |  | Biebricher, Andreas | VU/F/BETA/N&S/FLS | WN.N177 | - |  |  |  | 1
EQ021271 |  | Power Supply |  | Power supply laser controller FET |  | Biebricher, Andreas | VU/F/BETA/N&S/FLS | WN.N177 | - |  |  |  | 1
EQ021270 |  | Laser |  | IR Laser FET | IPG Photonics | Biebricher, Andreas | VU/F/BETA/N&S/FLS | WN.N177 | - |  |  |  | 1
EQ021269 |  | Lamp |  | Lamp FET |  | Biebricher, Andreas | VU/F/BETA/N&S/FLS | WN.N177 | - |  |  |  | 1
EQ021268 |  | Power Supply |  | Power supply SLM card | PeakTech | Biebricher, Andreas | VU/F/BETA/N&S/FLS | WN.N177 | - |  |  |  | 1
EQ021267 |  | Computer Monitor |  | Monitor side FET |  | Biebricher, Andreas | VU/F/BETA/N&S/FLS | WN.N177 | - |  |  |  | 1
EQ021266 |  | Computer Monitor |  | Monitor main FET |  | Biebricher, Andreas | VU/F/BETA/N&S/FLS | WN.N177 | - |  |  |  | 1
EQ021265 |  | Computer |  | Computer Force FET |  | Biebricher, Andreas | VU/F/BETA/N&S/FLS | WN.N177 | - |  |  |  | 1
EQ021264 |  | Extension Cable |  | Powerstrip 2 N157 |  | Biebricher, Andreas | VU/F/BETA/N&S/FLS | WN.N157 | - |  |  |  | 1
EQ021263 |  | Extension Cable |  | Powerstrip 1 N157 |  | Biebricher, Andreas | VU/F/BETA/N&S/FLS | WN.N157 | - |  |  |  | 1
EQ021262 |  | Centrifuge |  | OrtoAlresa Consol 22 |  | Logtestijn, RSP van | VU/F/BETA/A-LIFE | O2.02W41 | - |  |  |  | 1 | Consul 22
EQ021261 |  | Centrifuge |  | Orto Alresa centrifuge |  | Logtestijn, RSP van | VU/F/BETA/A-LIFE | O2.02W41 | - |  |  |  | 1 | Consul 22
EQ021260 |  | Control Unit |  | SM 10 cube |  | Heistek, Tim | VU/F/BETA/CNCR/INF | WN.C423F | - |  |  |  | 1
EQ021259 |  | Ultrasonic Cleaner |  | pipette cleaning system |  | Heistek, Tim | VU/F/BETA/CNCR/INF | WN.C423F | - |  |  |  | 1
EQ021258 |  | Extension Cable |  | extension cable | VU | Gouwenberg, Y | VU/F/BETA/CNCR/MCN | WN.C335 | - |  |  |  | 0
EQ021257 |  | Fan |  | ventilator |  | Kortekaas, R | VU/F/BETA | WN.KA151 | - |  |  |  | 1
EQ021256 |  | Extension Cable |  | Extension cable |  | Kortekaas, R | VU/F/BETA | WN.KA151 | - |  |  |  | 1
EQ021255 |  | Extension Cable |  | Extension cable |  | Kortekaas, R | VU/F/BETA | WN.KA151 | - |  |  |  | 1
EQ021254 |  | Extension Cable |  | Extension cable |  | Kortekaas, R | VU/F/BETA | WN.KA151 | - |  |  |  | 1
EQ021253 |  | Extension Cable |  | Extension cable |  | Kortekaas, R | VU/F/BETA | WN.KA151 | - |  |  |  | 1
EQ021252 |  | Extension Cable |  | Extension cable |  | Kortekaas, R | VU/F/BETA | WN.KA151 | - |  |  |  | 1
EQ021251 |  | Extension Cable |  | Extension cable |  | Kortekaas, R | VU/F/BETA | WN.KA151 | - |  |  |  | 1
EQ021250 |  | Extension Cable |  | Extension cable |  | Kortekaas, R | VU/F/BETA | WN.KA151 | - |  |  |  | 1
EQ021249 |  | Extension Cable |  | Extension cable |  | Kortekaas, R | VU/F/BETA | WN.KA151 | - |  |  |  | 1
EQ021248 |  | Extension Cable |  | Extension cable |  | Kortekaas, R | VU/F/BETA | WN.KA151 | - |  |  |  | 1
EQ021247 |  | Extension Cable |  | Extension cable |  | Kortekaas, R | VU/F/BETA | WN.KA151 | - |  |  |  | 1
EQ021246 |  | Extension Cable |  | Extension cable |  | Kortekaas, R | VU/F/BETA | WN.KA151 | - |  |  |  | 1
EQ021245 |  | Extension Cable |  | Extension cable |  | Kortekaas, R | VU/F/BETA | WN.KA151 | - |  |  |  | 1
EQ021244 |  | Extension Cable |  | Extension cable |  | Kortekaas, R | VU/F/BETA | WN.KA151 | - |  |  |  | 1
EQ021243 |  | Extension Cable |  | Extension cable |  | Kortekaas, R | VU/F/BETA | WN.KA151 | - |  |  |  | 1
EQ021242 |  | Extension Cable |  | Extension cable |  | Kortekaas, R | VU/F/BETA | WN.KA151 | - |  |  |  | 1
EQ021241 |  | Extension Cable |  | Extension cable |  | Kortekaas, R | VU/F/BETA | WN.KA151 | - |  |  |  | 1
EQ021240 |  | Extension Cable |  | Extension cable |  | Kortekaas, R | VU/F/BETA | WN.KA151 | - |  |  |  | 1
EQ021239 |  | Extension Cable |  | Extension cable |  | Kortekaas, R | VU/F/BETA | WN.KA151 | - |  |  |  | 1
EQ021238 |  | Extension Cable |  | Extension cable |  | Kortekaas, R | VU/F/BETA | WN.KA151 | - |  |  |  | 1
EQ021237 |  | Extension Cable |  | Extension cable |  | Kortekaas, R | VU/F/BETA | WN.KA151 | - |  |  |  | 1
EQ021236 |  | Extension Cable |  | Extension cable |  | Kortekaas, R | VU/F/BETA | WN.KA151 | - |  |  |  | 1
EQ021235 |  | Extension Cable |  | Extension cable |  | Kortekaas, R | VU/F/BETA | WN.KA151 | - |  |  |  | 1
EQ021234 |  | Extension Cable |  | Extension cable |  | Kortekaas, R | VU/F/BETA | WN.KA151 | - |  |  |  | 1
EQ021233 |  | Extension Cable |  | Extension cable |  | Kortekaas, R | VU/F/BETA | WN.KA151 | - |  |  |  | 1
EQ021232 |  | Extension Cable |  | Extension cable |  | Kortekaas, R | VU/F/BETA | WN.KA151 | - |  |  |  | 1
EQ021231 |  | Extension Cable |  | Extension cable |  | Kortekaas, R | VU/F/BETA | WN.KA151 | - |  |  |  | 1
EQ021230 |  | Extension Cable |  | Extension cable |  | Kortekaas, R | VU/F/BETA | WN.KA151 | - |  |  |  | 1
EQ021229 |  | Extension Cable |  | Extension cable |  | Kortekaas, R | VU/F/BETA | WN.KA151 | - |  |  |  | 1
EQ021228 |  | Lamp |  | V-TAC LED lamp |  | Kortekaas, R | VU/F/BETA | WN.KA151 | - |  |  |  | 1
EQ021227 |  | Lamp |  | V-TAC LED lamp |  | Kortekaas, R | VU/F/BETA | WN.KA151 | - |  |  |  | 1
EQ021226 |  | Lamp |  | V-TAC LED lamp |  | Kortekaas, R | VU/F/BETA | WN.KA151 | - |  |  |  | 1
EQ021225 |  | Lamp |  | V-TAC LED lamp |  | Kortekaas, R | VU/F/BETA | WN.KA151 | - |  |  |  | 1
EQ021224 |  | Lamp |  | V-TAC LED lamp |  | Kortekaas, R | VU/F/BETA | WN.KA151 | - |  |  |  | 1
EQ021223 |  | Lamp |  | V-TAC LED lamp |  | Kortekaas, R | VU/F/BETA | WN.KA151 | - |  |  |  | 1
EQ021222 |  | Lamp |  | V-TAC LED lamp |  | Kortekaas, R | VU/F/BETA | WN.KA151 | - |  |  |  | 1
EQ021221 |  | Lamp |  | V-TAC LED lamp |  | Kortekaas, R | VU/F/BETA | WN.KA151 | - |  |  |  | 1
EQ021220 |  | Lamp |  | V-TAC LED lamp |  | Kortekaas, R | VU/F/BETA | WN.KA151 | - |  |  |  | 1
EQ021219 |  | Extension Cable |  | Extension cable |  | Kortekaas, R | VU/F/BETA | WN.KA151 | - |  |  |  | 1
EQ021218 |  | Extension Cable |  | Extension cable |  | Kortekaas, R | VU/F/BETA | WN.KA151 | - |  |  |  | 1
EQ021217 |  | Extension Cable |  | Extension cable |  | Kortekaas, R | VU/F/BETA | WN.KA151 | - |  |  |  | 1
EQ021216 |  | Extension Cable |  | Extension cable |  | Kortekaas, R | VU/F/BETA | WN.KA151 | - |  |  |  | 1
EQ021215 |  | Extension Cable |  | Extension cable |  | Kortekaas, R | VU/F/BETA | WN.KA151 | - |  |  |  | 1
EQ021214 |  | Extension Cable |  | Extension cable |  | Kortekaas, R | VU/F/BETA | WN.KA151 | - |  |  |  | 1
EQ021213 |  | Lamp |  | V-TAC LED lamp |  | Kortekaas, R | VU/F/BETA | WN.KA151 | - |  |  |  | 1
EQ021212 |  | Extension Cable |  | Extension cable |  | Kortekaas, R | VU/F/BETA | WN.KA151 | - |  |  |  | 1
EQ021211 |  | Extension Cable |  | Extension cable |  | Kortekaas, R | VU/F/BETA | WN.KA151 | - |  |  |  | 1
EQ021210 |  | Lamp |  | V-TAC LED lamp |  | Kortekaas, R | VU/F/BETA | WN.KA151 | - |  |  |  | 1
EQ021209 |  | Lamp |  | V-TAC LED lamp |  | Kortekaas, R | VU/F/BETA | WN.KA151 | - |  |  |  | 1
EQ021208 |  | Lamp |  | V-TAC LED lamp |  | Kortekaas, R | VU/F/BETA | WN.KA151 | - |  |  |  | 1
EQ021207 |  | Extension Cable |  | Extension cable |  | Kortekaas, R | VU/F/BETA | WN.KA151 | - |  |  |  | 1
EQ021206 |  | Lamp |  | V-TAC LED lamp |  | Kortekaas, R | VU/F/BETA | WN.KA151 | - |  |  |  | 1
EQ021205 |  | Extension Cable |  | Extension cable |  | Kortekaas, R | VU/F/BETA | WN.KA151 | - |  |  |  | 1
EQ021204 |  | Extension Cable |  | Extension cable |  | Kortekaas, R | VU/F/BETA | WN.KA151 | - |  |  |  | 1
EQ021203 |  | Lamp |  | V-TAC LED lamp |  | Kortekaas, R | VU/F/BETA | WN.KA151 | - |  |  |  | 1
EQ021202 |  | Multi channel pipet |  | Multichannel pipette | Sartorius | Heijneman, Jorin Petrus Henricus | VU/F/BETA/CNCR/FGA | WN.A208 | - |  |  |  | 1
EQ021201 |  | Extension Cable |  | Extension cable |  | Kortekaas, R | VU/F/BETA | WN.KA151 | - |  |  |  | 1
EQ021200 |  | Lamp |  | V-TAC LED lamp |  | Kortekaas, R | VU/F/BETA | WN.KA151 | - |  |  |  | 1
EQ021199 |  | Lamp |  | V-TAC LED lamp |  | Kortekaas, R | VU/F/BETA | WN.KA151 | - |  |  |  | 1
EQ021198 |  | Extension Cable |  | Extension cable |  | Kortekaas, R | VU/F/BETA | WN.KA151 | - |  |  |  | 1
EQ021197 |  | Lamp |  | V-TAC LED lamp |  | Kortekaas, R | VU/F/BETA | WN.KA151 | - |  |  |  | 1
EQ021196 |  | Extension Cable |  | Extension cable |  | Kortekaas, R | VU/F/BETA | WN.KA151 | - |  |  |  | 1
EQ021195 |  | Extension Cable |  | Extension cable |  | Kortekaas, R | VU/F/BETA | WN.KA151 | - |  |  |  | 1
EQ021194 |  | Extension Cable |  | Extension cable |  | Kortekaas, R | VU/F/BETA | WN.KA151 | - |  |  |  | 1
EQ021193 |  | Extension Cable |  | Extension cable |  | Kortekaas, R | VU/F/BETA | WN.KA151 | - |  |  |  | 1
EQ021192 |  | Extension Cable |  | Extension cable |  | Kortekaas, R | VU/F/BETA | WN.KA151 | - |  |  |  | 1
EQ021191 |  | Pipette |  | Pipetset 9 | Sartorius | Heijneman, Jorin Petrus Henricus | VU/F/BETA/CNCR/FGA | WN.A208 | - |  |  |  | 1
EQ021190 |  | Lamp |  | V-TAC LED lamp |  | Kortekaas, R | VU/F/BETA | WN.KA151 | - |  |  |  | 1
EQ021189 |  | Extension Cable |  | Extension cable |  | Kortekaas, R | VU/F/BETA | WN.KA151 | - |  |  |  | 1
EQ021188 |  | Pipette |  | Pipetset 8 | Sartorius | Heijneman, Jorin Petrus Henricus | VU/F/BETA/CNCR/FGA | WN.A209 | - |  |  |  | 1
EQ021187 |  | Pipette |  | Pipetset 7 | Sartorius | Heijneman, Jorin Petrus Henricus | VU/F/BETA/CNCR/FGA | WN.A209 | - |  |  |  | 1
EQ021186 |  | Pipette |  | Pipetset 6 | Sartorius | Heijneman, Jorin Petrus Henricus | VU/F/BETA/CNCR/FGA | WN.A209 | - |  |  |  | 1
EQ021185 |  | Pipette |  | Pipetset 5 | Sartorius | Heijneman, Jorin Petrus Henricus | VU/F/BETA/CNCR/FGA | WN.A209 | - |  |  |  | 1
EQ021184 |  | Pipette |  | Pipetset 4 | Sartorius | Heijneman, Jorin Petrus Henricus | VU/F/BETA/CNCR/FGA | WN.A209 | - |  |  |  | 1
EQ021183 |  | Pipette |  | Pipetset 3 | Sartorius | Heijneman, Jorin Petrus Henricus | VU/F/BETA/CNCR/FGA | WN.A209 | - |  |  |  | 1
EQ021182 |  | Pipette |  | Pipetset 2 | Sartorius | Heijneman, Jorin Petrus Henricus | VU/F/BETA/CNCR/FGA | WN.A209 | - |  |  |  | 1
EQ021181 |  | Pipette |  | Pipetset 1 | Sartorius | Heijneman, Jorin Petrus Henricus | VU/F/BETA/CNCR/FGA | WN.A209 | - |  |  |  | 1
EQ021180 |  | Lamp |  | UV lamp |  | Heijneman, Jorin Petrus Henricus | VU/F/BETA/CNCR/FGA | WN.A209 | - |  |  |  | 1
EQ021179 |  | Battery Charger |  | Charger pipetboy |  | Heijneman, Jorin Petrus Henricus | VU/F/BETA/CNCR/FGA | WN.A209 | - |  |  |  | 1
EQ021178 |  | Gas Burner |  | bunsen burner |  | Breeuwsma, Nicole | VU/F/BETA/CNCR/CTG | WN.G334 | - |  |  |  | 1 | Fuego SCS
EQ021177 |  | Gas Burner |  | bunsen burner |  | Breeuwsma, Nicole | VU/F/BETA/CNCR/CTG | WN.G334 | - |  |  |  | 1 | Fuego SCS
EQ021176 |  | Gas Burner |  | bunsen burner |  | Breeuwsma, Nicole | VU/F/BETA/CNCR/CTG | WN.G334 | - |  |  |  | 1 | Fuego SCS basic
EQ021175 |  | Gas Burner |  | bunsen burner |  | Breeuwsma, Nicole | VU/F/BETA/CNCR/CTG | WN.G334 | - |  |  |  | 1 | Fuego SCS basic
EQ021174 |  | Gas Burner |  | bunsen burner |  | Breeuwsma, Nicole | VU/F/BETA/CNCR/CTG | WN.G334 | - |  |  |  | 1 | Fuego SCS basic
EQ021173 |  | Extension Cable |  | extension cord 1 |  | Biebricher, Andreas | VU/F/BETA | WN.UK11 | - |  |  |  | 1
EQ021172 |  | Computer |  | nanotech computer |  | Biebricher, Andreas | VU/F/BETA | WN.UK11 | - |  |  |  | 1
EQ021171 |  | Computer Monitor |  | Philips brilliance computer monitor |  | Biebricher, Andreas | VU/F/BETA | WN.UK11 | - |  |  |  | 1
EQ021170 |  | Computer Monitor |  | dell computer monitor |  | Biebricher, Andreas | VU/F/BETA | WN.UK11 | - |  |  |  | 1
EQ021169 |  | Lamp |  | lamp |  | Biebricher, Andreas | VU/F/BETA | WN.UK11 | - |  |  |  | 1
EQ021168 |  | Oscillator |  | Hameg oscillator |  | Biebricher, Andreas | VU/F/BETA | WN.UK11 | - |  |  |  | 1
EQ021167 |  | Computer |  | Dell computer |  | Biebricher, Andreas | VU/F/BETA | WN.UK11 | - |  |  |  | 1
EQ021166 |  | Nanoposition Controller |  | nanotech set-up |  | Biebricher, Andreas | VU/F/BETA | WN.UK11 | - |  |  |  | 1
EQ021165 |  | Lamp |  | lamp |  | Biebricher, Andreas | VU/F/BETA | WN.UK11 | - |  |  |  | 1
EQ021164 |  | Incubator |  | Tritech DigiTherm |  | Biebricher, Andreas | VU/F/BETA | WN.UK11 | - |  |  |  | 1
EQ021163 |  | Computer |  | HP computer |  | Biebricher, Andreas | VU/F/BETA | WN.UK11 | - |  |  |  | 1
EQ021162 |  | Incubator |  | Grant QBT1 |  | Biebricher, Andreas | VU/F/BETA | WN.UK11 | - |  |  |  | 1
EQ021161 |  | Data Converter |  | USB digital OUT - elektronika beta VU |  | Biebricher, Andreas | VU/F/BETA | WN.UK11 | - |  |  |  | 1
EQ021160 |  | Multiple wavelength detector (MWD) |  | agilent arbitrary waveform generator |  | Biebricher, Andreas | VU/F/BETA | WN.UK11 | - |  |  |  | 1
EQ021159 |  | Power Supply |  | velleman dc lab power suplly |  | Biebricher, Andreas | VU/F/BETA | WN.UK11 | - |  |  |  | 1
EQ021158 |  | Computer Monitor |  | Monitor |  | Koolman, Tiara | VU/F/BETA/CNCR/MCN | WN.C324 | - |  |  |  | 1
EQ021157 |  | Vacuum Pump |  | Vacuum pump | KNF | Breeuwsma, Nicole | VU/F/BETA/CNCR/CTG | WN.G344 | - |  |  |  | 1 | PH1669-811
EQ021156 |  | Vacuum Pump |  | Vacuum pump | Vacuubrand | Breeuwsma, Nicole | VU/F/BETA/CNCR/CTG | WN.G344 | - |  |  |  | 1 | Vacuubrand BVC Control G afzuigsysteem glazen fles
EQ021155 |  | Amplifier |  | BroadBand RF Power Amplifier | Electronic Navigation Industries (ENI) | Limburg, Rob | VU/F/BETA/TC/Electronica | WN.P043 | - |  |  |  | 1 | 300L
EQ021154 |  | Fridge freezer |  | fridge/Freezer |  | Koolman, Tiara | VU/F/BETA/CNCR/MCN | WN.C321 | - |  |  |  | 1
EQ021153 | Vortex | Vortex |  | Vortex | Janke & Kunkel | Bakali, Chaimaa | VU/F/BETA/CNCR/MCN | WN.C321 | - |  |  |  | 1 | Vibrofix VF1
EQ021152 |  | Amplifier |  | Voltage Controlled Current Source | Elektronica Bèta | Kortekaas, R | VU/F/BETA/N&S/AML | WN.G179 | - |  |  |  | 1 | 2024-2942-02
EQ021151 |  | Oven |  | Oven |  | Zalm, R | VU/F/BETA/CNCR/FGA | WN.A436 | - |  |  |  | 1
EQ021150 |  | Optical Table |  | Optical Table | Newport | Broeke, Jurjen | VU/F/BETA/CNCR/FGA | WN.C423J | - |  |  |  | 1
EQ021149 |  | Cutting Machine |  | Vliezenmaker | VU | Weering, JRT van | VU/F/BETA/CNCR/FGA | WN.B210 | - |  |  |  | 1
EQ021148 |  | Storage |  | LN2 thermos 5l | Cryoson | Weering, JRT van | VU/F/BETA/CNCR/FGA | WN.A203 | - |  |  |  | 1
EQ021147 |  | Storage |  | LN2 thermos 2l | Cryoson | Weering, JRT van | VU/F/BETA/CNCR/FGA | WN.A203 | - |  |  |  | 1
EQ021146 |  | Storage |  | LN dewar cryo-utoom | Leica | Weering, JRT van | VU/F/BETA/CNCR/FGA | WN.A203A | - |  |  |  | 1
EQ021145 |  | Gas Monitor |  | Ethane bottle tap | VU | Weering, JRT van | VU/F/BETA/CNCR/FGA | WN.A203 | - |  |  |  | 1
EQ021144 |  | Microtome |  | Knifemaker LKB 7800 | Leica | Weering, JRT van | VU/F/BETA/CNCR/FGA | WN.A203 | - |  |  |  | 1
EQ021143 |  | Storage |  | Wheels messer griesheim | VU | Weering, JRT van | VU/F/BETA/CNCR/FGA | WN.A203 | - |  |  |  | 1
EQ021142 |  | Storage |  | LN messer griesheim | Cryoson | Weering, JRT van | VU/F/BETA/CNCR/FGA | WN.A203 | - |  |  |  | 1
EQ021141 |  | Storage |  | LN cryoson NT-130 SP | Cryoson | Weering, JRT van | VU/F/BETA/CNCR/FGA | WN.A203 | - |  |  |  | 1
EQ021140 |  | Storage |  | LN Storage HC35 | VU | Weering, JRT van | VU/F/BETA/CNCR/FGA | WN.A203 | - |  |  |  | 1
EQ021139 |  | Mobility Device |  | Stairs | VU | Weering, JRT van | VU/F/BETA/CNCR/FGA | WN.B204 | - |  |  |  | 1
EQ021138 |  | Pump/Compressor |  | Jeol rotary pump | Jeol | Weering, JRT van | VU/F/BETA/CNCR/FGA | WN.B204 | - |  |  |  | 1
EQ021137 |  | Electrical tool |  | Tecnai computer cabinet | Thermo Fisher Scientific | Weering, JRT van | VU/F/BETA/CNCR/FGA | WN.B210 | - |  |  |  | 1
EQ021136 |  | Electrical tool |  | Tecnai high tension cabinet | Thermo Fisher Scientific | Weering, JRT van | VU/F/BETA/CNCR/FGA | WN.B210 | - |  |  |  | 1
EQ021135 |  | Storage |  | LN Dewar Tecnai | Thermo Fisher Scientific | Weering, JRT van | VU/F/BETA/CNCR/FGA | WN.B210 | - |  |  |  | 1
EQ021134 |  | Cryoplatform |  | Specimen Holder | Gatan | Weering, JRT van | VU/F/BETA/CNCR/FGA | WN.B210 | - |  |  |  | 1
EQ021133 |  | Storage |  | Taylor-Wharton XL-240 |  | Weering, JRT van | VU/F/BETA/CNCR/FGA | WN.B216 | - |  |  |  | 1 | XL-240
EQ021132 |  | Microscope |  | Microscope IX51 | Olympus | Broeke, Jurjen | VU/F/BETA/CNCR/FGA | WN.C423B | - |  |  |  | 1 | IX51
EQ021131 |  | LED Controller |  | Thorlabs LED Driver | Thorlabs | Broeke, Jurjen | VU/F/BETA/CNCR/FGA | WN.C423B | - |  |  |  | 1 | LEDD1B
EQ021130 |  | Microscope |  | Microscope | Carl Zeiss | Broeke, Jurjen | VU/F/BETA/CNCR/FGA | WN.C423B | - |  |  |  | 1 | Axiovert 35
EQ021129 |  | Laminar Air Flow Cabinet |  | LAF 0026580 |  | Huijgen, Judith | VU/F/BETA/CNCR/FGA | WN.A367 | - |  |  |  | 1
EQ021128 |  | Camera |  | Grashopper2 | Teledyne Photometrics | Cenijn, Peter | VU/F/BETA/A-LIFE/CE&H | O2.01E79 | - |  |  |  | 1 | Grasshopper GS3-U3-32S4C-C
EQ021127 |  | Camera |  | Grashopper | Teledyne Photometrics | Cenijn, Peter | VU/F/BETA/A-LIFE/CE&H | O2.01E79 | - |  |  |  | 1 | Grasshopper GRAS-03K2M
EQ021126 |  | Incubator |  | Innova 42 | New Brunswick Scientific | Cenijn, Peter | VU/F/BETA/A-LIFE/CE&H | O2.01E79 | - |  |  |  | 1 | Innova 42
EQ021125 |  | Water Bath |  | Water Bath | Fisher Scientific / Fisher Emergo | Cenijn, Peter | VU/F/BETA/A-LIFE/CE&H | O2.01E79 | - |  |  |  | 1 | Isotemp GPD 05 (FSGPD05)
EQ021124 |  | Balance |  | Kern balance | Kern | Cenijn, Peter | VU/F/BETA/A-LIFE/CE&H | O2.02E27 | - |  |  |  | 0 | ACS 300-4
EQ021123 |  | Balance |  | Kern balance | Kern | Cenijn, Peter | VU/F/BETA/A-LIFE/CE&H | O2.02E27 | - |  |  |  | 0 | ACS 300-4
EQ021122 |  | Microplate reader |  | Plate Reader | Molecular Devices | Cenijn, Peter | VU/F/BETA/A-LIFE/CE&H | O2.02E27 | - |  |  |  | 1 | SpectraMax iD5
EQ021121 |  | Microscope |  | Slide Scanner | Hamamatsu | Cenijn, Peter | VU/F/BETA/A-LIFE/CE&H | O2.02E69 | - |  |  |  | 1 | NanoZoomer S60 (C13210-04)
EQ021120 |  | Microtome |  | Microtome Autocut |  | Cenijn, Peter | VU/F/BETA/A-LIFE/CE&H | O2.02E65 | - |  |  |  | 1 | Autocut
EQ021119 |  | Microscope |  | Zeis Axiostar plus | Zeiss | Cenijn, Peter | VU/F/BETA/A-LIFE/CE&H | O2.02E65 | - |  |  |  | 1 | Axiostar plus (1169-151)
EQ021118 |  | Sample Preparation Unit |  | Histocore Arcadia H | Leica | Cenijn, Peter | VU/F/BETA/A-LIFE/CE&H | O2.02E65 | - |  |  |  | 1 | HistoCore Arcadia H
EQ021117 |  | Sample Preparation Unit |  | HistoCore Arcadia C | Leica | Cenijn, Peter | VU/F/BETA/A-LIFE/CE&H | O2.02E65 | - |  |  |  | 1 | HistoCore Arcadia C
EQ021116 |  | Microtome |  | Leica BioCut R | Leica | Cenijn, Peter | VU/F/BETA/A-LIFE/CE&H | O2.02E65 | - |  |  |  | 1 | HistoCore BioCut R
EQ021115 |  | Sample Preparation Unit |  | Leica Histocore PEARL | Leica | Cenijn, Peter | VU/F/BETA/A-LIFE/CE&H | O2.02E65 | - |  |  |  | 1 | HistoCore PEARL
EQ021114 |  | Staining Device |  | Leica Autostainer XL | Leica | Cenijn, Peter | VU/F/BETA/A-LIFE/CE&H | O2.02E65 | - |  |  |  | 1 | Autostainer XL (ST5010)
EQ021113 |  | Vortex |  | mini vortex |  | Timmerman, AJ | VU/F/BETA/CNCR/INF | WN.C423K | - |  |  |  | 1 | mini vortex mixer 3000
EQ021112 |  | Centrifuge |  | Eppendorf centrifuge 5702 | Eppendorf | Cenijn, Peter | VU/F/BETA/A-LIFE/CE&H | O2.01E79 | - |  |  |  | 1 | 5702
EQ021111 |  | Centrifuge |  | Eppendorf centrifuge 5702 | Eppendorf | Cenijn, Peter | VU/F/BETA/A-LIFE/CE&H | O2.02E43 | - |  |  |  | 1 | 5702
EQ021110 |  | Microscope |  | Microscope | Leica | Cenijn, Peter | VU/F/BETA/A-LIFE/CE&H | O2.02E39 | - |  |  |  | 1 | Mateo TL RUO
EQ021109 |  | Incubator |  | Eppendorf Incubator | Eppendorf | Cenijn, Peter | VU/F/BETA/A-LIFE/E&H | O2.02E39 | - |  |  |  | 1 | CellXpert C170i
EQ021108 |  | Incubator |  | Eppendorf Incubator | Eppendorf | Cenijn, Peter | VU/F/BETA/A-LIFE/E&H | O2.02E39 | - |  |  |  | 1 | CellXpert C170i
EQ021107 |  | Incubator |  | Eppendorf Incubator | Eppendorf | Cenijn, Peter | VU/F/BETA/A-LIFE/E&H | O2.02E39 | - |  |  |  | 1 | CellXpert C170i
EQ021106 |  | Amplifier |  | Voltage Controlled Current Source | Elektronica Bèta | Kortekaas, R | VU/F/BETA/N&S/AML | WN.G179 | - |  |  |  | 1 | 2024-2942-02
EQ021105 |  | Centrifuge |  | Centrifuge, gekoeld | Falcon | Marien, Janine | VU/F/BETA/A-LIFE | WN.N139A | - |  |  |  | 1 | 6/300
EQ021104 |  | Balance |  | Balance | Sartorius | Jeu, Lotte de | VU/F/BETA/A-LIFE/E&E | WN.N139A | - |  |  |  | 1 | TE2101
EQ021103 |  | Balance |  | Balance | Ohaus | Jeu, Lotte de | VU/F/BETA/A-LIFE/E&E | WN.N139E | - |  |  |  | 1 | AX4202/E
EQ021102 |  | Centrifuge |  | Centrifuge | Sigma | Marien, Janine | VU/F/BETA/A-LIFE | WN.N182 | - |  |  |  | 1 | 1-15
EQ021101 |  | Magnetic Stirrer |  | Magnetic stirrer plate | IKA | Marien, Janine | VU/F/BETA/A-LIFE | WN.N142 | - |  |  |  | 1 | C-MAG MS10
EQ021100 |  | Block Heater |  | Heating plate |  | Biebricher, Andreas | VU/F/BETA | WN.N157 | - |  |  |  | 1
EQ021099 |  | Light Source |  | Illumination m2 |  | Biebricher, Andreas | VU/F/BETA | WN.N157 | - |  |  |  | 1
EQ021098 |  | Light Source |  | Illumination source m1 |  | Biebricher, Andreas | VU/F/BETA | WN.N157 | - |  |  |  | 1
EQ021097 |  | Light Source |  | Nikon Intensilight |  | Biebricher, Andreas | VU/F/BETA | WN.N157 | - |  |  |  | 1
EQ021096 |  | Computer Monitor |  | Monitor |  | Biebricher, Andreas | VU/F/BETA | WN.N157 | - |  |  |  | 1
EQ021095 |  | Computer |  | Computer N157 |  | Biebricher, Andreas | VU/F/BETA | WN.N157 | - |  |  |  | 1
EQ021094 |  | Other |  | Micropipette puller |  | Biebricher, Andreas | VU/F/BETA | WN.N157 | - |  |  |  | 1
EQ021093 |  | Microinjector |  | Femto Jet |  | Biebricher, Andreas | VU/F/BETA | WN.N157 | - |  |  |  | 1
EQ021092 |  | Microinjector |  | Inject man |  | Biebricher, Andreas | VU/F/BETA | WN.N157 | - |  |  |  | 1
EQ021091 |  | Light Source |  | Illumination source Nikon M |  | Biebricher, Andreas | VU/F/BETA | WN.N157 | - |  |  |  | 1
EQ021090 |  | Microscope |  | Nikon microscope |  | Biebricher, Andreas | VU/F/BETA | WN.N157 | - |  |  |  | 1
EQ021089 |  | Centrifuge |  | Table centrifuge |  | Biebricher, Andreas | VU/F/BETA | WN.N157 | - |  |  |  | 1
EQ021088 |  | Fridge |  | Fridge N157 |  | Biebricher, Andreas | VU/F/BETA | WN.N157 | - |  |  |  | 1
EQ021087 |  | Freezer |  | Freezer N157 |  | Biebricher, Andreas | VU/F/BETA | WN.N157 | - |  |  |  | 1
EQ021086 |  | Incubator |  | Incubator 3T N157 |  | Biebricher, Andreas | VU/F/BETA | WN.N157 | - |  |  |  | 1
EQ021085 |  | Incubator |  | Incubator 2M N157 |  | Biebricher, Andreas | VU/F/BETA | WN.N157 | - |  |  |  | 1
EQ021084 |  | Incubator |  | Incubator 1B N157 |  | Biebricher, Andreas | VU/F/BETA | WN.N157 | - |  |  |  | 1
EQ021083 |  | Extension Cable |  | Powerstrip 4 WM2 |  | Biebricher, Andreas | VU/F/BETA | WN.N157 | - |  |  |  | 1
EQ021082 |  | Extension Cable |  | Powerstrip 3 WM2 |  | Biebricher, Andreas | VU/F/BETA | WN.N157 | - |  |  |  | 1
EQ021081 |  | Extension Cable |  | Powerstrip 2 WM2 |  | Biebricher, Andreas | VU/F/BETA | WN.N157 | - |  |  |  | 1
EQ021080 |  | Extension Cable |  | Powerstrip 1 WM2 |  | Biebricher, Andreas | VU/F/BETA | WN.N157 | - |  |  |  | 1
EQ021079 |  | Lamp |  | Lamp 2 WM2 |  | Biebricher, Andreas | VU/F/BETA | WN.N157 | - |  |  |  | 1
EQ021078 |  | Lamp |  | Lamp 1 WM2 |  | Biebricher, Andreas | VU/F/BETA | WN.N157 | - |  |  |  | 1
EQ021077 |  | Flow Controller |  | Fluidics controller |  | Biebricher, Andreas | VU/F/BETA | WN.N157 | - |  |  |  | 1
EQ021076 |  | Light Source |  | Brightfield illumination source WM2 |  | Biebricher, Andreas | VU/F/BETA | WN.N157 | - |  |  |  | 1
EQ021075 |  | Laser Shaper |  | Diffuser controller WM2 |  | Biebricher, Andreas | VU/F/BETA | WN.N157 | - |  |  |  | 1
EQ021074 |  | Camera |  | EMCCD camera WM2 |  | Biebricher, Andreas | VU/F/BETA | WN.N157 | - |  |  |  | 1
EQ021073 |  | Microscope |  | Microscope WM2 |  | Biebricher, Andreas | VU/F/BETA | WN.N157 | - |  |  |  | 1
EQ021072 |  | Motion Controller/Driver |  | ASI stage controller WM2 |  | Biebricher, Andreas | VU/F/BETA | WN.N157 | - |  |  |  | 1
EQ021071 |  | Signal filter |  | MPDS Controller WM2 |  | Biebricher, Andreas | VU/F/BETA | WN.N157 | - |  |  |  | 1
EQ021070 |  | Laser |  | 639nm laser + controller |  | Biebricher, Andreas | VU/F/BETA | WN.N157 | - |  |  |  | 1
EQ021069 |  | Laser Controller Unit |  | 561nm Laser controller WM2 |  | Biebricher, Andreas | VU/F/BETA | WN.N157 | - |  |  |  | 1
EQ021068 |  | Laser Controller Unit |  | 532nm Laser controller WM2 |  | Biebricher, Andreas | VU/F/BETA | WN.N157 | - |  |  |  | 1
EQ021067 |  | Laser Controller Unit |  | 491nm Laser controller WM2 |  | Biebricher, Andreas | VU/F/BETA | WN.N157 | - |  |  |  | 1
EQ021066 |  | Computer Monitor |  | Computer Monitor 2 WM2 |  | Biebricher, Andreas | VU/F/BETA | WN.N157 | - |  |  |  | 1
EQ021065 |  | Computer Monitor |  | Computer Monitor WM2 |  | Biebricher, Andreas | VU/F/BETA | WN.N157 | - |  |  |  | 1
EQ021064 |  | Computer |  | Computer WM2 |  | Biebricher, Andreas | VU/F/BETA | WN.N157 | - |  |  |  | 1
EQ021063 |  | Heater |  | Heating controller unit |  | Biebricher, Andreas | VU/F/BETA | WN.N157 | - |  |  |  | 1
EQ021062 |  | Speakers |  | Loudspeaker |  | Biebricher, Andreas | VU/F/BETA | WN.N157 | - |  |  |  | 1
EQ021061 |  | Extension Cable |  | Powerstrip 4 WM1 |  | Biebricher, Andreas | VU/F/BETA | WN.N157 | - |  |  |  | 1
EQ021060 |  | Extension Cable |  | Powerstrip 3 WM1 |  | Biebricher, Andreas | VU/F/BETA | WN.N157 | - |  |  |  | 1
EQ021059 |  | Extension Cable |  | Powerstrip 2 WM1 |  | Biebricher, Andreas | VU/F/BETA | WN.N157 | - |  |  |  | 1
EQ021058 |  | Extension Cable |  | Powerstrip 1 WM1 |  | Biebricher, Andreas | VU/F/BETA | WN.N157 | - |  |  |  | 1
EQ021057 |  | Lamp |  | Lamp 2 WM1 |  | Biebricher, Andreas | VU/F/BETA | WN.N157 | - |  |  |  | 1
EQ021056 |  | Lamp |  | Lamp 1 WM1 |  | Biebricher, Andreas | VU/F/BETA | WN.N157 | - |  |  |  | 1
EQ021055 |  | Shutter Driver |  | 405nm laser shutter |  | Biebricher, Andreas | VU/F/BETA | WN.N157 | - |  |  |  | 1
EQ021054 |  | Light Source |  | Brightfield illumination source WM1 |  | Biebricher, Andreas | VU/F/BETA | WN.N157 | - |  |  |  | 1
EQ021053 |  | Laser Shaper |  | Diffuser controller WM1 |  | Biebricher, Andreas | VU/F/BETA | WN.N157 | - |  |  |  | 1
EQ021052 |  | Camera |  | EMCCD camer WM1 |  | Biebricher, Andreas | VU/F/BETA | WN.N157 | - |  |  |  | 1
EQ021051 |  | Microscope |  | Microscope WM1 |  | Biebricher, Andreas | VU/F/BETA | WN.N157 | - |  |  |  | 1
EQ021050 |  | Motion Controller/Driver |  | ASI stage controller WM1 |  | Biebricher, Andreas | VU/F/BETA | WN.N157 | - |  |  |  | 1
EQ021049 |  | Signal filter |  | MPDS Controller WM1 |  | Biebricher, Andreas | VU/F/BETA | WN.N157 | - |  |  |  | 1
EQ021048 |  | Laser Controller Unit |  | 405nm Laser controller WM1 |  | Biebricher, Andreas | VU/F/BETA | WN.N157 | - |  |  |  | 1
EQ021047 |  | Laser |  | 639nm Laser + Adapter |  | Biebricher, Andreas | VU/F/BETA | WN.N157 | - |  |  |  | 1
EQ021046 |  | Laser Controller Unit |  | 561nm Laser controller WM1 |  | Biebricher, Andreas | VU/F/BETA | WN.N157 | - |  |  |  | 1
EQ021045 |  | Laser Controller Unit |  | 532nm Laser controller WM1 |  | Biebricher, Andreas | VU/F/BETA | WN.N157 | - |  |  |  | 1
EQ021044 |  | Laser Controller Unit |  | 491nm Laser controller WM1 |  | Biebricher, Andreas | VU/F/BETA | WN.N157 | - |  |  |  | 1
EQ021043 |  | Computer Monitor |  | Monitor 2 WM1 |  | Biebricher, Andreas | VU/F/BETA | WN.N157 | - |  |  |  | 1
EQ021042 |  | Computer Monitor |  | Monitor 1 WM1 |  | Biebricher, Andreas | VU/F/BETA | WN.N157 | - |  |  |  | 1
EQ021041 |  | Computer |  | Computer WM1 |  | Biebricher, Andreas | VU/F/BETA | WN.N157 | - |  |  |  | 1
EQ021040 |  | Other |  | Andreas aanvullen |  | Elek, Test | VU/F/BETA | WN.TK26 | - |  |  |  | 1
EQ021039 |  | Other |  | Andreas aanvullen |  | Elek, Test | VU/F/BETA | WN.TK26 | - |  |  |  | 1
EQ021038 |  | Other |  | Andreas aanvullen |  | Elek, Test | VU/F/BETA | WN.TK26 | - |  |  |  | 1
EQ021037 |  | Other |  | Andreas aanvullen |  | Elek, Test | VU/F/BETA | WN.TK26 | - |  |  |  | 1
EQ021036 |  | Other |  | Andreas aanvullen |  | Elek, Test | VU/F/BETA | WN.TK26 | - |  |  |  | 1
EQ021035 |  | Other |  | Andreas aanvullen |  | Elek, Test | VU/F/BETA | WN.TK26 | - |  |  |  | 1
EQ021034 |  | Other |  | Watec PS |  | Elek, Test | VU/F/BETA | WN.UK06 | - |  |  |  | 1
EQ021033 |  | Laser Controller Unit |  | 532nm FT |  | Biebricher, Andreas | VU/F/BETA | WN.UK06 | - |  |  |  | 1 | Cobolt
EQ021032 |  | Power Supply |  | 532nm PS FT | Cobolt | Biebricher, Andreas | VU/F/BETA | WN.UK06 | - |  |  |  | 1
EQ021031 |  | Other |  | Andreas aanvullen |  | Elek, Test | VU/F/BETA | WN.TK26 | - |  |  |  | 1
EQ021030 |  | Laser Controller Unit |  | 561nm controller FT |  | Biebricher, Andreas | VU/F/BETA | WN.UK06 | - |  |  |  | 1
EQ021029 |  | Other |  | Andreas aanvullen |  | Elek, Test | VU/F/BETA | WN.TK26 | - |  |  |  | 1
EQ021028 |  | Other |  | Andreas aanvullen |  | Elek, Test | VU/F/BETA | WN.TK26 | - |  |  |  | 1
EQ021027 |  | Other |  | Andreas aanvullen |  | Elek, Test | VU/F/BETA | WN.TK26 | - |  |  |  | 1
EQ021026 |  | Other |  | Andreas aanvullen |  | Elek, Test | VU/F/BETA | WN.TK26 | - |  |  |  | 1
EQ021025 |  | Other |  | Andreas aanvullen |  | Elek, Test | VU/F/BETA | WN.TK26 | - |  |  |  | 1
EQ021024 |  | Other |  | Andreas aanvullen |  | Elek, Test | VU/F/BETA | WN.TK26 | - |  |  |  | 1
EQ021023 |  | Other |  | Andreas aanvullen |  | Elek, Test | VU/F/BETA | WN.TK26 | - |  |  |  | 1
EQ021022 |  | Other |  | Andreas aanvullen |  | Elek, Test | VU/F/BETA | WN.TK26 | - |  |  |  | 1
EQ021021 |  | Other |  | Andreas aanvullen |  | Elek, Test | VU/F/BETA | WN.TK26 | - |  |  |  | 1
EQ021020 |  | Other |  | Andreas aanvullen |  | Elek, Test | VU/F/BETA | WN.TK26 | - |  |  |  | 1
EQ021019 |  | Other |  | Andreas aanvullen |  | Elek, Test | VU/F/BETA | WN.TK26 | - |  |  |  | 1
EQ021018 |  | Other |  | Andreas aanvullen |  | Elek, Test | VU/F/BETA | WN.TK26 | - |  |  |  | 1
EQ021017 |  | Other |  | Andreas aanvullen |  | Elek, Test | VU/F/BETA | WN.TK26 | - |  |  |  | 1
EQ021016 |  | Other |  | Andreas aanvullen |  | Elek, Test | VU/F/BETA | WN.TK26 | - |  |  |  | 1
EQ021015 |  | Other |  | Andreas aanvullen |  | Elek, Test | VU/F/BETA | WN.TK26 | - |  |  |  | 1
EQ021014 |  | Other |  | Andreas aanvullen |  | Elek, Test | VU/F/BETA | WN.TK26 | - |  |  |  | 1
EQ021013 |  | Other |  | Andreas aanvullen |  | Elek, Test | VU/F/BETA | WN.TK26 | - |  |  |  | 1
EQ021012 |  | Other |  | Andreas aanvullen |  | Elek, Test | VU/F/BETA | WN.TK26 | - |  |  |  | 1
EQ021011 |  | Other |  | Andreas aanvullen |  | Elek, Test | VU/F/BETA | WN.TK26 | - |  |  |  | 1
EQ021010 |  | Other |  | Andreas aanvullen |  | Elek, Test | VU/F/BETA | WN.TK26 | - |  |  |  | 1
EQ021009 |  | Other |  | Andreas aanvullen |  | Elek, Test | VU/F/BETA | WN.TK26 | - |  |  |  | 1
EQ021008 |  | Other |  | Andreas aanvullen |  | Elek, Test | VU/F/BETA | WN.TK26 | - |  |  |  | 1
EQ021007 |  | Other |  | Andreas aanvullen |  | Elek, Test | VU/F/BETA | WN.TK26 | - |  |  |  | 1
EQ021006 |  | Other |  | Andreas aanvullen |  | Elek, Test | VU/F/BETA | WN.TK26 | - |  |  |  | 1
EQ021005 |  | Other |  | Andreas aanvullen |  | Elek, Test | VU/F/BETA | WN.TK26 | - |  |  |  | 1
EQ021004 |  | Other |  | Andreas aanvullen |  | Elek, Test | VU/F/BETA | WN.TK26 | - |  |  |  | 1
EQ021003 |  | Computer Monitor |  | Dell monitor |  | Biebricher, Andreas | VU/F/BETA | WN.UK11 | - |  |  |  | 1
EQ021002 |  | Computer |  | hp computer |  | Biebricher, Andreas | VU/F/BETA | WN.UK11 | - |  |  |  | 1
EQ021001 |  | Adapter |  | PI-Line controller adapter |  | Biebricher, Andreas | VU/F/BETA | WN.UK11 | - |  |  |  | 1
EQ021000 |  | Adapter |  | nano drive adapter |  | Biebricher, Andreas | VU/F/BETA | WN.UK11 | - |  |  |  | 1
EQ020999 |  | Adapter |  | micro drive adapter |  | Biebricher, Andreas | VU/F/BETA | WN.UK11 | - |  |  |  | 1
EQ020998 |  | Extension Cable |  | set-up 1, extension cable 3 |  | Biebricher, Andreas | VU/F/BETA | WN.UK11 | - |  |  |  | 1
EQ020997 |  | Amplifier |  | amplificateur |  | Biebricher, Andreas | VU/F/BETA | WN.UK11 | - |  |  |  | 1 | ARS2__30__30
EQ020996 |  | Power Supply |  | Power supply |  | Biebricher, Andreas | VU/F/BETA | WN.UK11 | - |  |  |  | 1
EQ020995 | LED driver | Other |  | LED driver | Thorlabs | Biebricher, Andreas | VU/F/BETA | WN.UK11 | - |  |  |  | 1 | LEDD1B
EQ020994 |  | Oscilloscope |  | Oscilloscope | Tektronix | Biebricher, Andreas | VU/F/BETA | WN.UK11 | - |  |  |  | 1 | TDS 1002
EQ020993 |  | Extension Cable |  | setup 2, extension cable 5 |  | Biebricher, Andreas | VU/F/BETA | WN.UK11 | - |  |  |  | 1
EQ020992 | waveform generator | Generator |  | SIGLENT waveform generator | Siglent | Biebricher, Andreas | VU/F/BETA | WN.UK11 | - |  |  |  | 1 | SDG 1032-X
EQ020991 | waveform generator | Generator |  | SIGLENT waveform generator | Siglent | Biebricher, Andreas | VU/F/BETA | WN.UK11 | - |  |  |  | 1 | SDG830
EQ020990 |  | Adapter |  | adapter Microscope Nikon TI-DH | FSP Group INC | Biebricher, Andreas | VU/F/BETA | WN.UK11 | - |  |  |  | 1
EQ020989 |  | Microscope |  | Microscope Nikon TI-DH | Nikon | Biebricher, Andreas | VU/F/BETA | WN.UK11 | - |  |  |  | 1
EQ020988 |  | Amplifier |  | AFS Amplifier Lumicks |  | Biebricher, Andreas | VU/F/BETA | WN.UK11 | - |  |  |  | 1
EQ020987 | Digital controller | Other |  | Digital Piezo Controller |  | Biebricher, Andreas | VU/F/BETA | WN.UK11 | - |  |  |  | 1 | E-710 4CL
EQ020986 |  | Extension Cable |  | set-up 1, extension cable 2 |  | Biebricher, Andreas | VU/F/BETA | WN.UK11 | - |  |  |  | 1
EQ020985 |  | Control Unit |  | süss microoptics speed controller |  | Biebricher, Andreas | VU/F/BETA | WN.UK11 | - |  |  |  | 1
EQ020984 | Pressure Vessel | Pump/Compressor |  | Pressure Vessel Jun Air | Jun-Air | Biebricher, Andreas | VU/F/BETA | WN.UK11 | - |  |  |  | 1
EQ020983 |  | Adapter |  | adapter photometrics prime bsi |  | Biebricher, Andreas | VU/F/BETA | WN.UK11 | - |  |  |  | 1
EQ020982 |  | Extension Cable |  | setup 2, extension cable 4 |  | Biebricher, Andreas | VU/F/BETA | WN.UK11 | - |  |  |  | 1
EQ020981 |  | Computer |  | Computer set-up 1 | Hewlett Packard (HP) | Biebricher, Andreas | VU/F/BETA | WN.UK11 | - |  |  |  | 1
EQ020980 | Temperature Controller | Other |  | AFS Temperature Controller |  | Biebricher, Andreas | VU/F/BETA | WN.UK11 | - |  |  |  | 1 | Lumicks
EQ020979 |  | Adapter |  | thorlabs compressor |  | Biebricher, Andreas | VU/F/BETA | WN.UK11 | - |  |  |  | 1
EQ020978 | LED driver | Other |  | LED driver | Thorlabs | Biebricher, Andreas | VU/F/BETA | WN.UK11 | - |  |  |  | 1 | LEDD1B
EQ020977 |  | Adapter |  | adapter thorlabs mff101 |  | Biebricher, Andreas | VU/F/BETA | WN.UK11 | - |  |  |  | 1
EQ020976 | test-tube-rotator | Rotator |  | test-tube-rotator | Snijders | Biebricher, Andreas | VU/F/BETA | WN.UK11 | - |  |  |  | 1 | 34528
EQ020975 |  | Temperature Control Module |  | temperature controller |  | Biebricher, Andreas | VU/F/BETA | WN.UK11 | - |  |  |  | 1
EQ020974 |  | Extension Cable |  | set-up 1, extension cable 1 (Rittal) |  | Biebricher, Andreas | VU/F/BETA | WN.UK11 | - |  |  |  | 1
EQ020973 |  | Adapter |  | adapter laserbox controller |  | Biebricher, Andreas | VU/F/BETA | WN.UK11 | - |  |  |  | 1
EQ020972 |  | Computer Monitor |  | Monitor set-up 1 | Hewlett Packard (HP) | Biebricher, Andreas | VU/F/BETA | WN.UK11 | - |  |  |  | 1 | LP2475w
EQ020971 |  | Extension Cable |  | setup 2, extension cable 3 |  | Biebricher, Andreas | VU/F/BETA | WN.UK11 | - |  |  |  | 1
EQ020970 |  | Extension Cable |  | setup 2, extension cable 1 |  | Biebricher, Andreas | VU/F/BETA | WN.UK11 | - |  |  |  | 1
EQ020969 |  | Extension Cable |  | setup 2, extension cable 2 |  | Biebricher, Andreas | VU/F/BETA | WN.UK11 | - |  |  |  | 1
EQ020968 |  | Lamp |  | Lamp |  | Biebricher, Andreas | VU/F/BETA | WN.TK25 | - |  |  |  | 1
EQ020967 | Surge Surpressor | Other |  | Tripplite Isobar | Tripp-Lite | Biebricher, Andreas | VU/F/BETA | WN.TK25 | - |  |  |  | 1
EQ020966 | illuminator | Other |  | Intenslight C-HGFIE | Nikon | Biebricher, Andreas | VU/F/BETA | WN.TK25 | - |  |  |  | 1
EQ020965 |  | Adapter |  | adapter BioScope Catalyst | Phihong | Biebricher, Andreas | VU/F/BETA | WN.TK25 | - |  |  |  | 1
EQ020964 | bioscope catalyst | Other |  | BioScope Catalyst | Veeco | Biebricher, Andreas | VU/F/BETA | WN.TK25 | - |  |  |  | 1 | EasyAlign bioscope catalyst
EQ020963 |  | Camera |  | Camera ANDOR | Andor | Biebricher, Andreas | VU/F/BETA | WN.TK25 | - |  |  |  | 1
EQ020962 | nanoscope | Other |  | Brunker nanoscope |  | Biebricher, Andreas | VU/F/BETA | WN.TK25 | - |  |  |  | 1
EQ020961 | Bioscope catalyst | Other |  | Veeco bioscope catalyst |  | Biebricher, Andreas | VU/F/BETA | WN.TK25 | - |  |  |  | 1
EQ020960 |  | Computer |  | Computer set-up 4 |  | Biebricher, Andreas | VU/F/BETA | WN.TK25 | - |  |  |  | 1
EQ020959 |  | Adapter |  | adapter Solis ANDOR camera |  | Biebricher, Andreas | VU/F/BETA | WN.TK25 | - |  |  |  | 1
EQ020958 |  | Computer Monitor |  | HP monitor | Hewlett Packard (HP) | Biebricher, Andreas | VU/F/BETA | WN.TK25 | - |  |  |  | 1
EQ020957 |  | Extension Cable |  | set-up 4, extension cable 2 |  | Biebricher, Andreas | VU/F/BETA | WN.TK25 | - |  |  |  | 1
EQ020956 |  | Adapter |  | LED driver adapter |  | Biebricher, Andreas | VU/F/BETA | WN.TK25 | - |  |  |  | 1
EQ020955 |  | Computer Monitor |  | Monitor | Hewlett Packard (HP) | Biebricher, Andreas | VU/F/BETA | WN.TK25 | - |  |  |  | 1 | L1950g
EQ020954 |  | Adapter |  | adapter mag rotation driver |  | Biebricher, Andreas | VU/F/BETA | WN.TK25 | - |  |  |  | 1
EQ020953 |  | Adapter |  | adapter mag position driver |  | Biebricher, Andreas | VU/F/BETA | WN.TK25 | - |  |  |  | 1
EQ020952 |  | Extension Cable |  | set-up 4, extension cable 1 | Kaiser | Biebricher, Andreas | VU/F/BETA | WN.TK25 | - |  |  |  | 1
EQ020951 |  | Adapter |  | adapter pump |  | Biebricher, Andreas | VU/F/BETA | WN.TK25 | - |  |  |  | 1
EQ020950 |  | Adapter |  | adapter set-up 1 |  | Biebricher, Andreas | VU/F/BETA | WN.TK25 | - |  |  |  | 1
EQ020949 |  | Adapter |  | adapter set-up 1 |  | Biebricher, Andreas | VU/F/BETA | WN.TK25 | - |  |  |  | 1
EQ020948 |  | Adapter |  | adapter set-up 1 |  | Biebricher, Andreas | VU/F/BETA | WN.TK25 | - |  |  |  | 1
EQ020947 |  | Adapter |  | adapter mog postition |  | Biebricher, Andreas | VU/F/BETA | WN.TK25 | - |  |  |  | 1
EQ020946 |  | Adapter |  | Adapter PI driver |  | Biebricher, Andreas | VU/F/BETA | WN.TK25 | - |  |  |  | 1
EQ020945 | Temperature Controller | Temperature Control Module |  | Temperature controller | Thorlabs | Biebricher, Andreas | VU/F/BETA | WN.TK25 | - |  |  |  | 1 | TC200
EQ020944 |  | Adapter |  | adapter mog rotation |  | Biebricher, Andreas | VU/F/BETA | WN.TK25 | - |  |  |  | 1
EQ020943 |  | Adapter |  | adapter set-up 1 |  | Biebricher, Andreas | VU/F/BETA | WN.TK25 | - |  |  |  | 1
EQ020942 |  | Adapter |  | TIRF cam adapter |  | Biebricher, Andreas | VU/F/BETA | WN.TK25 | - |  |  |  | 1
EQ020941 |  | Adapter |  | adapter set-up 1 |  | Biebricher, Andreas | VU/F/BETA | WN.TK25 | - |  |  |  | 1
EQ020940 |  | Adapter |  | adapter set-up 1 |  | Biebricher, Andreas | VU/F/BETA | WN.TK25 | - |  |  |  | 1
EQ020939 |  | Computer |  | Computer set-up 1 | none | Biebricher, Andreas | VU/F/BETA | WN.TK25 | - |  |  |  | 1
EQ020938 |  | Computer Monitor |  | Dell monitor | Dell | Biebricher, Andreas | VU/F/BETA | WN.TK25 | - |  |  |  | 1
EQ020937 | optics | Other |  | M-AL6-89 |  | Biebricher, Andreas | VU/F/BETA | WN.TK25 | - |  |  |  | 1
EQ020936 | optics | Adapter |  | M-AL6-892 adapter |  | Biebricher, Andreas | VU/F/BETA | WN.TK25 | - |  |  |  | 1
EQ020935 | optics | Adapter |  | C150 adapter |  | Biebricher, Andreas | VU/F/BETA | WN.TK25 | - |  |  |  | 1
EQ020934 | optics | Other |  | C150 |  | Biebricher, Andreas | VU/F/BETA | WN.TK25 | - |  |  |  | 1
EQ020933 |  | Computer Monitor |  | Dell monitor | Dell | Biebricher, Andreas | VU/F/BETA | WN.TK25 | - |  |  |  | 1
EQ020932 |  | Power Supply |  | Power supply set-up 3 | (Aim-)TTi | Biebricher, Andreas | VU/F/BETA | WN.TK25 | - |  |  |  | 1 | EX355R
EQ020931 |  | Computer |  | Computer set-up 3 |  | Biebricher, Andreas | VU/F/BETA | WN.TK25 | - |  |  |  | 1
EQ020930 |  | Adapter |  | adapter Teledyne DALSA camera | Mean Well Enterprises | Biebricher, Andreas | VU/F/BETA | WN.TK25 | - |  |  |  | 1
EQ020929 |  | Camera |  | Teledyne DALSA camera | Teledyne Photometrics | Biebricher, Andreas | VU/F/BETA | WN.TK25 | - |  |  |  | 1
EQ020928 |  | Centrifuge |  | Fisherbrand centrifuge |  | Biebricher, Andreas | VU/F/BETA | WN.TK25 | - |  |  |  | 1
EQ020927 |  | Computer |  | Computer set-up 2 |  | Biebricher, Andreas | VU/F/BETA | WN.TK25 | - |  |  |  | 1
EQ020926 |  | Adapter |  | adapter Motor controller |  | Biebricher, Andreas | VU/F/BETA | WN.TK25 | - |  |  |  | 1
EQ020925 | Motor controller | Other |  | Motor controller |  | Biebricher, Andreas | VU/F/BETA | WN.TK25 | - |  |  |  | 1 | C-863
EQ020924 |  | Extension Cable |  | setup 2, extension cable 5 |  | Biebricher, Andreas | VU/F/BETA | WN.TK25 | - |  |  |  | 1
EQ020923 |  | Adapter |  | adapter Motor controller |  | Biebricher, Andreas | VU/F/BETA | WN.TK25 | - |  |  |  | 1
EQ020922 | Motor controller | Other |  | Motor controller | PI | Biebricher, Andreas | VU/F/BETA | WN.TK25 | - |  |  |  | 1 | C-863
EQ020921 |  | Computer Monitor |  | Dell monitor | Dell | Biebricher, Andreas | VU/F/BETA | WN.TK25 | - |  |  |  | 1
EQ020920 | Temperature Controller | Temperature Control Module |  | Temperature controller | Thorlabs | Biebricher, Andreas | VU/F/BETA | WN.TK25 | - |  |  |  | 1 | TC200
EQ020919 |  | Peristaltic Pump |  | ISMATEC speed pump | Ismatec | Biebricher, Andreas | VU/F/BETA | WN.TK25 | - |  |  |  | 1
EQ020918 |  | Adapter |  | PI C-663 Adapter |  | Biebricher, Andreas | VU/F/BETA | WN.TK25 | - |  |  |  | 1
EQ020917 |  | Adapter |  | PI C-663 Adapter |  | Biebricher, Andreas | VU/F/BETA | WN.TK25 | - |  |  |  | 1
EQ020916 |  | Adapter |  | PI C-663 Adapter |  | Biebricher, Andreas | VU/F/BETA | WN.TK25 | - |  |  |  | 1
EQ020915 |  | Adapter |  | PI C-663 Adapter |  | Biebricher, Andreas | VU/F/BETA | WN.TK25 | - |  |  |  | 1
EQ020914 | Temperature Controller | Temperature Control Module |  | Temperature controller | Thorlabs | Biebricher, Andreas | VU/F/BETA | WN.TK25 | - |  |  |  | 1 | TC200
EQ020913 |  | Adapter |  | PI C-663 Adapter |  | Biebricher, Andreas | VU/F/BETA | WN.TK25 | - |  |  |  | 1
EQ020912 |  | Lamp |  | LED light |  | Biebricher, Andreas | VU/F/BETA | WN.TK25 | - |  |  |  | 1
EQ020911 |  | Computer |  | Computer | Dell | Biebricher, Andreas | VU/F/BETA | WN.TK25 | - |  |  |  | 1
EQ020910 |  | Power Supply |  | EX355R power supply |  | Biebricher, Andreas | VU/F/BETA | WN.TK25 | - |  |  |  | 1
EQ020909 |  | Computer Monitor |  | Monitor | AOC | Biebricher, Andreas | VU/F/BETA | WN.TK25 | - |  |  |  | 1
EQ020908 |  | Power Supply |  | Mean Well power supply |  | Biebricher, Andreas | VU/F/BETA | WN.TK25 | - |  |  |  | 1
EQ020907 |  | Extension Cable |  | set-up 3, extension cable 2 | Sygonix | Biebricher, Andreas | VU/F/BETA | WN.TK25 | - |  |  |  | 1
EQ020906 |  | Extension Cable |  | set-up 3, extension cable 1 | Sygonix | Biebricher, Andreas | VU/F/BETA | WN.TK25 | - |  |  |  | 1
EQ020905 |  | Extension Cable |  | setup 2, extension cable 4 |  | Biebricher, Andreas | VU/F/BETA | WN.TK25 | - |  |  |  | 1
EQ020904 |  | Extension Cable |  | setup 2, extension cable 3 |  | Biebricher, Andreas | VU/F/BETA | WN.TK25 | - |  |  |  | 1
EQ020903 |  | Extension Cable |  | setup 2, extension cable 2 |  | Biebricher, Andreas | VU/F/BETA | WN.TK25 | - |  |  |  | 1
EQ020902 |  | Extension Cable |  | setup 2, extension cable 1 |  | Biebricher, Andreas | VU/F/BETA | WN.TK25 | - |  |  |  | 1
EQ020901 |  | Extension Cable |  | set-up 1 extension cable 3 |  | Biebricher, Andreas | VU/F/BETA | WN.TK25 | - |  |  |  | 1
EQ020900 |  | Extension Cable |  | set-up 1 extension cable 2 |  | Biebricher, Andreas | VU/F/BETA | WN.TK25 | - |  |  |  | 1
EQ020899 |  | Extension Cable |  | set-up 1 extension cable 1 |  | Biebricher, Andreas | VU/F/BETA | WN.TK25 | - |  |  |  | 1
EQ020898 |  | Laser |  | omicron laser |  | Biebricher, Andreas | VU/F/BETA | WN.TK26 | - |  |  |  | 1
EQ020897 |  | Other |  | Lumicks xy pos. unit |  | Biebricher, Andreas | VU/F/BETA | WN.TK26 | - |  |  |  | 1
EQ020896 |  | Other |  | PI mirror |  | Biebricher, Andreas | VU/F/BETA | WN.TK26 | - |  |  |  | 1
EQ020895 |  | Motion Controller/Driver |  | MCL nanodrive |  | Biebricher, Andreas | VU/F/BETA | WN.TK26 | - |  |  |  | 1
EQ020894 |  | Force measurement |  | Force detection |  | Biebricher, Andreas | VU/F/BETA | WN.TK26 | - |  |  |  | 1
EQ020893 |  | Computer interface |  | computer part |  | Biebricher, Andreas | VU/F/BETA | WN.TK26 | - |  |  |  | 1
EQ020892 |  | Adapter |  | adapter |  | Biebricher, Andreas | VU/F/BETA | WN.TK26 | - |  |  |  | 1
EQ020891 |  | Extension Cable |  | set-up 2, extension cable 2 |  | Biebricher, Andreas | VU/F/BETA | WN.TK26 | - |  |  |  | 1
EQ020890 |  | Motion Controller/Driver |  | logitech controller |  | Biebricher, Andreas | VU/F/BETA | WN.TK26 | - |  |  |  | 1
EQ020889 |  | Computer Monitor |  | Dell monitor |  | Biebricher, Andreas | VU/F/BETA | WN.TK26 | - |  |  |  | 1
EQ020888 |  | Computer Monitor |  | Dell monitor |  | Biebricher, Andreas | VU/F/BETA | WN.TK26 | - |  |  |  | 1
EQ020887 |  | Computer Monitor |  | Dell monitor |  | Biebricher, Andreas | VU/F/BETA | WN.TK26 | - |  |  |  | 1
EQ020886 |  | Laser Controller Unit |  | IPG laser controller |  | Biebricher, Andreas | VU/F/BETA | WN.TK26 | - |  |  |  | 1
EQ020885 |  | Power Supply |  | Lumicks power supply |  | Biebricher, Andreas | VU/F/BETA | WN.TK26 | - |  |  |  | 1
EQ020884 |  | Laser Controller Unit |  | Lumicks Force sensor module |  | Biebricher, Andreas | VU/F/BETA | WN.TK26 | - |  |  |  | 1
EQ020883 |  | Laser Controller Unit |  | Lumicks excitation laser |  | Biebricher, Andreas | VU/F/BETA | WN.TK26 | - |  |  |  | 1
EQ020882 |  | Laser Controller Unit |  | Lumicks control module |  | Biebricher, Andreas | VU/F/BETA | WN.TK26 | - |  |  |  | 1
EQ020881 |  | Temperature Control Module |  | Lumicks Temperature control module |  | Biebricher, Andreas | VU/F/BETA | WN.TK26 | - |  |  |  | 1
EQ020880 | pipet filler | Pipette |  | Pipet filler S1 | Thermo Scientific | Marzin, Manuel | VU/F/BETA | WN.TK02 | - |  |  |  | 1
EQ020879 | pipet filler | Pipette |  | Pipet filler S1 | Thermo Scientific | Marzin, Manuel | VU/F/BETA | WN.T014 | - |  |  |  | 1
EQ020878 |  | Laser Array |  | Lumicks C-trap |  | Biebricher, Andreas | VU/F/BETA | WN.TK26 | - |  |  |  | 1
EQ020877 |  | Cooling Unit |  | ERM-3K3U |  | Biebricher, Andreas | VU/F/BETA | WN.TK26 | - |  |  |  | 1
EQ020876 |  | Computer |  | cable converter/computer |  | Biebricher, Andreas | VU/F/BETA | WN.TK26 | - |  |  |  | 1
EQ020875 |  | Laser Controller Unit |  | laser converter |  | Biebricher, Andreas | VU/F/BETA | WN.TK26 | - |  |  |  | 1
EQ020874 |  | Laser Controller Unit |  | lumicks trap steering unit |  | Biebricher, Andreas | VU/F/BETA | WN.TK26 | - |  |  |  | 1
EQ020873 |  | Laser Controller Unit |  | lumix nanopositioning unit |  | Biebricher, Andreas | VU/F/BETA | WN.TK26 | - |  |  |  | 1
EQ020872 |  | Photon Counter |  | Lumicks photon counter module |  | Biebricher, Andreas | VU/F/BETA | WN.TK26 | - |  |  |  | 1
EQ020871 |  | Adapter |  | Adapter USB hub |  | Biebricher, Andreas | VU/F/BETA | WN.TK26 | - |  |  |  | 1
EQ020870 |  | Laser |  | IPG laser |  | Biebricher, Andreas | VU/F/BETA | WN.TK26 | - |  |  |  | 1
EQ020869 |  | Extension Cable |  | set-up 2, extension cable 1 |  | Biebricher, Andreas | VU/F/BETA | WN.TK26 | - |  |  |  | 1
EQ020868 |  | Adapter |  | Adapter uflux |  | Biebricher, Andreas | VU/F/BETA | WN.TK26 | - |  |  |  | 1
EQ020867 |  | Photon Counter |  | Lumicks photon counter module |  | Biebricher, Andreas | VU/F/BETA | WN.TK26 | - |  |  |  | 1
EQ020866 |  | Adapter |  | THORLABS LED adapter |  | Biebricher, Andreas | VU/F/BETA | WN.TK26 | - |  |  |  | 1
EQ020865 |  | Extension Cable |  | set-up 1, extension cable 2 |  | Biebricher, Andreas | VU/F/BETA | WN.TK26 | - |  |  |  | 1
EQ020864 |  | Extension Cable |  | set-up 1, extension cable 1 |  | Biebricher, Andreas | VU/F/BETA | WN.TK26 | - |  |  |  | 1
EQ020863 |  | Adapter |  | adapter |  | Biebricher, Andreas | VU/F/BETA | WN.TK26 | - |  |  |  | 1
EQ020862 |  | Computer |  | Computer | none | Biebricher, Andreas | VU/F/BETA | WN.TK26 | - |  |  |  | 1
EQ020861 |  | Computer Monitor |  | HP monitor | Hewlett Packard (HP) | Biebricher, Andreas | VU/F/BETA | WN.TK26 | - |  |  |  | 1
EQ020860 |  | Computer Monitor |  | HP monitor | Hewlett Packard (HP) | Biebricher, Andreas | VU/F/BETA | WN.TK26 | - |  |  |  | 1
EQ020859 |  | Adapter |  | adapter | none | Biebricher, Andreas | VU/F/BETA | WN.UK03 | - |  |  |  | 1
EQ020858 |  | Computer |  | HP computer | Hewlett Packard (HP) | Biebricher, Andreas | VU/F/BETA | WN.UK03 | - |  |  |  | 1
EQ020857 |  | Computer Monitor |  | HP monitor | Hewlett Packard (HP) | Biebricher, Andreas | VU/F/BETA | WN.UK03 | - |  |  |  | 1
EQ020856 |  | Computer Monitor |  | HP monitor | Hewlett Packard (HP) | Biebricher, Andreas | VU/F/BETA | WN.UK03 | - |  |  |  | 1
EQ020855 |  | Power Supply |  | optospin power supply |  | Biebricher, Andreas | VU/F/BETA | WN.UK03 | - |  |  |  | 1
EQ020854 |  | Adapter |  | adapter MFCS-EX |  | Biebricher, Andreas | VU/F/BETA | WN.UK03 | - |  |  |  | 1
EQ020853 |  | Computer |  | Computer | none | Biebricher, Andreas | VU/F/BETA | WN.UK03 | - |  |  |  | 1
EQ020852 |  | Computer |  | HP computer | Hewlett Packard (HP) | Biebricher, Andreas | VU/F/BETA | WN.UK03 | - |  |  |  | 1
EQ020851 |  | Extension Cable |  | set-up 3 extension cable 2 | none | Biebricher, Andreas | VU/F/BETA | WN.UK03 | - |  |  |  | 1
EQ020850 |  | Extension Cable |  | set-up 3 extension cable 1 | none | Biebricher, Andreas | VU/F/BETA | WN.UK03 | - |  |  |  | 1
EQ020849 |  | Laser |  | laser set-up 1 |  | Biebricher, Andreas | VU/F/BETA | WN.UK03 | - |  |  |  | 1
EQ020848 |  | Lamp |  | lamp | none | Biebricher, Andreas | VU/F/BETA | WN.UK03 | - |  |  |  | 1
EQ020847 |  | Nanoposition Controller |  | PI motion positioning | PI | Biebricher, Andreas | VU/F/BETA | WN.UK03 | - |  |  |  | 1
EQ020846 |  | Adapter |  | adapter hamamatsu camera |  | Biebricher, Andreas | VU/F/BETA | WN.UK03 | - |  |  |  | 1
EQ020845 |  | Motor driver |  | Mercury motor controller | PI | Biebricher, Andreas | VU/F/BETA | WN.UK03 | - |  |  |  | 1
EQ020844 |  | Motor driver |  | Mercury motor controller | PI | Biebricher, Andreas | VU/F/BETA | WN.UK03 | - |  |  |  | 1
EQ020843 |  | Temperature Control Module |  | Thorlabs temperature controller TC200 | Thorlabs | Biebricher, Andreas | VU/F/BETA | WN.UK03 | - |  |  |  | 1
EQ020842 |  | Adapter |  | mean well adapter | Mean Well Enterprises | Biebricher, Andreas | VU/F/BETA | WN.UK03 | - |  |  |  | 1
EQ020841 |  | Computer |  | Dell computer | Dell | Biebricher, Andreas | VU/F/BETA | WN.UK03 | - |  |  |  | 1
EQ020840 |  | Computer Monitor |  | Dell monitor | Dell | Biebricher, Andreas | VU/F/BETA | WN.UK03 | - |  |  |  | 1
EQ020839 |  | Computer |  | Dell computer | Dell | Biebricher, Andreas | VU/F/BETA | WN.UK03 | - |  |  |  | 1
EQ020838 |  | Motor driver |  | nano-drive |  | Biebricher, Andreas | VU/F/BETA | WN.UK03 | - |  |  |  | 1
EQ020837 |  | Computer |  | Antec computer | none | Biebricher, Andreas | VU/F/BETA | WN.UK03 | - |  |  |  | 1
EQ020836 |  | Adapter |  | adapter tech | none | Biebricher, Andreas | VU/F/BETA | WN.UK03 | - |  |  |  | 1
EQ020835 |  | Adapter |  | adapter tech | none | Biebricher, Andreas | VU/F/BETA | WN.UK03 | - |  |  |  | 1
EQ020834 |  | Adapter |  | adapter tech | none | Biebricher, Andreas | VU/F/BETA | WN.UK03 | - |  |  |  | 1
EQ020833 |  | Adapter |  | adapter tech | none | Biebricher, Andreas | VU/F/BETA | WN.UK03 | - |  |  |  | 1
EQ020832 |  | Adapter |  | adapter tech | none | Biebricher, Andreas | VU/F/BETA | WN.UK03 | - |  |  |  | 1
EQ020831 |  | Other |  | Nikon TI-S-CON | Nikon | Biebricher, Andreas | VU/F/BETA | WN.UK03 | - |  |  |  | 1
EQ020830 |  | Adapter |  | adapter | none | Biebricher, Andreas | VU/F/BETA | WN.UK03 | - |  |  |  | 1
EQ020829 |  | Adapter |  | adapter laser |  | Biebricher, Andreas | VU/F/BETA | WN.UK03 | - |  |  |  | 1
EQ020828 |  | Adapter |  | delete this | CWT | Biebricher, Andreas | VU/F/BETA | WN.UK03 | - |  |  |  | 1
EQ020827 |  | Adapter |  | adapter microscope |  | Biebricher, Andreas | VU/F/BETA | WN.UK03 | - |  |  |  | 1
EQ020826 |  | Cooling Unit |  | computer cooling system | none | Biebricher, Andreas | VU/F/BETA | WN.UK03 | - |  |  |  | 1
EQ020825 |  | Extension Cable |  | set-up 1 extension cable 2 |  | Biebricher, Andreas | VU/F/BETA | WN.UK03 | - |  |  |  | 1
EQ020824 |  | Lamp |  | lamp | none | Biebricher, Andreas | VU/F/BETA | WN.UK03 | - |  |  |  | 1
EQ020823 |  | Extension Cable |  | Set-up 1 extension cable 1 |  | Biebricher, Andreas | VU/F/BETA | WN.UK03 | - |  |  |  | 1
EQ020822 |  | Extension Cable |  | set-up 2 extension cable 1 | none | Biebricher, Andreas | VU/F/BETA | WN.UK03 | - |  |  |  | 1
EQ020821 |  | Pipette |  | P200 Pipette | Gilson | Heistek, Tim | VU/F/BETA/CNCR/INF | WN.C422 | - |  |  |  | 1 | P200
EQ020820 |  | Pipette |  | P200 Pipette | Gilson | Heistek, Tim | VU/F/BETA/CNCR/INF | WN.C422 | - |  |  |  | 1 | P200
EQ020819 |  | Pipette |  | P200 Pipette | Gilson | Heistek, Tim | VU/F/BETA/CNCR/INF | WN.C422 | - |  |  |  | 1 | P200
EQ020818 |  | Pipette |  | P20 Pipette | Gilson | Heistek, Tim | VU/F/BETA/CNCR/INF | WN.C422 | - |  |  |  | 1 | P20
EQ020817 |  | Pipette |  | P100 pipette | Gilson | Timmerman, AJ | VU/F/BETA/CNCR/INF | WN.C422 | - |  |  |  | 1 | P100
EQ020816 |  | Pipette |  | P100 pipette | Gilson | Timmerman, AJ | VU/F/BETA/CNCR/INF | WN.C422 | - |  |  |  | 1 | P100
EQ020815 |  | Pipette |  | P200 pipette | Gilson | Timmerman, AJ | VU/F/BETA/CNCR/INF | WN.C422 | - |  |  |  | 1 | P200
EQ020814 |  | Pipette |  | P200 pipette | Gilson | Timmerman, AJ | VU/F/BETA/CNCR/INF | WN.C422 | - |  |  |  | 1 | P200
EQ020813 |  | Pipette |  | P1000 pipette | Gilson | Timmerman, AJ | VU/F/BETA/CNCR/INF | WN.C422 | - |  |  |  | 1 | P1000
EQ020812 |  | Pipette |  | P1000 pipette | Gilson | Timmerman, AJ | VU/F/BETA/CNCR/INF | WN.C422 | - |  |  |  | 1 | P1000
EQ020811 |  | Pipette |  | P1000 pipette | Gilson | Timmerman, AJ | VU/F/BETA/CNCR/INF | WN.C422 | - |  |  |  | 1 | P1000
EQ020810 |  | Pipette |  | P1000 pipette | Gilson | Timmerman, AJ | VU/F/BETA/CNCR/INF | WN.C422 | - |  |  |  | 1 | P1000
EQ020809 | U57788H | Pipette |  | P1000 pipette | Gilson | Timmerman, AJ | VU/F/BETA/CNCR/INF | WN.C422 | - |  |  |  | 1 | P1000
EQ020808 |  | pH Meter |  | WTW pH7110 | WTW | Logtestijn, RSP van | VU/F/BETA/A-LIFE | O2.02W41 | - |  |  |  | 1 | Inolab pH7110
EQ020807 |  | Water Bath |  | Waterbath WTB35 | Memmert | Logtestijn, RSP van | VU/F/BETA/A-LIFE | O2.02W41 | - |  |  |  | 1 | WTB35
EQ020806 |  | Peristaltic Pump |  | Watson 205S | Watson Marlow | Logtestijn, RSP van | VU/F/BETA/A-LIFE | O2.02W41 | - |  |  |  | 1 | 205S
EQ020805 |  | Other |  | Martin aanvullen |  | Elek, Test | VU/F/BETA | WN.T037 | - |  |  |  | 1
EQ020804 |  | Other |  | Martin aanvullen |  | Elek, Test | VU/F/BETA | WN.T037 | - |  |  |  | 1
EQ020803 |  | Other |  | Martin aanvullen |  | Elek, Test | VU/F/BETA | WN.T037 | - |  |  |  | 1
EQ020802 |  | Other |  | Martin aanvullen |  | Elek, Test | VU/F/BETA | WN.T037 | - |  |  |  | 1
EQ020801 |  | Climate Chamber |  | Climate cabinet 2 | PHCbi | Jeu, Lotte de | VU/F/BETA/A-LIFE/E&E | O2.02E69 | - |  |  |  | 1 | MLR-352H-PE
EQ020800 |  | Climate Chamber |  | Climate cabinet 3 | PHCbi | Jeu, Lotte de | VU/F/BETA/A-LIFE/E&E | O2.02E69 | - |  |  |  | 1 | MLR-352H-PE
EQ020799 |  | Orbital shaker |  | Gyrotory Shaker | New Brunswick Scientific | Jeu, Lotte de | VU/F/BETA/A-LIFE/E&E | O2.02E69 | - |  |  |  | 1 | G2
EQ020798 |  | UV Box |  | UV3 HEPA PCR Workstation | UVP | Jeu, Lotte de | VU/F/BETA/A-LIFE/E&E | O2.02E69 | - |  |  |  | 1 | UV3 HEPA PCR Workstation
EQ020797 |  | Magnetic Stirrer |  | Heating and stir plate |  | Jeu, Lotte de | VU/F/BETA/A-LIFE/E&E | O2.02E69 | - |  |  |  | 1
EQ020796 |  | Incubator |  | Climate cabinet 1 | Snijders | Marien, Janine | VU/F/BETA/A-LIFE | O2.02E69 | - |  |  |  | 1 | ECL02
EQ020795 |  | Heater |  | Heatingplate | Heidolph | Jeu, Lotte de | VU/F/BETA/A-LIFE/E&E | O2.02E79 | - |  |  |  | 1 | MR82
EQ020794 |  | Cold light source |  | Light Source |  | Jeu, Lotte de | VU/F/BETA/A-LIFE/E&E | O2.02E79 | - |  |  |  | 1 | Intralux 100 HL
EQ020793 |  | Cold light source |  | Light Source | Schott | Jeu, Lotte de | VU/F/BETA/A-LIFE/E&E | O2.02E79 | - |  |  |  | 1 | KL 1500
EQ020792 |  | Cold light source |  | Light Source | Schott | Jeu, Lotte de | VU/F/BETA/A-LIFE/E&E | O2.02E79 | - |  |  |  | 1 | KL150
EQ020791 |  | Cold light source |  | Light Source | Schott | Jeu, Lotte de | VU/F/BETA/A-LIFE/E&E | O2.02E79 | - |  |  |  | 1 | KL 1500
EQ020790 |  | Incubator |  | Climate cabinet | Snijders | Marien, Janine | VU/F/BETA/A-LIFE | O2.02E17A | - |  |  |  | 1 | ECL02
EQ020789 |  | Cold light source |  | Light Source |  | Jeu, Lotte de | VU/F/BETA/A-LIFE/E&E | O2.02E79 | - |  |  |  | 1 | Intralux 4000
EQ020788 |  | Incubator |  | Climate cabinet | Snijders | Marien, Janine | VU/F/BETA/A-LIFE | O2.02E17A | - |  |  |  | 1 | ECL02
EQ020787 |  | Binoculars |  | Olympus SZX-10 | Olympus | Marien, Janine | VU/F/BETA/A-LIFE | O2.02E17A | - |  |  |  | 1 | SZX-10
EQ020786 |  | Camera |  | Light microscope 2 Camera | Olympus | Jeu, Lotte de | VU/F/BETA/A-LIFE/E&E | O2.02E79 | - |  |  |  | 1 | SC30
EQ020785 |  | Pipette |  | Pipette P10 | Gilson | Zwering, Emile | VU/F/BETA/A-LIFE/SyBi | O2.01E31 | - |  |  |  | 1 | Pipetman
EQ020784 |  | Microscope |  | Light Microscope 2 | Zeiss | Jeu, Lotte de | VU/F/BETA/A-LIFE/E&E | O2.02E79 | - |  |  |  | 1 | Axioskop
EQ020783 |  | Cold light source |  | Cold light source | Leica | Marien, Janine | VU/F/BETA/A-LIFE | O2.02E17A | - |  |  |  | 1 | KL1500
EQ020782 |  | Pipette |  | Pipette P10 | Thermo Electro Corporation | Zwering, Emile | VU/F/BETA/A-LIFE/SyBi | O2.01E31 | - |  |  |  | 1 | Finnpipette
EQ020781 |  | Cold light source |  | Light Source LED | Olympus | Jeu, Lotte de | VU/F/BETA/A-LIFE/E&E | O2.02E79 | - |  |  |  | 1 | KL 1600 LED
EQ020780 |  | Pipette |  | Pipette P20 | Gilson | Zwering, Emile | VU/F/BETA/A-LIFE/SyBi | O2.01E31 | - |  |  |  | 1 | Pipetman
EQ020779 |  | Pipette |  | Pipette P20 | Gilson | Zwering, Emile | VU/F/BETA/A-LIFE/SyBi | O2.01E31 | - |  |  |  | 1 | Pipetman
EQ020778 |  | Microscope |  | Microscope 2 |  | Jeu, Lotte de | VU/F/BETA/A-LIFE/E&E | O2.02E79 | - |  |  |  | 1 | Microscope STB 200
EQ020777 |  | Pipette |  | Pipette P1000 | Gilson | Zwering, Emile | VU/F/BETA/A-LIFE/SyBi | O2.01E31 | - |  |  |  | 1 | Pipetman
EQ020776 |  | Microscope |  | Light Source | Schott | Jeu, Lotte de | VU/F/BETA/A-LIFE/E&E | O2.02E79 | - |  |  |  | 1 | KL 1500
EQ020775 |  | Heater |  | Heatingplate |  | Jeu, Lotte de | VU/F/BETA/A-LIFE/E&E | O2.02E79 | - |  |  |  | 1
EQ020774 |  | Gas Burner |  | Gas burner | WLD-Tec | Marien, Janine | VU/F/BETA/A-LIFE | O2.02E19 | - |  |  |  | 1 | Fuego
EQ020773 |  | Centrifuge |  | Sorval Lynx 6000 |  | Marzin, Manuel | VU/F/BETA/N&S/FLS | WN.TK02 | - |  |  |  | 1
EQ020772 |  | Spectrometer |  | DeNovix DS11 FX+ |  | Marzin, Manuel | VU/F/BETA/N&S/FLS | WN.T014 | - |  |  |  | 1
EQ020771 |  | Pipette |  | HandyStep touch | Brand | Marien, Janine | VU/F/BETA/A-LIFE | O2.02E27 | - |  |  |  | 1 | Handystep touch
EQ020770 |  | Biological Safety Cabinet |  | UV3 HEPA PCR cabinet |  | Marien, Janine | VU/F/BETA/A-LIFE | O2.02E27 | - |  |  |  | 1 | UV3
EQ020769 |  | Other |  | Martin aanvullen |  | Elek, Test | VU/F/BETA | WN.Sk00 | - |  |  |  | 1
EQ020768 |  | Other |  | Martin aanvullen |  | Elek, Test | VU/F/BETA | WN.Sk00 | - |  |  |  | 1
EQ020767 |  | Other |  | Martin aanvullen |  | Elek, Test | VU/F/BETA | WN.Sk00 | - |  |  |  | 1
EQ020766 |  | Other |  | Martin aanvullen |  | Elek, Test | VU/F/BETA | WN.Sk00 | - |  |  |  | 1
EQ020765 |  | Other |  | Martin aanvullen |  | Elek, Test | VU/F/BETA | WN.Sk00 | - |  |  |  | 1
EQ020764 |  | Other |  | Martin aanvullen |  | Elek, Test | VU/F/BETA | WN.Sk00 | - |  |  |  | 1
EQ020763 |  | Other |  | Martin aanvullen |  | Elek, Test | VU/F/BETA | WN.Sk00 | - |  |  |  | 1
EQ020762 |  | Other |  | Martin aanvullen |  | Elek, Test | VU/F/BETA | WN.Sk00 | - |  |  |  | 0
EQ020761 |  | Other |  | Martin aanvullen |  | Elek, Test | VU/F/BETA | WN.Sk00 | - |  |  |  | 1
EQ020760 |  | Other |  | Martin aanvullen |  | Elek, Test | VU/F/BETA | WN.Sk00 | - |  |  |  | 1
EQ020759 |  | Other |  | Martin aanvullen |  | Elek, Test | VU/F/BETA | WN.Sk00 | - |  |  |  | 1
EQ020758 |  | Other |  | Martin aanvullen |  | Elek, Test | VU/F/BETA | WN.Sk00 | - |  |  |  | 1
EQ020757 |  | Other |  | Martin aanvullen |  | Elek, Test | VU/F/BETA | WN.Sk00 | - |  |  |  | 1
EQ020756 |  | Other |  | Martin aanvullen |  | Elek, Test | VU/F/BETA | WN.Sk00 | - |  |  |  | 1
EQ020755 |  | Other |  | Martin aanvullen |  | Elek, Test | VU/F/BETA | WN.Sk00 | - |  |  |  | 1
EQ020754 |  | Other |  | Martin aanvullen |  | Elek, Test | VU/F/BETA | WN.Sk00 | - |  |  |  | 1
EQ020753 |  | Other |  | Martin aanvullen |  | Elek, Test | VU/F/BETA | WN.Sk00 | - |  |  |  | 1
EQ020752 |  | Other |  | Martin aanvullen |  | Elek, Test | VU/F/BETA | WN.Sk00 | - |  |  |  | 1
EQ020751 |  | Other |  | Martin aanvullen |  | Elek, Test | VU/F/BETA | WN.Sk00 | - |  |  |  | 1
EQ020750 |  | Other |  | Martin aanvullen |  | Elek, Test | VU/F/BETA | WN.Sk00 | - |  |  |  | 1
EQ020749 |  | Power Supply |  | delete this | none | Biebricher, Andreas | VU/F/BETA | WN.UK06 | - |  |  |  | 1
EQ020748 |  | Force measurement |  | PSD FT | none | Biebricher, Andreas | VU/F/BETA | WN.UK06 | - |  |  |  | 1
EQ020747 |  | Laser |  | 1064 trapping laser |  | Biebricher, Andreas | VU/F/BETA | WN.UK06 | - |  |  |  | 1 | IPG
EQ020746 |  | Power Supply |  | Power supply LED FT | PeakTech | Biebricher, Andreas | VU/F/BETA | WN.UK06 | - |  |  |  | 1
EQ020745 |  | Extension Cable |  | NTrap, power strip 6 |  | Biebricher, Andreas | VU/F/BETA | WN.UK06 | - |  |  |  | 1
EQ020744 |  | Laser |  | Fluorescence lasers |  | Biebricher, Andreas | VU/F/BETA | WN.UK06 | - |  |  |  | 1
EQ020743 |  | Adapter |  | Power supply PSD FT |  | Biebricher, Andreas | VU/F/BETA | WN.UK06 | - |  |  |  | 1
EQ020742 |  | Valve Driver |  | Pressure Controller FT | none | Biebricher, Andreas | VU/F/BETA | WN.UK06 | - |  |  |  | 1
EQ020741 |  | Power Supply |  | RIS 420 Powersupply |  | Biebricher, Andreas | VU/F/BETA | WN.UK06 | - |  |  |  | 1 | RIS 420
EQ020740 |  | Power Supply |  | Powersupply ELE |  | Biebricher, Andreas | VU/F/BETA | WN.UK06 | - |  |  |  | 1
EQ020739 |  | Other |  | Ademco video monitor | Ademco international | Biebricher, Andreas | VU/F/BETA | WN.UK06 | - |  |  |  | 1
EQ020738 |  | Computer |  | Computer fluorescence FT | Hewlett Packard (HP) | Biebricher, Andreas | VU/F/BETA | WN.UK06 | - |  |  |  | 1
EQ020737 |  | Computer |  | Computer force FT | Cooler Master | Biebricher, Andreas | VU/F/BETA | WN.UK06 | - |  |  |  | 1
EQ020736 |  | Computer Monitor |  | Monitor force FT | Hewlett Packard (HP) | Biebricher, Andreas | VU/F/BETA | WN.UK06 | - |  |  |  | 1
EQ020735 |  | Computer Monitor |  | Monitor fluorescence FT | Hewlett Packard (HP) | Biebricher, Andreas | VU/F/BETA | WN.UK06 | - |  |  |  | 1
EQ020734 |  | Extension Cable |  | set-up 2, extension cable 6 |  | Biebricher, Andreas | VU/F/BETA | WN.UK06 | - |  |  |  | 1
EQ020733 |  | Camera |  | front camera (low light) | Watec | Biebricher, Andreas | VU/F/BETA | WN.UK06 | - |  |  |  | 1 | LCL-902K
EQ020732 |  | Lamp |  | Lamp FT | none | Biebricher, Andreas | VU/F/BETA | WN.UK06 | - |  |  |  | 1
EQ020731 |  | Adapter |  | adapter front camera |  | Biebricher, Andreas | VU/F/BETA | WN.UK06 | - |  |  |  | 1
EQ020730 |  | Extension Cable |  | set-up 4 extension cord 2 | Sygonix | Biebricher, Andreas | VU/F/BETA | WN.UK06 | - |  |  |  | 1
EQ020729 |  | Adapter |  | PI adapter | PI | Biebricher, Andreas | VU/F/BETA | WN.UK06 | - |  |  |  | 1
EQ020728 |  | Power Supply |  | TTI powersupply | (Aim-)TTi | Biebricher, Andreas | VU/F/BETA | WN.UK06 | - |  |  |  | 1
EQ020727 |  | Laser Controller Unit |  | IR laser FT |  | Biebricher, Andreas | VU/F/BETA | WN.UK06 | - |  |  |  | 1
EQ020726 |  | Temperature Control Module |  | Thorlabs temperature controller | Thorlabs | Biebricher, Andreas | VU/F/BETA | WN.UK06 | - |  |  |  | 1
EQ020725 |  | Laser |  | Cobolt Blues Laser | Cobolt | Biebricher, Andreas | VU/F/BETA | WN.UK06 | - |  |  |  | 1 | Cobolt Blues 25tm
EQ020724 |  | Shutter Driver |  | Shutter driver FT |  | Biebricher, Andreas | VU/F/BETA | WN.UK06 | - |  |  |  | 1
EQ020723 |  | Adapter |  | PI adapter | PI | Biebricher, Andreas | VU/F/BETA | WN.UK06 | - |  |  |  | 1
EQ020722 |  | Extension Cable |  | Power strip 4 FTrap | none | Biebricher, Andreas | VU/F/BETA | WN.UK06 | - |  |  |  | 1
EQ020721 |  | Adapter |  | PI adapter | PI | Biebricher, Andreas | VU/F/BETA | WN.UK06 | - |  |  |  | 1
EQ020720 |  | Adapter |  | PI adapter | PI | Biebricher, Andreas | VU/F/BETA | WN.UK06 | - |  |  |  | 1
EQ020719 |  | Motor driver |  | MCL controller FT |  | Biebricher, Andreas | VU/F/BETA | WN.UK06 | - |  |  |  | 1
EQ020718 |  | Adapter |  | Blue laser adapter | Cobolt | Biebricher, Andreas | VU/F/BETA | WN.UK06 | - |  |  |  | 1
EQ020717 |  | Motion Controller/Driver |  | Microscope stage FT | Applied Scientific Instrumentation (ASI) | Biebricher, Andreas | VU/F/BETA | WN.UK06 | - |  |  |  | 1
EQ020716 | plug | Other |  | Green laser plug |  | Biebricher, Andreas | VU/F/BETA | WN.UK06 | - |  |  |  | 1
EQ020715 |  | Adapter |  | PI adapter | PI | Biebricher, Andreas | VU/F/BETA | WN.UK06 | - |  |  |  | 1
EQ020714 |  | Adapter |  | Asi MS-2000 Adapter |  | Biebricher, Andreas | VU/F/BETA | WN.UK06 | - |  |  |  | 1
EQ020713 |  | Extension Cable |  | set-up 4, extension cord 1 | none | Biebricher, Andreas | VU/F/BETA | WN.UK06 | - |  |  |  | 1
EQ020712 |  | Extension Cable |  | Power strip 3 FT | none | Biebricher, Andreas | VU/F/BETA | WN.UK06 | - |  |  |  | 1
EQ020711 |  | Adapter |  | Adapter |  | Biebricher, Andreas | VU/F/BETA | WN.UK06 | - |  |  |  | 1
EQ020710 |  | Computer |  | chieftec computer | Chieftec | Biebricher, Andreas | VU/F/BETA | WN.UK06 | - |  |  |  | 1
EQ020709 |  | Computer |  | computer | none | Biebricher, Andreas | VU/F/BETA | WN.UK06 | - |  |  |  | 1
EQ020708 |  | Extension Cable |  | set-up 2 extension cable 5 | Kaiser | Biebricher, Andreas | VU/F/BETA | WN.UK06 | - |  |  |  | 1
EQ020707 |  | Computer Monitor |  | AOC monitor | AOC | Biebricher, Andreas | VU/F/BETA | WN.UK06 | - |  |  |  | 1
EQ020706 |  | Lamp |  | Eurolite lamp | none | Biebricher, Andreas | VU/F/BETA | WN.UK06 | - |  |  |  | 1
EQ020705 |  | Power Supply |  | Peak tech DC power supply | PeakTech | Biebricher, Andreas | VU/F/BETA | WN.UK06 | - |  |  |  | 1
EQ020704 | video monitor | Other |  | Ademco video monitor |  | Biebricher, Andreas | VU/F/BETA | WN.UK06 | - |  |  |  | 1
EQ020703 |  | Extension Cable |  | set-up 2 extension cable 4 | Kaiser | Biebricher, Andreas | VU/F/BETA | WN.UK06 | - |  |  |  | 1
EQ020702 |  | Extension Cable |  | set-up 2 extension cable 3 |  | Biebricher, Andreas | VU/F/BETA | WN.UK06 | - |  |  |  | 1
EQ020701 |  | Laser Controller Unit |  | 491nm controler FT |  | Biebricher, Andreas | VU/F/BETA | WN.UK06 | - |  |  |  | 1
EQ020700 |  | Adapter |  | Power adapter 491 nm |  | Biebricher, Andreas | VU/F/BETA | WN.UK06 | - |  |  |  | 1
EQ020699 | Laser Controller | Laser Controller Unit |  | Coherent Compass 315M Laser | Coherent | Biebricher, Andreas | VU/F/BETA | WN.UK06 | - |  |  |  | 1 | Compass 315M
EQ020698 |  | Control Unit |  | 532 nm |  | Biebricher, Andreas | VU/F/BETA | WN.UK06 | - |  |  |  | 1
EQ020697 |  | Power Supply |  | 532nm PS FT | Cobolt | Biebricher, Andreas | VU/F/BETA | WN.UK06 | - |  |  |  | 1
EQ020696 |  | Adapter |  | Power adapter 561 nm |  | Biebricher, Andreas | VU/F/BETA | WN.UK06 | - |  |  |  | 1
EQ020695 |  | Extension Cable |  | Extension cable 2.1 |  | Biebricher, Andreas | VU/F/BETA | WN.UK06 | - |  |  |  | 1
EQ020694 |  | Laser Controller Unit |  | 639nm controller FT |  | Biebricher, Andreas | VU/F/BETA | WN.UK06 | - |  |  |  | 1
EQ020693 | Laser Power Supply | Power Supply |  | Laser Power Supply | Coherent | Biebricher, Andreas | VU/F/BETA | WN.UK06 | - |  |  |  | 1
EQ020692 |  | Other |  | AOTF Controller FT | AA Opto-Electronic | Biebricher, Andreas | VU/F/BETA | WN.UK06 | - |  |  |  | 1
EQ020691 |  | Adapter |  | Prime BSI camera adapter | Teledyne Photometrics | Biebricher, Andreas | VU/F/BETA | WN.UK06 | - |  |  |  | 1
EQ020690 |  | Camera |  | Prime BSI camera | Teledyne Photometrics | Biebricher, Andreas | VU/F/BETA | WN.UK06 | - |  |  |  | 1
EQ020689 |  | Camera controller |  | EMCCD controller FT |  | Biebricher, Andreas | VU/F/BETA | WN.UK06 | - |  |  |  | 1
EQ020688 |  | Laser Controller Unit |  | IR laser NT | IPG Photonics | Biebricher, Andreas | VU/F/BETA | WN.UK06 | - |  |  |  | 1
EQ020687 |  | Extension Cable |  | set-up 2 extension cable 2 |  | Biebricher, Andreas | VU/F/BETA | WN.UK06 | - |  |  |  | 1
EQ020686 |  | Adapter |  | adapter XP | XP Power | Biebricher, Andreas | VU/F/BETA | WN.UK06 | - |  |  |  | 1
EQ020685 |  | Adapter |  | adapter XP | XP Power | Biebricher, Andreas | VU/F/BETA | WN.UK06 | - |  |  |  | 1
EQ020684 |  | Adapter |  | adapter XP | XP Power | Biebricher, Andreas | VU/F/BETA | WN.UK06 | - |  |  |  | 1
EQ020683 |  | Adapter |  | adapter XP | XP Power | Biebricher, Andreas | VU/F/BETA | WN.UK06 | - |  |  |  | 1
EQ020682 |  | Adapter |  | EMCCD power supply FT |  | Biebricher, Andreas | VU/F/BETA | WN.UK06 | - |  |  |  | 1
EQ020681 |  | Extension Cable |  | set-up 3, extension cable 2 | none | Biebricher, Andreas | VU/F/BETA | WN.UK06 | - |  |  |  | 1
EQ020680 |  | Extension Cable |  | FTrap, power strip 1 | none | Biebricher, Andreas | VU/F/BETA | WN.UK06 | - |  |  |  | 1
EQ020679 |  | Laser Controller Unit |  | set-up 1, extension cable 5 | none | Biebricher, Andreas | VU/F/BETA | WN.UK06 | - |  |  |  | 1
EQ020678 |  | Adapter |  | Andor adapter PowerPax | none | Biebricher, Andreas | VU/F/BETA | WN.UK06 | - |  |  |  | 1
EQ020677 |  | Computer |  | Computer force JT | Cooler Master | Biebricher, Andreas | VU/F/BETA | WN.UK06 | - |  |  |  | 1
EQ020676 |  | Computer |  | Computer fluorescence JT | Cooler Master | Biebricher, Andreas | VU/F/BETA | WN.UK06 | - |  |  |  | 1
EQ020675 | adapter ASI controller | Adapter |  | ASI stage controller adapter | Phihong | Biebricher, Andreas | VU/F/BETA | WN.UK06 | - |  |  |  | 1
EQ020674 | Stage controller | Other |  | delete this | Applied Scientific Instrumentation (ASI) | Biebricher, Andreas | VU/F/BETA | WN.UK06 | - |  |  |  | 1
EQ020673 |  | Extension Cable |  | set-up 2 extension cable 1 | Brennenstuhl | Biebricher, Andreas | VU/F/BETA | WN.UK06 | - |  |  |  | 1
EQ020672 |  | Computer Monitor |  | Monitor force NT | Hewlett Packard (HP) | Biebricher, Andreas | VU/F/BETA | WN.UK06 | - |  |  |  | 1 | Compaq LA1951g
EQ020671 |  | Computer Monitor |  | Monitor fluorescence NT | Hewlett Packard (HP) | Biebricher, Andreas | VU/F/BETA | WN.UK06 | - |  |  |  | 1 | Compaq LA2205wg
EQ020670 | beads camera | Camera |  | delete this | Thorlabs | Biebricher, Andreas | VU/F/BETA | WN.UK06 | - |  |  |  | 1
EQ020669 |  | Lamp |  | Light |  | Biebricher, Andreas | VU/F/BETA | WN.UK06 | - |  |  |  | 1
EQ020668 |  | Power Supply |  | Power Supply Force 2 |  | Biebricher, Andreas | VU/F/BETA | WN.UK06 | - |  |  |  | 1
EQ020667 | Mod.nC controller | Motion Controller/Driver |  | AOTF Mod.nC controller | AA Opto-Electronic | Biebricher, Andreas | VU/F/BETA | WN.UK06 | - |  |  |  | 1
EQ020666 |  | Laser Controller Unit |  | 980nm laser NT | Thorlabs | Biebricher, Andreas | VU/F/BETA | WN.UK06 | - |  |  |  | 1
EQ020665 |  | Shutter Driver |  | Laser shutter 2 driver |  | Biebricher, Andreas | VU/F/BETA | WN.UK06 | - |  |  |  | 1
EQ020664 |  | Shutter Driver |  | Laser shutter 1 driver |  | Biebricher, Andreas | VU/F/BETA | WN.UK06 | - |  |  |  | 1
EQ020663 |  | Adapter |  | Cincon Electronics adapter | Cincon Electronics | Biebricher, Andreas | VU/F/BETA | WN.UK06 | - |  |  |  | 1
EQ020662 |  | Power Supply |  | Valve driver |  | Biebricher, Andreas | VU/F/BETA | WN.UK06 | - |  |  |  | 1
EQ020661 |  | Motion Controller/Driver |  | Z-stage lens Controller NT |  | Biebricher, Andreas | VU/F/BETA | WN.UK06 | - |  |  |  | 1
EQ020660 |  | Computer |  | Computer force NT | Hewlett Packard (HP) | Biebricher, Andreas | VU/F/BETA | WN.UK06 | - |  |  |  | 1
EQ020659 |  | Power Supply |  | PIshift controller power supply |  | Biebricher, Andreas | VU/F/BETA | WN.UK06 | - |  |  |  | 1
EQ020658 | stage controller | Motion Controller/Driver |  | ASI stage controller NT | Applied Scientific Instrumentation (ASI) | Biebricher, Andreas | VU/F/BETA | WN.UK06 | - |  |  |  | 1 | MS-2000-WK Multi Axis
EQ020657 |  | Nanoposition Controller |  | MCL nanodrive NT | Mad City Labs Inc. (MCL) | Biebricher, Andreas | VU/F/BETA | WN.UK06 | - |  |  |  | 1
EQ020656 |  | Adapter |  | MCL adapter NT | none | Biebricher, Andreas | VU/F/BETA | WN.UK06 | - |  |  |  | 1
EQ020655 |  | Extension Cable |  | set-up 1 extension cable 3 | none | Biebricher, Andreas | VU/F/BETA | WN.UK06 | - |  |  |  | 1
EQ020654 |  | Power Supply |  | Peaktech LED power supply |  | Biebricher, Andreas | VU/F/BETA | WN.UK06 | - |  |  |  | 1
EQ020653 |  | Adapter |  | Nordic Power adapter | none | Biebricher, Andreas | VU/F/BETA | WN.UK06 | - |  |  |  | 1
EQ020652 | remote control Mod.nC | Laser Controller Unit |  | AOTF controller | AA Opto-Electronic | Biebricher, Andreas | VU/F/BETA | WN.UK06 | - |  |  |  | 1
EQ020651 | ASI stage | Other |  | asi stage | Applied Scientific Instrumentation (ASI) | Biebricher, Andreas | VU/F/BETA | WN.UK06 | - |  |  |  | 1
EQ020650 |  | Computer |  | Computer | LG | Biebricher, Andreas | VU/F/BETA | WN.UK06 | - |  |  |  | 1
EQ020649 |  | Power Supply |  | Power Supply Force 1 |  | Biebricher, Andreas | VU/F/BETA | WN.UK06 | - |  |  |  | 1
EQ020648 |  | Speakers |  | Surf Sound speaker | none | Biebricher, Andreas | VU/F/BETA | WN.UK06 | - |  |  |  | 1
EQ020647 |  | Extension Cable |  | set-up 1 extension cable 1 |  | Biebricher, Andreas | VU/F/BETA | WN.UK06 | - |  |  |  | 1
EQ020646 |  | Extension Cable |  | set-up 1 extension cable 2 |  | Biebricher, Andreas | VU/F/BETA | WN.UK06 | - |  |  |  | 1
EQ020645 | Joystick | Computer Accesories |  | Joystick Extreme 3D Pro | Logitech | Biebricher, Andreas | VU/F/BETA | WN.UK06 | - |  |  |  | 1 | Extreme 3D PRO
EQ020644 |  | Computer Monitor |  | Monitor | Iiyama | Biebricher, Andreas | VU/F/BETA | WN.UK06 | - |  |  |  | 1 | ProLite E1780SD
EQ020643 |  | Computer Monitor |  | Monitor 1 forc Ntrap | Hewlett Packard (HP) | Biebricher, Andreas | VU/F/BETA | WN.UK06 | - |  |  |  | 1 | HP Compaq LA2205wg
EQ020642 |  | Computer Monitor |  | Monitor | Hewlett Packard (HP) | Biebricher, Andreas | VU/F/BETA | WN.UK06 | - |  |  |  | 1 | EliteDisplay E232
EQ020641 |  | Incubator |  | CO2 incubator |  | Zalm, R | VU/F/BETA/CNCR/FGA | WN.A212 | - |  |  |  | 1
EQ020640 |  | Incubator |  | CO2 incubator |  | Zalm, R | VU/F/BETA/CNCR/FGA | WN.A212 | - |  |  |  | 1
EQ020639 |  | Vacuum Pump |  | Vacuümpomp |  | Zalm, R | VU/F/BETA/CNCR/FGA | WN.A462 | - |  |  |  | 1
EQ020638 |  | Vacuum Pump |  | Vacuümpomp |  | Zalm, R | VU/F/BETA/CNCR/FGA | WN.A405 | - |  |  |  | 1
EQ020637 |  | Gel imager |  | Eraser Fuji imager |  | Zalm, R | VU/F/BETA/CNCR/FGA | WN.A454 | - |  |  |  | 0
EQ020636 |  | Incubator |  | Incubator | Thermo Scientific | Breeuwsma, Nicole | VU/F/BETA/CNCR/CTG | WN.G334 | - |  |  |  | 1 | Heracell VIOS 160i IR RVS CO2
EQ020635 |  | Incubator |  | Incubator | Thermo Scientific | Breeuwsma, Nicole | VU/F/BETA/CNCR/CTG | WN.G334 | - |  |  |  | 1 | Heracell VIOS 160i IR RVS CO2
EQ020634 |  | Centrifuge |  | Centrifuge | Eppendorf | Breeuwsma, Nicole | VU/F/BETA/CNCR/CTG | WN.G334 | - |  |  |  | 1 | 5810
EQ020633 |  | Water Bath |  | Waterbath | Julabo | Breeuwsma, Nicole | VU/F/BETA/CNCR/CTG | WN.G334 | - |  |  |  | 1 | PURA 14
EQ020632 |  | Water Bath |  | Waterbath | Julabo | Breeuwsma, Nicole | VU/F/BETA/CNCR/CTG | WN.G334 | - |  |  |  | 1 | PURA 22
EQ020631 |  | Water Bath |  | Waterbath | Julabo | Breeuwsma, Nicole | VU/F/BETA/CNCR/CTG | WN.G334 | - |  |  |  | 1 | PURA 22
EQ020630 | Microscoop 5 | Microscope |  | Microscoop | Euromex | Bos, Natasja | VU/F/BETA/UPC | MF.JK91h | - |  |  |  | 1 | StereoBlue
EQ020629 |  | Power Supply |  | Power Supply MX100TP | (Aim-)TTi | Limburg, Rob | VU/F/BETA/TC/Electronica | WN.P043 | - |  |  |  | 1 | MX100TP
EQ020628 |  | Power Supply |  | Power Supply MX100TP | (Aim-)TTi | Limburg, Rob | VU/F/BETA/TC/Electronica | WN.P043 | - |  |  |  | 1 | MX100TP
EQ020627 |  | Power Supply |  | Power Supply MX100TP | (Aim-)TTi | Limburg, Rob | VU/F/BETA/TC/Electronica | WN.P043 | - |  |  |  | 1 | MX100TP
EQ020626 |  | Power Supply |  | Power Supply MX100TP | (Aim-)TTi | Limburg, Rob | VU/F/BETA/TC/Electronica | WN.P043 | - |  |  |  | 1 | MX100TP
EQ020625 |  | Power Supply |  | Power Supply MX100TP | (Aim-)TTi | Limburg, Rob | VU/F/BETA/TC/Electronica | WN.P043 | - |  |  |  | 1 | MX100TP
EQ020624 |  | Power Supply |  | Power Supply MX100TP | (Aim-)TTi | Limburg, Rob | VU/F/BETA/TC/Electronica | WN.P043 | - |  |  |  | 1 | MX100TP
EQ020623 |  | Multimeter |  | 7.5 Digit DMM | Keithley | Limburg, Rob | VU/F/BETA/TC/Electronica | WN.P043 | - |  |  |  | 1 | DMM7510
EQ020622 | NB 28352 | Pipette |  | Gilson Pipetman P10 | Gilson | Sadighi, Artadokht | VU/F/BETA/S&F/BAC | O2.06W33 | - |  |  |  | 1 | Pipetman P10
EQ020621 |  | Incubator |  | PHCBI Incubator | PHCbi | Huijgen, Judith | VU/F/BETA/CNCR/FGA | WN.A405 | - |  |  |  | 1
EQ020620 |  | Battery Charger |  | Charger pipetboy |  | Klein, Bart | VU/F/BETA/CNCR/FGA | WN.A327 | - |  |  |  | 1
EQ020619 |  | Pipette |  | P1000 Gilson pipet |  | Klein, Bart | VU/F/BETA/CNCR/FGA | WN.A327 | - |  |  |  | 1 | Gilson
EQ020618 |  | Other |  | Martin aanvullen |  | Slaman, Martin | VU/F/BETA/N&S | WN.UK07 | - |  |  |  | 1
EQ020617 |  | Other |  | Martin aanvullen |  | Slaman, Martin | VU/F/BETA/N&S | WN.UK07 | - |  |  |  | 1
EQ020616 |  | Other |  | Martin aanvullen |  | Slaman, Martin | VU/F/BETA/N&S | WN.UK07 | - |  |  |  | 1
EQ020615 |  | Other |  | Martin aanvullen |  | Slaman, Martin | VU/F/BETA/N&S | WN.UK07 | - |  |  |  | 1
EQ020614 |  | Other |  | Martin aanvullen |  | Slaman, Martin | VU/F/BETA/N&S | WN.UK07 | - |  |  |  | 1
EQ020613 |  | Other |  | Martin aanvullen |  | Slaman, Martin | VU/F/BETA/N&S | WN.UK07 | - |  |  |  | 1
EQ020612 |  | Other |  | Martin aanvullen |  | Slaman, Martin | VU/F/BETA/N&S | WN.UK07 | - |  |  |  | 1
EQ020611 |  | Other |  | Martin aanvullen |  | Slaman, Martin | VU/F/BETA/N&S | WN.UK07 | - |  |  |  | 1
EQ020610 |  | Other |  | Martin aanvullen |  | Slaman, Martin | VU/F/BETA/N&S | WN.UK07 | - |  |  |  | 1
EQ020609 |  | Other |  | Martin aanvullen |  | Slaman, Martin | VU/F/BETA/N&S | WN.UK07 | - |  |  |  | 1
EQ020608 |  | Other |  | Martin aanvullen |  | Slaman, Martin | VU/F/BETA/N&S | WN.UK07 | - |  |  |  | 1
EQ020607 |  | Other |  | Martin aanvullen |  | Slaman, Martin | VU/F/BETA/N&S | WN.UK07 | - |  |  |  | 1
EQ020606 |  | Other |  | Martin aanvullen |  | Slaman, Martin | VU/F/BETA/N&S | WN.UK05 | - |  |  |  | 1
EQ020605 |  | Other |  | Martin aanvullen |  | Slaman, Martin | VU/F/BETA/N&S | WN.UK12 | - |  |  |  | 1
EQ020604 |  | Other |  | Martin aanvullen |  | Slaman, Martin | VU/F/BETA/N&S | WN.UK12 | - |  |  |  | 1
EQ020603 |  | Other |  | Martin aanvullen |  | Slaman, Martin | VU/F/BETA/N&S | WN.UK12 | - |  |  |  | 1
EQ020602 |  | Other |  | Martin aanvullen |  | Slaman, Martin | VU/F/BETA/N&S | WN.UK12 | - |  |  |  | 1
EQ020601 |  | Other |  | Martin aanvullen |  | Slaman, Martin | VU/F/BETA/N&S | WN.UK12 | - |  |  |  | 1
EQ020600 |  | Other |  | Martin aanvullen |  | Slaman, Martin | VU/F/BETA/N&S | WN.UK12 | - |  |  |  | 1
EQ020599 |  | Other |  | Martin aanvullen |  | Slaman, Martin | VU/F/BETA/N&S | WN.UK12 | - |  |  |  | 1
EQ020598 |  | Other |  | Martin aanvullen |  | Slaman, Martin | VU/F/BETA/N&S | WN.UK12 | - |  |  |  | 1
EQ020597 |  | Other |  | Martin aanvullen |  | Slaman, Martin | VU/F/BETA/N&S | WN.UK12 | - |  |  |  | 1
EQ020596 |  | Other |  | Martin aanvullen |  | Slaman, Martin | VU/F/BETA/N&S | WN.UK12 | - |  |  |  | 1
EQ020595 |  | Other |  | Martin aanvullen |  | Slaman, Martin | VU/F/BETA/N&S | WN.UK12 | - |  |  |  | 1
EQ020594 |  | Other |  | Martin aanvullen |  | Slaman, Martin | VU/F/BETA/N&S | WN.UK12 | - |  |  |  | 1
EQ020593 |  | Other |  | Martin aanvullen |  | Slaman, Martin | VU/F/BETA/N&S | WN.UK12 | - |  |  |  | 1
EQ020592 |  | Other |  | Martin aanvullen |  | Slaman, Martin | VU/F/BETA/N&S | WN.UK12 | - |  |  |  | 1
EQ020591 |  | Other |  | Martin aanvullen |  | Slaman, Martin | VU/F/BETA/N&S | WN.UK12 | - |  |  |  | 1
EQ020590 |  | Other |  | Martin aanvullen |  | Slaman, Martin | VU/F/BETA/N&S | WN.UK12 | - |  |  |  | 1
EQ020589 |  | Other |  | Martin aanvullen |  | Slaman, Martin | VU/F/BETA/N&S | WN.UK12 | - |  |  |  | 1
EQ020588 |  | Other |  | Martin aanvullen |  | Slaman, Martin | VU/F/BETA/N&S | WN.UK12 | - |  |  |  | 1
EQ020587 |  | Other |  | Martin aanvullen |  | Slaman, Martin | VU/F/BETA/N&S | WN.UK12 | - |  |  |  | 1
EQ020586 |  | Other |  | Martin aanvullen |  | Slaman, Martin | VU/F/BETA/N&S | WN.UK12 | - |  |  |  | 1
EQ020585 |  | Other |  | Martin aanvullen |  | Slaman, Martin | VU/F/BETA/N&S | WN.UK12 | - |  |  |  | 1
EQ020584 |  | Other |  | Martin aanvullen |  | Slaman, Martin | VU/F/BETA/N&S | WN.UK12 | - |  |  |  | 1
EQ020583 |  | Other |  | Martin aanvullen |  | Slaman, Martin | VU/F/BETA/N&S | WN.UK12 | - |  |  |  | 1
EQ020582 |  | Other |  | Martin aanvullen |  | Slaman, Martin | VU/F/BETA/N&S | WN.UK12 | - |  |  |  | 1
EQ020581 |  | Other |  | Martin aanvullen |  | Slaman, Martin | VU/F/BETA/N&S | WN.UK12 | - |  |  |  | 1
EQ020580 |  | Other |  | Martin aanvullen |  | Slaman, Martin | VU/F/BETA/N&S | WN.UK12 | - |  |  |  | 1
EQ020579 |  | Other |  | Martin aanvullen |  | Slaman, Martin | VU/F/BETA/N&S | WN.UK12 | - |  |  |  | 1
EQ020578 |  | Other |  | Martin aanvullen |  | Slaman, Martin | VU/F/BETA/Bedrijfsvoering/Huisvesting | WN.UK.hall | - |  |  |  | 1
EQ020577 |  | Other |  | Martin aanvullen |  | Slaman, Martin | VU/F/BETA/Bedrijfsvoering/Huisvesting | WN.UK.hall | - |  |  |  | 1
EQ020576 |  | Other |  | Martin aanvullen |  | Slaman, Martin | VU/F/BETA/Bedrijfsvoering/Huisvesting | WN.UK.hall | - |  |  |  | 1
EQ020575 |  | Other |  | Martin aanvullen |  | Slaman, Martin | VU/F/BETA/Bedrijfsvoering/Huisvesting | WN.UK.hall | - |  |  |  | 1
EQ020574 |  | 3D Printer |  | 3D Printer Resin Tank | Formlabs | Rosier, JC | VU/F/BETA/TC/FMI | WN.R029 | - |  |  |  | 1 | Form Cure
EQ020573 |  | 3D Printer |  | 3D Printer Resin Tank | Formlabs | Rosier, JC | VU/F/BETA/TC/FMI | WN.R029 | - |  |  |  | 1 | From Wash
EQ020572 | PR-076038 | 3D Printer |  | 3D Printer | Formlabs | Rosier, JC | VU/F/BETA/TC/FMI | WN.R029 | - |  |  |  | 1 | Form 4
EQ020571 | PR-076462 | 3D Printer |  | 3D Printer | Bambu Lab | Rosier, JC | VU/F/BETA/TC/FMI | WN.R029 | - |  |  |  | 1 | Bambu Lab X1E
EQ020570 | PR-076461 | 3D Printer |  | 3D Printer | Bambu Lab | Rosier, JC | VU/F/BETA/TC/FMI | WN.R029 | - |  |  |  | 1 | Bambu Lab X1E
EQ020569 |  | Centrifuge |  | Optima XE-90 Ultracentrifuge |  | Koningstein, Greg | VU/F/BETA/A-LIFE/MM | O2.06E29 | - |  |  |  | 1 | Optima XE-90
EQ020568 |  | Other |  | Martin aanvullen |  | Slaman, Martin | VU/F/BETA/Bedrijfsvoering/Huisvesting | WN.UK.hall | - |  |  |  | 1
EQ020567 |  | Other |  | Martin aanvullen |  | Slaman, Martin | VU/F/BETA/Bedrijfsvoering/Huisvesting | WN.UK.hall | - |  |  |  | 1
EQ020566 |  | Other |  | Martin aanvullen |  | Slaman, Martin | VU/F/BETA/Bedrijfsvoering/Huisvesting | WN.UK.hall | - |  |  |  | 1
EQ020565 |  | Other |  | Martin aanvullen |  | Charmant, Anita | VU/F/BETA/Bedrijfsvoering/Huisvesting | WN.UK.hall | - |  |  |  | 1
EQ020564 |  | Other |  | Martin aanvullen |  | Slaman, Martin | VU/F/BETA/Bedrijfsvoering/Huisvesting | WN.UK.hall | - |  |  |  | 1
EQ020563 |  | Other |  | Martin aanvullen |  | Slaman, Martin | VU/F/BETA/Bedrijfsvoering/Huisvesting | WN.UK.hall | - |  |  |  | 1
EQ020562 |  | Other |  | Martin aanvullen |  | Slaman, Martin | VU/F/BETA/Bedrijfsvoering/Huisvesting | WN.UK.hall | - |  |  |  | 1
EQ020561 |  | Other |  | Martin aanvullen |  | Slaman, Martin | VU/F/BETA/Bedrijfsvoering/Huisvesting | WN.UK.hall | - |  |  |  | 1
EQ020560 |  | Other |  | Martin aanvullen |  | Slaman, Martin | VU/F/BETA/Bedrijfsvoering/Huisvesting | WN.UK.hall | - |  |  |  | 1
EQ020559 |  | Other |  | Martin aanvullen | Bronkhorst | Slaman, Martin | VU/F/BETA/N&S/FM | WN.UK.hall | - |  |  |  | 1 | MV-302
EQ020558 | LT-050819 | Laptop |  | BW laptop for projects LT-050819 | Hewlett Packard (HP) | Tuinder, Vincent | VU/F/FGB | MF.C679 | - |  |  |  | 1 | HP Probook 450 G6
EQ020557 | LT-050818 | Laptop |  | BW laptop for projects LT-050818 | Hewlett Packard (HP) | Tuinder, Vincent | VU/F/FGB | MF.C679 | - |  |  |  | 1 | HP Probook 450 G6
EQ020556 |  | Other |  | Martin aanvullen |  | Slaman, Martin | VU/F/BETA/Bedrijfsvoering/Huisvesting | WN.UK05 | - |  |  |  | 1
EQ020555 |  | Other |  | Martin aanvullen |  | Slaman, Martin | VU/F/BETA/Bedrijfsvoering/Huisvesting | WN.UK05 | - |  |  |  | 1
EQ020554 |  | Other |  | Martin aanvullen |  | Slaman, Martin | VU/F/BETA/Bedrijfsvoering/Huisvesting | WN.UK05 | - |  |  |  | 1
EQ020553 |  | Other |  | Martin aanvullen |  | Slaman, Martin | VU/F/BETA/Bedrijfsvoering/Huisvesting | WN.UK05 | - |  |  |  | 1
EQ020552 |  | Other |  | Martin aanvullen |  | Slaman, Martin | VU/F/BETA/Bedrijfsvoering/Huisvesting | WN.UK05 | - |  |  |  | 1
EQ020551 |  | Other |  | Martin aanvullen |  | Slaman, Martin | VU/F/BETA/Bedrijfsvoering/Huisvesting | WN.UK05 | - |  |  |  | 1
EQ020550 |  | Other |  | Martin aanvullen |  | Slaman, Martin | VU/F/BETA/Bedrijfsvoering/Huisvesting | WN.UK05 | - |  |  |  | 1
EQ020549 |  | Other |  | Martin aanvullen |  | Slaman, Martin | VU/F/BETA/Bedrijfsvoering/Huisvesting | WN.UK05 | - |  |  |  | 1
EQ020548 |  | Other |  | Martin aanvullen |  | Slaman, Martin | VU/F/BETA/Bedrijfsvoering/Huisvesting | WN.UK05 | - |  |  |  | 1
EQ020547 |  | Other |  | Martin aanvullen |  | Slaman, Martin | VU/F/BETA/Bedrijfsvoering/Huisvesting | WN.UK05 | - |  |  |  | 1
EQ020546 |  | Electronic delay |  | Delay generator | Stanford Research Systems (SRS) | Sasbrink, Bart | VU/F/BETA/N&S/BF&E | WN.G159 | - |  |  |  | 1 | DG645
EQ020545 |  | Balance |  | Kern ADB 100-4 | Kern | Logtestijn, RSP van | VU/F/BETA/A-LIFE | O2.01E19 | - |  |  |  | 1 | ADB 100-4
EQ020544 |  | Other |  | Martin aanvullen |  | Slaman, Martin | VU/F/BETA/N&S | WN.UK12 | - |  |  |  | 1
EQ020543 |  | Other |  | Martin aanvullen |  | Slaman, Martin | VU/F/BETA/N&S | WN.UK12 | - |  |  |  | 1
EQ020542 |  | Other |  | Martin aanvullen |  | Slaman, Martin | VU/F/BETA/N&S | WN.UK12 | - |  |  |  | 1
EQ020541 |  | Other |  | Martin aanvullen |  | Slaman, Martin | VU/F/BETA/N&S | WN.UK12 | - |  |  |  | 1
EQ020540 |  | Other |  | Martin aanvullen |  | Slaman, Martin | VU/F/BETA/N&S | WN.UK12 | - |  |  |  | 1
EQ020539 |  | Other |  | Martin aanvullen |  | Slaman, Martin | VU/F/BETA/N&S | WN.U060 | - |  |  |  | 1
EQ020538 |  | Other |  | Martin aanvullen |  | Slaman, Martin | VU/F/BETA/N&S | WN.U060 | - |  |  |  | 1
EQ020537 |  | Other |  | Martin aanvullen |  | Slaman, Martin | VU/F/BETA/N&S | WN.U060 | - |  |  |  | 1
EQ020536 |  | Other |  | Martin aanvullen |  | Slaman, Martin | VU/F/BETA/N&S | WN.U060 | - |  |  |  | 1
EQ020535 |  | Other |  | Martin aanvullen |  | Slaman, Martin | VU/F/BETA/N&S | WN.U060 | - |  |  |  | 1
EQ020534 |  | Other |  | Martin aanvullen |  | Slaman, Martin | VU/F/BETA/N&S | WN.T037 | - |  |  |  | 1
EQ020533 |  | Other |  | Martin aanvullen |  | Slaman, Martin | VU/F/BETA/N&S | WN.T037 | - |  |  |  | 1
EQ020532 |  | Other |  | Martin aanvullen |  | Slaman, Martin | VU/F/BETA/N&S | WN.T037 | - |  |  |  | 1
EQ020531 |  | Other |  | Martin aanvullen |  | Slaman, Martin | VU/F/BETA/N&S | WN.T037 | - |  |  |  | 1
EQ020530 |  | Other |  | Martin aanvullen |  | Slaman, Martin | VU/F/BETA/N&S | WN.T037 | - |  |  |  | 1
EQ020529 |  | Other |  | Martin aanvullen |  | Slaman, Martin | VU/F/BETA/N&S | WN.T037 | - |  |  |  | 1
EQ020528 |  | Other |  | Martin aanvullen |  | Slaman, Martin | VU/F/BETA/N&S | WN.T037 | - |  |  |  | 1
EQ020527 |  | Other |  | Martin aanvullen |  | Slaman, Martin | VU/F/BETA/N&S | WN.T037 | - |  |  |  | 1
EQ020526 |  | Other |  | Martin aanvullen |  | Slaman, Martin | VU/F/BETA/N&S | WN.T037 | - |  |  |  | 1
EQ020525 |  | Other |  | Martin aanvullen |  | Slaman, Martin | VU/F/BETA/N&S | WN.U029 | - |  |  |  | 1
EQ020524 |  | Other |  | Martin aanvullen |  | Slaman, Martin | VU/F/BETA/N&S | WN.U029 | - |  |  |  | 1
EQ020523 |  | Other |  | Martin aanvullen |  | Slaman, Martin | VU/F/BETA/N&S | WN.U029 | - |  |  |  | 1
EQ020522 |  | Other |  | Martin aanvullen |  | Slaman, Martin | VU/F/BETA/N&S | WN.U029 | - |  |  |  | 1
EQ020521 |  | Other |  | Martin aanvullen |  | Slaman, Martin | VU/F/BETA/N&S | WN.U029 | - |  |  |  | 1
EQ020520 |  | Other |  | Martin aanvullen |  | Slaman, Martin | VU/F/BETA/N&S | WN.U029 | - |  |  |  | 1
EQ020519 |  | Other |  | Martin aanvullen |  | Slaman, Martin | VU/F/BETA/N&S | WN.U029 | - |  |  |  | 1
EQ020518 |  | Other |  | Martin aanvullen |  | Slaman, Martin | VU/F/BETA/N&S | WN.U029 | - |  |  |  | 1
EQ020517 |  | Other |  | Martin aanvullen |  | Slaman, Martin | VU/F/BETA/N&S | WN.U029 | - |  |  |  | 1
EQ020516 |  | Other |  | Martin aanvullen |  | Slaman, Martin | VU/F/BETA/N&S | WN.U029 | - |  |  |  | 1
EQ020515 |  | Other |  | Martin aanvullen |  | Slaman, Martin | VU/F/BETA/N&S | WN.U029 | - |  |  |  | 1
EQ020514 |  | Other |  | Martin aanvullen |  | Slaman, Martin | VU/F/BETA/N&S | WN.U029 | - |  |  |  | 1
EQ020513 |  | Other |  | Martin aanvullen |  | Slaman, Martin | VU/F/BETA/N&S | WN.U029 | - |  |  |  | 1
EQ020512 |  | Other |  | Martin aanvullen |  | Slaman, Martin | VU/F/BETA/N&S | WN.Sk00 | - |  |  |  | 1
EQ020511 |  | Other |  | Martin aanvullen |  | Slaman, Martin | VU/F/BETA/N&S | WN.Sk00 | - |  |  |  | 1
EQ020510 |  | Other |  | Martin aanvullen |  | Slaman, Martin | VU/F/BETA/N&S | WN.Sk00 | - |  |  |  | 1
EQ020509 |  | Other |  | Martin aanvullen |  | Slaman, Martin | VU/F/BETA/N&S | WN.Sk00 | - |  |  |  | 1
EQ020508 |  | Other |  | Martin aanvullen |  | Slaman, Martin | VU/F/BETA/N&S | WN.Sk00 | - |  |  |  | 1
EQ020507 |  | Other |  | Martin aanvullen |  | Slaman, Martin | VU/F/BETA/N&S | WN.Sk00 | - |  |  |  | 1
EQ020506 |  | Other |  | Martin aanvullen |  | Slaman, Martin | VU/F/BETA/N&S | WN.Sk00 | - |  |  |  | 1
EQ020505 |  | Other |  | Martin aanvullen |  | Slaman, Martin | VU/F/BETA/N&S | WN.Sk00 | - |  |  |  | 1
EQ020504 |  | Other |  | Martin aanvullen |  | Slaman, Martin | VU/F/BETA/N&S | WN.Sk00 | - |  |  |  | 1
EQ020503 |  | Other |  | Martin aanvullen |  | Slaman, Martin | VU/F/BETA/N&S | WN.Sk00 | - |  |  |  | 1
EQ020502 |  | Multi channel pipet |  | Thermoscientific Finnpipette 10-100ul | Thermo Scientific | Zwering, Emile | VU/F/BETA/A-LIFE/SyBi | O2.01E29 | - |  |  |  | 1 | Thermoscientific Finnpipette 10-100ul type 148
EQ020501 |  | Power Supply |  | Light Power Supply | Olympus | Broeke, Jurjen | VU/F/BETA/CNCR/FGA | WN.A027 | - |  |  |  | 1 | TH4-200
EQ020500 |  | Power Supply |  | Power supply | La Vision | Broeke, Jurjen | VU/F/BETA/CNCR/FGA | WN.A027 | - |  |  |  | 1
EQ020499 |  | Rotary Evaporator |  | Fisherbrand rotavap |  | Marzin, Manuel | VU/F/BETA/N&S/FLS | WN.TK02 | - |  |  |  | 1
EQ020498 |  | Rotary Evaporator |  | Buchi Rotavapor R-3 |  | Marzin, Manuel | VU/F/BETA/N&S/FLS | WN.TK02 | - |  |  |  | 1 | R-3
EQ020497 |  | Magnetic Stirrer |  | IKA big squid Magnetic Stirrer |  | Marzin, Manuel | VU/F/BETA/N&S/FLS | WN.TK02 | - |  |  |  | 1 | big squid
EQ020496 |  | Computer |  | HP Tower Computer |  | Marzin, Manuel | VU/F/BETA/N&S/FLS | WN.TK02 | - |  |  |  | 1
EQ020495 |  | Ultrasonic Cleaner |  | Bandelin Sonorex Digitec sonication bath |  | Marzin, Manuel | VU/F/BETA/N&S/FLS | WN.TK02 | - |  |  |  | 1 | Bandelin Sonorex Digitec
EQ020494 |  | Multi channel pipet |  | Thermo scientific Finnpipette 5-50ul | Thermo Scientific | Zwering, Emile | VU/F/BETA/A-LIFE/SyBi | O2.01E29 | - |  |  |  | 1 | Finnpipette 5-50ul
EQ020493 |  | Multi channel pipet |  | Thermoscientific Finnpipette F1 | Thermo Scientific | Zwering, Emile | VU/F/BETA/A-LIFE/SyBi | O2.01E29 | - |  |  |  | 1 | Finnpipette F1 10-100ul
EQ020492 |  | Pipette |  | Rainin pipet lite SL-1000 | Rainin | Zwering, Emile | VU/F/BETA/A-LIFE/SyBi | O2.01E31 | - |  |  |  | 1 | Rainin pipet lite SL-1000
EQ020491 |  | Pipette |  | Rainin Pipette 20-200ul | Rainin | Zwering, Emile | VU/F/BETA/A-LIFE/SyBi | O2.01E31 | - |  |  |  | 1 | Rainin pipet lite SL-200
EQ020490 |  | Pipette |  | Rainin Pipette 2-20ul | Rainin | Zwering, Emile | VU/F/BETA/A-LIFE/SyBi | O2.01E31 | - |  |  |  | 1 | Rainin pipet lite SL-20
EQ020489 |  | Pipette |  | Rainin Pipette 0.5-10ul | Rainin | Zwering, Emile | VU/F/BETA/A-LIFE/SyBi | O2.01E31 | - |  |  |  | 1 | Rainin pipet lite SL-10
EQ020488 |  | Source Meter |  | 2450 Touchscreen Source Measure Unit | Keithley | Limburg, Rob | VU/F/BETA/TC/Electronica | WN.P043 | - |  |  |  | 1 | 2450
EQ020487 |  | Multimeter |  | DMM6500 6.5 Digit DMM with Touchscreen | Keithley | Limburg, Rob | VU/F/BETA/TC/Electronica | WN.P043 | - |  |  |  | 1 | DMM6500
EQ020486 |  | Multimeter |  | DMM6500 6.5 Digit DMM with Touchscreen | Keithley | Limburg, Rob | VU/F/BETA/TC/Electronica | WN.P043 | - |  |  |  | 1 | DMM6500
EQ020485 |  | Multimeter |  | DMM6500 6.5 Digit DMM with Touchscreen | Keithley | Limburg, Rob | VU/F/BETA/TC/Electronica | WN.P043 | - |  |  |  | 1 | DMM6500
EQ020484 |  | Multimeter |  | DMM6500 6.5 Digit DMM with Touchscreen | Keithley | Limburg, Rob | VU/F/BETA/TC/Electronica | WN.P043 | - |  |  |  | 1 | DMM6500
EQ020483 |  | Multimeter |  | DMM6500 6.5 Digit DMM with Touchscreen | Keithley | Limburg, Rob | VU/F/BETA/TC/Electronica | WN.P043 | - |  |  |  | 1 | DMM6500
EQ020482 |  | Multimeter |  | DMM6500 6.5 Digit DMM with Touchscreen | Keithley | Limburg, Rob | VU/F/BETA/TC/Electronica | WN.P043 | - |  |  |  | 1 | DMM6500
EQ020481 |  | Multimeter |  | DMM6500 6.5 Digit DMM with Touchscreen | Keithley | Limburg, Rob | VU/F/BETA/TC/Electronica | WN.P043 | - |  |  |  | 1 | DMM6500
EQ020480 |  | Multimeter |  | DMM6500 6.5 Digit DMM with Touchscreen | Keithley | Limburg, Rob | VU/F/BETA/TC/Electronica | WN.P043 | - |  |  |  | 1 | DMM6500
EQ020479 |  | Multimeter |  | DMM6500 6.5 Digit DMM with Touchscreen | Keithley | Limburg, Rob | VU/F/BETA/TC/Electronica | WN.P043 | - |  |  |  | 1 | DMM6500
EQ020478 |  | Multimeter |  | DMM6500 6.5 Digit DMM with Touchscreen | Keithley | Limburg, Rob | VU/F/BETA/TC/Electronica | WN.P043 | - |  |  |  | 1 | DMM6500
EQ020477 |  | Multimeter |  | DMM6500 6.5 Digit DMM with Touchscreen | Keithley | Limburg, Rob | VU/F/BETA/TC/Electronica | WN.P043 | - |  |  |  | 1 | DMM6500
EQ020476 |  | Multimeter |  | DMM6500 6.5 Digit DMM with Touchscreen | Keithley | Limburg, Rob | VU/F/BETA/TC/Electronica | WN.P043 | - |  |  |  | 1 | DMM6500
EQ020475 |  | Multimeter |  | DMM6500 6.5 Digit DMM with Touchscreen | Keithley | Limburg, Rob | VU/F/BETA/TC/Electronica | WN.P043 | - |  |  |  | 1 | DMM6500
EQ020474 |  | Multimeter |  | DMM6500 6.5 Digit DMM with Touchscreen | Keithley | Limburg, Rob | VU/F/BETA/TC/Electronica | WN.P043 | - |  |  |  | 1 | DMM6500
EQ020473 |  | Computer |  | HP computer unit for ImageQuant Gel Imager |  | Marzin, Manuel | VU/F/BETA/N&S/FLS | WN.T014 | - |  |  |  | 1
EQ020472 |  | Extension Cable |  | Extension cable roll |  | Marzin, Manuel | VU/F/BETA/N&S/FLS | WN.T014 | - |  |  |  | 1
EQ020471 |  | Extension Cable |  | Extension cable roll |  | Marzin, Manuel | VU/F/BETA/N&S/FLS | WN.T014 | - |  |  |  | 1
EQ020470 |  | Gel imager |  | ImageQuant800 FL Gel Imager | ImageQuant | Marzin, Manuel | VU/F/BETA/N&S/FLS | WN.TK04 | - |  |  |  | 1 | 800 FL
EQ020469 |  | Extension Cable |  | Power Strip |  | Sasbrink, Bart | VU/F/BETA/N&S/BF&E | WN.G130A | - |  |  |  | 1
EQ020468 |  | Computer Monitor |  | Computer screen |  | Sasbrink, Bart | VU/F/BETA/N&S/BF&E | WN.G148 | - |  |  |  | 1
EQ020467 | TH 51463 | Pipette |  | Gilson Pipetman P10 | Gilson | Koolman, Tiara | VU/F/BETA/CNCR/MCN | O2.01E74 | - |  |  |  | 1 | Pipetman P10
EQ020466 |  | Oscilloscope |  | Oscilloscope | Tektronix | Broeke, Jurjen | VU/F/BETA/CNCR/FGA | WN.A027 | - |  |  |  | 1
EQ020465 |  | Optical Parametric Oscillator |  | OPO | APE/ Angewandte Physik & Elektronik | Broeke, Jurjen | VU/F/BETA/CNCR/FGA | WN.A027 | - |  |  |  | 1
EQ020464 |  | Heater |  | Heater | Multi Channel Systems | Broeke, Jurjen | VU/F/BETA/CNCR/FGA | WN.A027 | - |  |  |  | 1 | Tc 02
EQ020463 |  | Laser |  | Laser | Coherent | Broeke, Jurjen | VU/F/BETA/CNCR/FGA | WN.A027 | - |  |  |  | 1 | Chameleon
EQ020462 |  | Power Supply |  | Power supply | Coherent | Broeke, Jurjen | VU/F/BETA/CNCR/FGA | WN.A027 | - |  |  |  | 1 | MRU X1
EQ020461 |  | Recirculating Chiller |  | Chiller | Coherent | Broeke, Jurjen | VU/F/BETA/CNCR/FGA | WN.A027 | - |  |  |  | 1
EQ020460 |  | Vacuum Pump |  | Pump | KNF | Broeke, Jurjen | VU/F/BETA/CNCR/FGA | WN.A027 | - |  |  |  | 1
EQ020459 |  | Motion Controller/Driver |  | Scanner | La Vision | Broeke, Jurjen | VU/F/BETA/CNCR/FGA | WN.A027 | - |  |  |  | 1
EQ020458 |  | Motion Controller/Driver |  | IVS controller | La Vision | Broeke, Jurjen | VU/F/BETA/CNCR/FGA | WN.A027 | - |  |  |  | 1
EQ020457 |  | Power Supply |  | Power supply | La Vision | Broeke, Jurjen | VU/F/BETA/CNCR/FGA | WN.A027 | - |  |  |  | 1
EQ020456 |  | Motion Controller/Driver |  | Motor controler | La Vision | Broeke, Jurjen | VU/F/BETA/CNCR/FGA | WN.A027 | - |  |  |  | 1
EQ020455 |  | Extension Cable |  | Power Strip |  | Sasbrink, Bart | VU/F/BETA/N&S/BF&E | WN.G159 | - |  |  |  | 1
EQ020454 |  | Extension Cable |  | Power Strip |  | Sasbrink, Bart | VU/F/BETA/N&S/BF&E | WN.G159 | - |  |  |  | 1
EQ020453 |  | Extension Cable |  | Power Strip |  | Sasbrink, Bart | VU/F/BETA/N&S/BF&E | WN.G159 | - |  |  |  | 1
EQ020452 |  | Adapter |  | Adapter |  | Sasbrink, Bart | VU/F/BETA/N&S/BF&E | WN.G159 | - |  |  |  | 1
EQ020451 |  | Adapter |  | Adapter |  | Sasbrink, Bart | VU/F/BETA/N&S/BF&E | WN.G159 | - |  |  |  | 1
EQ020450 | 000584 | Peristaltic Pump |  | Watson-Marlow Pump | Watson Marlow | Sasbrink, Bart | VU/F/BETA/N&S/BF&E | WN.G159 | - |  |  |  | 1 | 313
EQ020449 |  | Laser |  | Rega Controller | Coherent | Sasbrink, Bart | VU/F/BETA/N&S/BF&E | WN.G159 | - |  |  |  | 1
EQ020448 | 012236 | Magnetic Stirrer |  | Hanna Magnetic Stirrer | Hanna Instruments | Sasbrink, Bart | VU/F/BETA/N&S/BF&E | WN.G159 | - |  |  |  | 1 | HI 190M
EQ020447 |  | Computer Monitor |  | Computer screen |  | Sasbrink, Bart | VU/F/BETA/N&S/BF&E | WN.G159 | - |  |  |  | 1
EQ020446 |  | Computer Monitor |  | Computer screen |  | Sasbrink, Bart | VU/F/BETA/N&S/BF&E | WN.G159 | - |  |  |  | 1
EQ020445 |  | Power Supply |  | PMT power supply | Hamamatsu | Broeke, Jurjen | VU/F/BETA/CNCR/FGA | WN.A027 | - |  |  |  | 1
EQ020444 |  | Photodetector |  | Photomultiplier | Hamamatsu | Broeke, Jurjen | VU/F/BETA/CNCR/FGA | WN.A027 | - |  |  |  | 1
EQ020443 |  | Photodetector |  | Photomultiplier | Hamamatsu | Broeke, Jurjen | VU/F/BETA/CNCR/FGA | WN.A027 | - |  |  |  | 1
EQ020442 |  | Computer |  | La Vision PC | La Vision | Broeke, Jurjen | VU/F/BETA/CNCR/FGA | WN.A027 | - |  |  |  | 1
EQ020441 |  | Camera controller |  | Hamamatsu Camera Controller | Hamamatsu | Broeke, Jurjen | VU/F/BETA/CNCR/FGA | WN.A027 | - |  |  |  | 1 | C7780-20
EQ020440 |  | Camera |  | Hamamatsu Camera | Hamamatsu | Broeke, Jurjen | VU/F/BETA/CNCR/FGA | WN.A027 | - |  |  |  | 1 | C9100
EQ020439 |  | Light Source |  | Light source | Exfo | Broeke, Jurjen | VU/F/BETA/CNCR/FGA | WN.A027 | - |  |  |  | 1 | Xcite
EQ020438 |  | Microscope |  | Microscope | Olympus | Broeke, Jurjen | VU/F/BETA/CNCR/FGA | WN.A027 | - |  |  |  | 1 | BX71
EQ020437 | KG 25281 | Pipette |  | Gilson Pipetman P200 | Gilson | Iglesias Moncayo, Maria Emilia | VU/F/BETA/S&F/OrgCh/BMC | O2.04E77 | - |  |  |  | 1 | Pipetman P200
EQ020436 |  | Pipette |  | Pipette 50-200 |  | Iglesias Moncayo, Maria Emilia | VU/F/BETA/S&F/OrgCh/BMC | O2.04E77 | - |  |  |  | 1
EQ020435 |  | Pipette |  | Pipette 0.2-2 |  | Iglesias Moncayo, Maria Emilia | VU/F/BETA/S&F/OrgCh/BMC | O2.04E77 | - |  |  |  | 1
EQ020434 | JM 24207 | Pipette |  | Gilson Pipetman P2 | Gilson | Iglesias Moncayo, Maria Emilia | VU/F/BETA/S&F/OrgCh/BMC | O2.04E77 | - |  |  |  | 1 | Pipetman P2
EQ020433 | LB 50455 | Pipette |  | Gilson Pipetman P200 | Gilson | Iglesias Moncayo, Maria Emilia | VU/F/BETA/S&F/OrgCh/BMC | O2.04E77 | - |  |  |  | 1 | Pipetman P200
EQ020432 | LN 23295 | Pipette |  | Gilson Pipetman P200 | Gilson | Iglesias Moncayo, Maria Emilia | VU/F/BETA/S&F/OrgCh/BMC | O2.04E77 | - |  |  |  | 1 | Pipetman P200
EQ020431 | LL 23593 | Pipette |  | Gilson Pipetman P200 | Gilson | Iglesias Moncayo, Maria Emilia | VU/F/BETA/S&F/OrgCh/BMC | O2.04E77 | - |  |  |  | 1 | Pipetman P200
EQ020430 | LM 21870 | Pipette |  | Gilson Pipetman P1000 | Gilson | Iglesias Moncayo, Maria Emilia | VU/F/BETA/S&F/OrgCh/BMC | O2.04E77 | - |  |  |  | 1 | Pipetman P1000
EQ020429 | TN 56851 | Pipette |  | Gilson Pipetman P1000 | Gilson | Iglesias Moncayo, Maria Emilia | VU/F/BETA/S&F/OrgCh/BMC | O2.04E77 | - |  |  |  | 1 | Pipetman P1000
EQ020428 | HD 53644 | Pipette |  | Gilson Pipetman P1000/L | Gilson | Iglesias Moncayo, Maria Emilia | VU/F/BETA/S&F/OrgCh/BMC | O2.04E77 | - |  |  |  | 1 | Pipetman P1000/L
EQ020427 | LL 20656 | Pipette |  | Gilson Pipetman P1000 | Gilson | Iglesias Moncayo, Maria Emilia | VU/F/BETA/S&F/OrgCh/BMC | O2.04E77 | - |  |  |  | 1 | Pipetman P 1000
EQ020426 | JN 27102 | Pipette |  | Gilson Pipetman P1000 | Gilson | Iglesias Moncayo, Maria Emilia | VU/F/BETA/S&F/OrgCh/BMC | O2.04E77 | - |  |  |  | 1 | Pipetman P1000
EQ020425 | JL 51733 | Pipette |  | Gilson Pipetman P1000/L | Gilson | Iglesias Moncayo, Maria Emilia | VU/F/BETA/S&F/OrgCh/BMC | O2.04E77 | - |  |  |  | 1 | Pipetman P1000/L
EQ020424 | LM 21809 | Pipette |  | Gilson Pipetman P1000 | Gilson | Iglesias Moncayo, Maria Emilia | VU/F/BETA/S&F/OrgCh/BMC | O2.04E77 | - |  |  |  | 1 | Pipetman P1000
EQ020423 | LM 22873 | Pipette |  | Gilson Pipetman P20 | Gilson | Iglesias Moncayo, Maria Emilia | VU/F/BETA/S&F/OrgCh/BMC | O2.04E77 | - |  |  |  | 1 | Pipetman P20
EQ020422 | LN 22567 | Pipette |  | Gilson Pipetman P20 | Gilson | Iglesias Moncayo, Maria Emilia | VU/F/BETA/S&F/OrgCh/BMC | O2.04E77 | - |  |  |  | 1 | Pipetman P20
EQ020421 | KK 25799 | Pipette |  | Gilson Pipetman P20 | Gilson | Iglesias Moncayo, Maria Emilia | VU/F/BETA/S&F/OrgCh/BMC | O2.04E77 | - |  |  |  | 1 | Pipetman P20
EQ020420 |  | Pipette |  | Pipette 2-20 |  | Iglesias Moncayo, Maria Emilia | VU/F/BETA/S&F/OrgCh/BMC | O2.04E77 | - |  |  |  | 1
EQ020419 |  | Adapter |  | GlobTek adapter |  | Schellart, Wouter Pieter | VU/F/BETA | WN.D002B | - |  |  |  | 1
EQ020418 |  | Adapter |  | GlobTek adapter |  | Schellart, Wouter Pieter | VU/F/BETA | WN.D002B | - |  |  |  | 1
EQ020417 |  | Adapter |  | GlobTek adapter |  | Schellart, Wouter Pieter | VU/F/BETA | WN.D002B | - |  |  |  | 1
EQ020416 |  | Cooling Unit |  | Laser cooling unit |  | Schellart, Wouter Pieter | VU/F/BETA | WN.D002B | - |  |  |  | 1
EQ020415 |  | Extension Cable |  | APSA Extension cable | APSA | Schellart, Wouter Pieter | VU/F/BETA | WN.D002B | - |  |  |  | 1
EQ020414 |  | Battery Charger |  | Nikon battery charger | Nikon | Schellart, Wouter Pieter | VU/F/BETA | WN.D002B | - |  |  |  | 1
EQ020413 |  | Battery Charger |  | Nikon battery charger | Nikon | Schellart, Wouter Pieter | VU/F/BETA | WN.D002B | - |  |  |  | 1
EQ020412 |  | Adapter |  | Nikon adapter | Nikon | Schellart, Wouter Pieter | VU/F/BETA | WN.D002B | - |  |  |  | 1
EQ020411 |  | Drill |  | Drill |  | Schellart, Wouter Pieter | VU/F/BETA | WN.D002B | - |  |  |  | 1
EQ020410 |  | Computer |  | La Vision PC | La Vision | Schellart, Wouter Pieter | VU/F/BETA | WN.D002B | - |  |  |  | 1
EQ020409 |  | Adapter |  | Condor adapter |  | Schellart, Wouter Pieter | VU/F/BETA | WN.D002B | - |  |  |  | 1
EQ020408 |  | Computer Monitor |  | Asus monitor | Asus | Schellart, Wouter Pieter | VU/F/BETA | WN.D002B | - |  |  |  | 1
EQ020407 |  | Extension Cable |  | Kema Keur extension cable | Kema Keur | Schellart, Wouter Pieter | VU/F/BETA | WN.D002B | - |  |  |  | 1
EQ020406 |  | Adapter |  | Travel plug |  | Schellart, Wouter Pieter | VU/F/BETA | WN.D002B | - |  |  |  | 1
EQ020405 |  | Motion Controller/Driver |  | Motor driver |  | Schellart, Wouter Pieter | VU/F/BETA | WN.D002B | - |  |  |  | 1
EQ020404 |  | Extension Cable |  | Arlec extension cable |  | Schellart, Wouter Pieter | VU/F/BETA | WN.D002B | - |  |  |  | 1
EQ020403 |  | Adapter |  | GlobTek adapter |  | Schellart, Wouter Pieter | VU/F/BETA | WN.D002B | - |  |  |  | 1
EQ020402 |  | Adapter |  | GlobTek adapter |  | Schellart, Wouter Pieter | VU/F/BETA | WN.D002B | - |  |  |  | 1
EQ020401 |  | Adapter |  | GlobTek adapter | none | Schellart, Wouter Pieter | VU/F/BETA | WN.D002B | - |  |  |  | 1
EQ020400 |  | Extension Cable |  | APSA Extension cable | APSA | Schellart, Wouter Pieter | VU/F/BETA | WN.D002B | - |  |  |  | 1
EQ020399 |  | Extension Cable |  | Extension cable |  | Schellart, Wouter Pieter | VU/F/BETA | WN.D002B | - |  |  |  | 1
EQ020398 | Density meter | Other |  | Density meter |  | Schellart, Wouter Pieter | VU/F/BETA | WN.D002B | - |  |  |  | 1
EQ020397 | Rheometer | Other |  | Rheometer |  | Schellart, Wouter Pieter | VU/F/BETA | WN.D002B | - |  |  |  | 1
EQ020396 |  | Cooling Unit |  | Viscotherm cooler |  | Schellart, Wouter Pieter | VU/F/BETA | WN.D002B | - |  |  |  | 1
EQ020395 |  | Adapter |  | HP laptop adapter | Hewlett Packard (HP) | Schellart, Wouter Pieter | VU/F/BETA | WN.D002B | - |  |  |  | 1
EQ020394 |  | Lamp |  | Elro lamp | Elro | Schellart, Wouter Pieter | VU/F/BETA | WN.D002B | - |  |  |  | 1
EQ020393 |  | Extension Cable |  | Arlec extension cable |  | Schellart, Wouter Pieter | VU/F/BETA | WN.D002B | - |  |  |  | 1
EQ020392 |  | Power Supply |  | Power module |  | Schellart, Wouter Pieter | VU/F/BETA | WN.D002B | - |  |  |  | 1
EQ020391 |  | Lamp |  | Bresser lamp | Bresser | Schellart, Wouter Pieter | VU/F/BETA | WN.D002B | - |  |  |  | 1
EQ020390 |  | Lamp |  | Bresser lamp | Bresser | Schellart, Wouter Pieter | VU/F/BETA | WN.D002B | - |  |  |  | 1
EQ020389 | Frequency inverter | Other |  | Abi drive frequency inverter |  | Schellart, Wouter Pieter | VU/F/BETA | WN.D002B | - |  |  |  | 1
EQ020388 |  | Adapter |  | Voltcraft adapter | Voltcraft | Schellart, Wouter Pieter | VU/F/BETA | WN.D002B | - |  |  |  | 1
EQ020387 |  | Vacuum Cleaner |  | Vacuum cleaner |  | Schellart, Wouter Pieter | VU/F/BETA | WN.D002B | - |  |  |  | 1
EQ020386 |  | Extension Cable |  | Extension cable |  | Schellart, Wouter Pieter | VU/F/BETA | WN.D002B | - |  |  |  | 1
EQ020385 |  | Adapter |  | Travel plug |  | Schellart, Wouter Pieter | VU/F/BETA | WN.D002B | - |  |  |  | 1
EQ020384 |  | Adapter |  | Travel plug |  | Schellart, Wouter Pieter | VU/F/BETA | WN.D002B | - |  |  |  | 1
EQ020383 |  | Adapter |  | Nikon adapter | Nikon | Schellart, Wouter Pieter | VU/F/BETA | WN.D002B | - |  |  |  | 1
EQ020382 |  | Adapter |  | Nikon adapter | Nikon | Schellart, Wouter Pieter | VU/F/BETA | WN.D002B | - |  |  |  | 1
EQ020381 |  | Adapter |  | Nikon adapter | Nikon | Schellart, Wouter Pieter | VU/F/BETA | WN.D002B | - |  |  |  | 1
EQ020380 |  | Adapter |  | Nikon adapter | Nikon | Schellart, Wouter Pieter | VU/F/BETA | WN.D002B | - |  |  |  | 1
EQ020379 |  | Adapter |  | HP laptop adapter | Hewlett Packard (HP) | Schellart, Wouter Pieter | VU/F/BETA | WN.D002B | - |  |  |  | 1
EQ020378 |  | Balance |  | OHAUS balance | Ohaus | Schellart, Wouter Pieter | VU/F/BETA | WN.D002B | - |  |  |  | 1
EQ020377 |  | Hot Plate |  | VWR hotplate | VWR | Schellart, Wouter Pieter | VU/F/BETA | WN.D002B | - |  |  |  | 1
EQ020376 |  | Balance |  | Radwag balance |  | Schellart, Wouter Pieter | VU/F/BETA | WN.D002B | - |  |  |  | 1
EQ020375 |  | Adapter |  | Adapter |  | Sasbrink, Bart | VU/F/BETA/N&S/BF&E | WN.G148 | - |  |  |  | 1
EQ020374 |  | Adapter |  | Adapter |  | Sasbrink, Bart | VU/F/BETA/N&S/BF&E | WN.G148 | - |  |  |  | 1
EQ020373 |  | Adapter |  | Adapter |  | Sasbrink, Bart | VU/F/BETA/N&S/BF&E | WN.G148 | - |  |  |  | 1
EQ020372 |  | Extension Cable |  | Power Strip |  | Sasbrink, Bart | VU/F/BETA/N&S/BF&E | WN.G148 | - |  |  |  | 1
EQ020371 |  | Extension Cable |  | Power Strip |  | Sasbrink, Bart | VU/F/BETA/N&S/BF&E | WN.G148 | - |  |  |  | 1
EQ020370 |  | Recirculating Chiller |  | Water chiller for Chiralscan |  | Sasbrink, Bart | VU/F/BETA/N&S/BF&E | WN.G148 | - |  |  |  | 1
EQ020369 |  | Computer Monitor |  | Computer screen |  | Sasbrink, Bart | VU/F/BETA/N&S/BF&E | WN.G148 | - |  |  |  | 1
EQ020368 |  | Computer Monitor |  | Computer screen |  | Sasbrink, Bart | VU/F/BETA/N&S/BF&E | WN.G148 | - |  |  |  | 1
EQ020367 |  | Extension Cable |  | Power Strip |  | Sasbrink, Bart | VU/F/BETA/N&S/BF&E | WN.G148 | - |  |  |  | 1
EQ020366 |  | Extension Cable |  | Power Strip |  | Sasbrink, Bart | VU/F/BETA/N&S/BF&E | WN.G148 | - |  |  |  | 1
EQ020365 |  | Computer |  | Fluorolog computer |  | Sasbrink, Bart | VU/F/BETA/N&S/BF&E | WN.G148 | - |  |  |  | 1
EQ020364 |  | Computer |  | Spectraq computer fluorolog |  | Sasbrink, Bart | VU/F/BETA/N&S/BF&E | WN.G148 | - |  |  |  | 1
EQ020363 |  | Computer Monitor |  | Computer screen |  | Sasbrink, Bart | VU/F/BETA/N&S/BF&E | WN.G148 | - |  |  |  | 1
EQ020362 |  | Computer Monitor |  | Computer screen |  | Sasbrink, Bart | VU/F/BETA/N&S/BF&E | WN.G148 | - |  |  |  | 1
EQ020361 |  | Computer Monitor |  | Computer screen |  | Sasbrink, Bart | VU/F/BETA/N&S/BF&E | WN.G148 | - |  |  |  | 1
EQ020360 |  | Computer Monitor |  | Computer screen |  | Sasbrink, Bart | VU/F/BETA/N&S/BF&E | WN.G148 | - |  |  |  | 1
EQ020359 |  | Computer Monitor |  | Computer screen |  | Sasbrink, Bart | VU/F/BETA/N&S/BF&E | WN.G148 | - |  |  |  | 1
EQ020358 |  | Computer Monitor |  | Computer screen |  | Sasbrink, Bart | VU/F/BETA/N&S/BF&E | WN.G148 | - |  |  |  | 1
EQ020357 |  | Adapter |  | Adapter |  | Sasbrink, Bart | VU/F/BETA/N&S/BF&E | WN.TK04 | - |  |  |  | 1
EQ020356 |  | Adapter |  | Adapter |  | Sasbrink, Bart | VU/F/BETA/N&S/BF&E | WN.TK04 | - |  |  |  | 1
EQ020355 |  | Extension Cable |  | Power Strip |  | Sasbrink, Bart | VU/F/BETA/N&S/BF&E | WN.TK04 | - |  |  |  | 1
EQ020354 |  | Extension Cable |  | Power Strip |  | Sasbrink, Bart | VU/F/BETA/N&S/BF&E | WN.TK04 | - |  |  |  | 1
EQ020353 |  | Other |  | Air ventilator |  | Sasbrink, Bart | VU/F/BETA/N&S/BF&E | WN.G131 | - |  |  |  | 0
EQ020352 |  | Extension Cable |  | Power Strip |  | Sasbrink, Bart | VU/F/BETA/N&S/BF&E | WN.G131 | - |  |  |  | 1
EQ020351 |  | Computer Monitor |  | Computer screen |  | Sasbrink, Bart | VU/F/BETA/N&S/BF&E | WN.G131 | - |  |  |  | 1
EQ020350 |  | Vacuum Pump |  | Membraanpomp |  | Sasbrink, Bart | VU/F/BETA/N&S/BF&E | WN.G131 | - |  |  |  | 1
EQ020349 |  | Light Source |  | Lightsource Ecotron |  | Sasbrink, Bart | VU/F/BETA/N&S/BF&E | WN.G131 | - |  |  |  | 1
EQ020348 |  | Other |  | Cryostat temperature controller | Oxford Instruments | Sasbrink, Bart | VU/F/BETA/N&S/BF&E | WN.G148 | - |  |  |  | 1
EQ020347 |  | Soldering Iron/Machine |  | Soldering Iron |  | Sasbrink, Bart | VU/F/BETA/N&S/BF&E | WN.G148 | - |  |  |  | 1
EQ020346 |  | Computer Monitor |  | Computer screen |  | Sasbrink, Bart | VU/F/BETA/N&S/BF&E | WN.G148 | - |  |  |  | 1
EQ020345 |  | Light Source |  | Growth lamps |  | Sasbrink, Bart | VU/F/BETA/N&S/BF&E | WN.G140 | - |  |  |  | 1
EQ020344 |  | LED Controller |  | LED controller | VU | Sasbrink, Bart | VU/F/BETA/N&S/BF&E | WN.G146 | - |  |  |  | 1
EQ020343 |  | Extension Cable |  | Power Strip |  | Sasbrink, Bart | VU/F/BETA/N&S/BF&E | WN.G159 | - |  |  |  | 1
EQ020342 |  | Incubator |  | Multitron heater | Infors ht | Sasbrink, Bart | VU/F/BETA/N&S/BF&E | WN.G146 | - |  |  |  | 1
EQ020341 |  | Incubator |  | Multitron incubator | Infors ht | Sasbrink, Bart | VU/F/BETA/N&S/BF&E | WN.G146 | - |  |  |  | 1
EQ020340 |  | Incubator |  | Multitron incubator | Infors ht | Sasbrink, Bart | VU/F/BETA/N&S/BF&E | WN.G146 | - |  |  |  | 1
EQ020339 |  | Printer |  | Zebra printer | Zebra | Sasbrink, Bart | VU/F/BETA/N&S/BF&E | WN.G146 | - |  |  |  | 1
EQ020338 |  | Incubator |  | Incubator | Vevor | Sasbrink, Bart | VU/F/BETA/N&S/BF&E | WN.G140 | VU/F/BETA/N&S/BF&E |  |  |  | 1
EQ020337 |  | Orbital shaker |  | Orbital shaker | none | Sasbrink, Bart | VU/F/BETA/N&S/BF&E | WN.Q102 | - |  |  |  | 1
EQ020336 |  | Orbital shaker |  | Orbital shaker | Major Science | Sasbrink, Bart | VU/F/BETA/N&S/BF&E | WN.Q102 | - |  |  |  | 1
EQ020335 |  | Vacuum Pump |  | FluoVac | Harvard Apparatus | Broeke, Jurjen | VU/F/BETA/CNCR/FGA | WN.A027 | - |  |  |  | 1
EQ020334 |  | Gas Purifier |  | O2 concentrator | Veterinary Technics Int. | Broeke, Jurjen | VU/F/BETA/CNCR/FGA | WN.A027 | - |  |  |  | 1 | 7F-3
EQ020333 |  | Flow Controller |  | Gas mixer | VU | Broeke, Jurjen | VU/F/BETA/CNCR/FGA | WN.A027 | - |  |  |  | 1 | Draeger Titus
EQ020332 |  | Signal Generator |  | Function Generator |  | Sasbrink, Bart | VU/F/BETA/N&S/BF&E | WN.Q102 | - |  |  |  | 1
EQ020331 |  | LED Controller |  | High power LED panel |  | Sasbrink, Bart | VU/F/BETA/N&S/BF&E | WN.Q102 | - |  |  |  | 0
EQ020330 |  | Adapter |  | Adapter |  | Sasbrink, Bart | VU/F/BETA/N&S/BF&E | WN.G159 | - |  |  |  | 1
EQ020329 |  | Computer Monitor |  | Computer screen |  | Sasbrink, Bart | VU/F/BETA/N&S/BF&E | WN.G159 | - |  |  |  | 1
EQ020328 |  | Oscilloscope |  | Tektronix oscilloscope | Tektronix | Sasbrink, Bart | VU/F/BETA/N&S/BF&E | WN.G159 | - |  |  |  | 1
EQ020327 |  | Other |  | DMA In/Out | Max-Planck-Institut (MPI) | Sasbrink, Bart | VU/F/BETA/N&S/BF&E | WN.G159 | - |  |  |  | 1
EQ020326 |  | Optical Chopper |  | Chopper controller |  | Sasbrink, Bart | VU/F/BETA/N&S/BF&E | WN.G159 | - |  |  |  | 1
EQ020325 |  | Adapter |  | Adapter |  | Sasbrink, Bart | VU/F/BETA/N&S/BF&E | WN.G159 | - |  |  |  | 1
EQ020324 |  | Other |  | Unknown device for PP | MPI Muelheim DE | Sasbrink, Bart | VU/F/BETA/N&S/BF&E | WN.G159 | - |  |  |  | 1
EQ020323 |  | Other |  | Frequency synthesizer | MPI Muelheim DE | Sasbrink, Bart | VU/F/BETA/N&S/BF&E | WN.G159 | - |  |  |  | 1
EQ020322 |  | Adapter |  | Adapter |  | Sasbrink, Bart | VU/F/BETA/N&S/BF&E | WN.G159 | - |  |  |  | 1
EQ020321 |  | Adapter |  | Adapter |  | Sasbrink, Bart | VU/F/BETA/N&S/BF&E | WN.G159 | - |  |  |  | 1
EQ020320 |  | Adapter |  | Adapter |  | Sasbrink, Bart | VU/F/BETA/N&S/BF&E | WN.G159 | - |  |  |  | 1
EQ020319 |  | Extension Cable |  | Power Strip |  | Sasbrink, Bart | VU/F/BETA/N&S/BF&E | WN.G159 | - |  |  |  | 1
EQ020318 |  | Boiler |  | Daalderop boiler | Daalderop (itho) | Marzin, Manuel | VU/F/BETA | WN.KA274A | - |  |  |  | 1
EQ020317 |  | Boiler |  | Daalderop boiler | Daalderop (itho) | Marzin, Manuel | VU/F/BETA | WN.KA274A | - |  |  |  | 1
EQ020316 |  | Vacuum Pump |  | Vacuum Pomp | Vacuubrand | Marzin, Manuel | VU/F/BETA | WN.KA274A | - |  |  |  | 1 | Vacuubrand 1C
EQ020315 |  | Pipette |  | Pipette 100-1000μL | Rainin | Marzin, Manuel | VU/F/BETA | WN.KA274A | - |  |  |  | 1
EQ020314 |  | Pipette |  | Pipette 10-100μL | Rainin | Marzin, Manuel | VU/F/BETA | WN.KA274A | - |  |  |  | 1
EQ020313 |  | Pipette |  | Pipette 0.5-10μL | Rainin | Marzin, Manuel | VU/F/BETA | WN.KA274A | - |  |  |  | 1
EQ020312 | flow cabinet | Laminar Air Flow Cabinet |  | Flow Cabinet | Clean Air Technik | Marzin, Manuel | VU/F/BETA | WN.KA274A | - |  |  |  | 1
EQ020311 |  | Pipette |  | Pipette 0.1-2μL | Rainin | Marzin, Manuel | VU/F/BETA | WN.KA274A | - |  |  |  | 1
EQ020310 |  | Adapter |  | Adapter pipet filler S1 | Thermo Scientific | Marzin, Manuel | VU/F/BETA | WN.KA274A | - |  |  |  | 1
EQ020309 |  | Adapter |  | Adapter pipet filler S1 | Thermo Scientific | Marzin, Manuel | VU/F/BETA | WN.KA274A | - |  |  |  | 1
EQ020308 | pipet filler | Pipette |  | Pipet filler S1 | Thermo Scientific | Marzin, Manuel | VU/F/BETA | WN.KA274A | - |  |  |  | 1
EQ020307 | pipet filler | Pipette |  | Pipet filler S1 | Thermo Scientific | Marzin, Manuel | VU/F/BETA | WN.KA274A | - |  |  |  | 1
EQ020306 |  | Other |  | Thermo Liquid N2 tank | Thermo Scientific | Marzin, Manuel | VU/F/BETA | WN.KA274A | - |  |  |  | 1
EQ020305 |  | Other |  | Thermo Liquid N2 monitor | Thermo Scientific | Marzin, Manuel | VU/F/BETA | WN.KA274A | - |  |  |  | 1
EQ020304 |  | Centrifuge |  | Centrifuge SL8R | Thermo Scientific | Marzin, Manuel | VU/F/BETA | WN.KA274A | - |  |  |  | 1
EQ020303 |  | Timer |  | Timer | none | Marzin, Manuel | VU/F/BETA | WN.KA274A | - |  |  |  | 1
EQ020302 |  | Water Bath |  | Thermo Scientific GP05 general purpose bath | Thermo Scientific | Marzin, Manuel | VU/F/BETA | WN.KA274A | - |  |  |  | 1
EQ020301 |  | Adapter |  | Cincon adapter | Cincon Electronics | Marzin, Manuel | VU/F/BETA | WN.KA274A | - |  |  |  | 1
EQ020300 |  | Adapter |  | Adapter computer | FSP Group INC | Marzin, Manuel | VU/F/BETA | WN.KA274A | - |  |  |  | 1
EQ020299 |  | Incubator |  | CO2 incubator | Thermo Scientific | Marzin, Manuel | VU/F/BETA | WN.KA274A | - |  |  |  | 1
EQ020298 |  | Microscope |  | Microscope Nikon Eclipse Ts2 | Nikon | Marzin, Manuel | VU/F/BETA | WN.KA274A | - |  |  |  | 1 | Eclipse Ts2
EQ020297 |  | Adapter |  | Adapter |  | Sasbrink, Bart | VU/F/BETA/N&S/BF&E | WN.G159 | - |  |  |  | 1
EQ020296 |  | Adapter |  | Adapter Nikon Digital Sight 1000 |  | Marzin, Manuel | VU/F/BETA | WN.KA274A | - |  |  |  | 1
EQ020295 |  | Refrigerator |  | Liebherr fridge | Liebherr | Marzin, Manuel | VU/F/BETA | WN.KA274A | - |  |  |  | 1
EQ020294 |  | Freezer |  | Liebherr freezer | Liebherr | Marzin, Manuel | VU/F/BETA | WN.KA274A | - |  |  |  | 1
EQ020293 | microscope camera | Camera |  | Microscope Camera Nikon Digital Sight 1000 | Nikon | Marzin, Manuel | VU/F/BETA | WN.KA274A | - |  |  |  | 1
EQ020292 |  | Autoclave |  | PHCbi autoclave | PHCbi | Marzin, Manuel | VU/F/BETA | WN.KA274A | - |  |  |  | 1
EQ020291 |  | Balance |  | VWR balance | VWR | Marzin, Manuel | VU/F/BETA | WN.KA274A | - |  |  |  | 1
EQ020290 |  | Extension Cable |  | Extension cable | Brennenstuhl | Marzin, Manuel | VU/F/BETA | WN.KA274A | - |  |  |  | 1
EQ020289 |  | Computer |  | Computer | Dell | Marzin, Manuel | VU/F/BETA | WN.KA274A | - |  |  |  | 1
EQ020288 |  | Adapter |  | Teka adapter |  | Marzin, Manuel | VU/F/BETA | WN.KA274A | - |  |  |  | 1
EQ020287 |  | Computer Monitor |  | Monitor | Hewlett Packard (HP) | Marzin, Manuel | VU/F/BETA | WN.KA274A | - |  |  |  | 1
EQ020286 |  | Other |  | Sample rotator/shaker | VU | Sasbrink, Bart | VU/F/BETA/N&S/BF&E | WN.G159 | - |  |  |  | 1
EQ020285 |  | Adapter |  | Adapter |  | Sasbrink, Bart | VU/F/BETA/N&S/BF&E | WN.G159 | - |  |  |  | 1
EQ020284 |  | Adapter |  | Adapter |  | Sasbrink, Bart | VU/F/BETA/N&S/BF&E | WN.G159 | - |  |  |  | 1
EQ020283 |  | Computer Monitor |  | Computer screen |  | Sasbrink, Bart | VU/F/BETA/N&S/BF&E | WN.G159 | - |  |  |  | 1
EQ020282 |  | Computer Monitor |  | Computer screen |  | Sasbrink, Bart | VU/F/BETA/N&S/BF&E | WN.G159 | - |  |  |  | 1
EQ020281 |  | Computer |  | Computer |  | Sasbrink, Bart | VU/F/BETA/N&S/BF&E | WN.G159 | - |  |  |  | 1
EQ020280 |  | Adapter |  | Adapter |  | Sasbrink, Bart | VU/F/BETA/N&S/BF&E | WN.G159 | - |  |  |  | 1
EQ020279 |  | LED Controller |  | Chlorospec pulsed LED driver |  | Sasbrink, Bart | VU/F/BETA/N&S/BF&E | WN.G159 | - |  |  |  | 1
EQ020278 |  | Laser |  | OPO Controller | APE/ Angewandte Physik & Elektronik | Sasbrink, Bart | VU/F/BETA/N&S/BF&E | WN.G159 | - |  |  |  | 1
EQ020277 |  | Computer Monitor |  | Computer screen |  | Sasbrink, Bart | VU/F/BETA/N&S/BF&E | WN.G159 | - |  |  |  | 1
EQ020276 |  | Laptop |  | Dell Laptop | Dell | Sasbrink, Bart | VU/F/BETA/N&S/BF&E | WN.G159 | - |  |  |  | 1
EQ020275 |  | Laser |  | Mira Controller | Coherent | Sasbrink, Bart | VU/F/BETA/N&S/BF&E | WN.G159 | - |  |  |  | 1
EQ020274 |  | Laser |  | Rega Controller | Coherent | Sasbrink, Bart | VU/F/BETA/N&S/BF&E | WN.G159 | - |  |  |  | 1
EQ020273 |  | Laser |  | Rega Controller | Coherent | Sasbrink, Bart | VU/F/BETA/N&S/BF&E | WN.G159 | - |  |  |  | 1
EQ020272 |  | Adapter |  | Adapter |  | Sasbrink, Bart | VU/F/BETA/N&S/BF&E | WN.G159 | - |  |  |  | 1
EQ020271 |  | Adapter |  | Adapter |  | Sasbrink, Bart | VU/F/BETA/N&S/BF&E | WN.G159 | - |  |  |  | 1
EQ020270 |  | Adapter |  | Adapter |  | Sasbrink, Bart | VU/F/BETA/N&S/BF&E | WN.G159 | - |  |  |  | 1
EQ020269 |  | Adapter |  | Adapter |  | Sasbrink, Bart | VU/F/BETA/N&S/BF&E | WN.G159 | - |  |  |  | 1
EQ020268 |  | Adapter |  | Adapter |  | Sasbrink, Bart | VU/F/BETA/N&S/BF&E | WN.G159 | - |  |  |  | 1
EQ020267 |  | Adapter |  | Adapter |  | Sasbrink, Bart | VU/F/BETA/N&S/BF&E | WN.G159 | - |  |  |  | 1
EQ020266 |  | Adapter |  | Adapter |  | Sasbrink, Bart | VU/F/BETA/N&S/BF&E | WN.G159 | - |  |  |  | 1
EQ020265 |  | Adapter |  | Adapter |  | Sasbrink, Bart | VU/F/BETA/N&S/BF&E | WN.G159 | - |  |  |  | 1
EQ020264 |  | Adapter |  | Adapter |  | Sasbrink, Bart | VU/F/BETA/N&S/BF&E | WN.G159 | - |  |  |  | 1
EQ020263 |  | Adapter |  | Adapter |  | Sasbrink, Bart | VU/F/BETA/N&S/BF&E | WN.G159 | - |  |  |  | 1
EQ020262 |  | Adapter |  | Adapter |  | Sasbrink, Bart | VU/F/BETA/N&S/BF&E | WN.G159 | - |  |  |  | 1
EQ020261 |  | Grill |  | Toaster | VU | Broeke, Jurjen | VU/F/BETA/CNCR/FGA | WN.A461A | - |  |  |  | 1 | Safecourt
EQ020260 |  | Oscilloscope |  | Oscilloscope | Tektronix | Sasbrink, Bart | VU/F/BETA/N&S/BF&E | WN.KA191B | - |  |  |  | 1 | TDS 3032B
EQ020259 |  | Recirculating Chiller |  | Water chiller Lytron | Lytron | Sasbrink, Bart | VU/F/BETA/N&S/BF&E | WN.KA191B | - |  |  |  | 1
EQ020258 |  | Power Supply |  | Delta power supply | Delta Elektronika | Sasbrink, Bart | VU/F/BETA/N&S/BF&E | WN.KA191B | - |  |  |  | 1
EQ020257 |  | Laser |  | Lase₹power suply | JDS Uniphase | Sasbrink, Bart | VU/F/BETA/N&S/BF&E | WN.KA191B | - |  |  |  | 1
EQ020256 |  | Laser |  | Q-switch driver | IntraAction Corp. | Sasbrink, Bart | VU/F/BETA/N&S/BF&E | WN.KA191B | - |  |  |  | 1
EQ020255 |  | Laser Controller Unit |  | Evolution controller | Spectra Physics | Sasbrink, Bart | VU/F/BETA/N&S/BF&E | WN.KA191B | - |  |  |  | 1
EQ020254 |  | Adapter |  | Adapter |  | Sasbrink, Bart | VU/F/BETA/N&S/BF&E | WN.KA191B | - |  |  |  | 1
EQ020253 |  | Adapter |  | Adapter |  | Sasbrink, Bart | VU/F/BETA/N&S/BF&E | WN.KA191B | - |  |  |  | 1
EQ020252 |  | Adapter |  | Adapter |  | Sasbrink, Bart | VU/F/BETA/N&S/BF&E | WN.KA191B | - |  |  |  | 1
EQ020251 |  | Adapter |  | Adapter |  | Sasbrink, Bart | VU/F/BETA/N&S/BF&E | WN.KA191B | - |  |  |  | 1
EQ020250 |  | Adapter |  | Adapter |  | Sasbrink, Bart | VU/F/BETA/N&S/BF&E | WN.KA191B | - |  |  |  | 1
EQ020249 |  | Adapter |  | Adapter |  | Sasbrink, Bart | VU/F/BETA/N&S/BF&E | WN.KA191B | - |  |  |  | 1
EQ020248 |  | Adapter |  | Adapter |  | Sasbrink, Bart | VU/F/BETA/N&S/BF&E | WN.KA191B | - |  |  |  | 1
EQ020247 |  | Adapter |  | Adapter |  | Sasbrink, Bart | VU/F/BETA/N&S/BF&E | WN.KA191B | - |  |  |  | 1
EQ020246 |  | Adapter |  | Adapter |  | Sasbrink, Bart | VU/F/BETA/N&S/BF&E | WN.KA191B | - |  |  |  | 1
EQ020245 |  | Adapter |  | Adapter |  | Sasbrink, Bart | VU/F/BETA/N&S/BF&E | WN.KA191B | - |  |  |  | 1
EQ020244 |  | Adapter |  | Adapter |  | Sasbrink, Bart | VU/F/BETA/N&S/BF&E | WN.KA191B | - |  |  |  | 1
EQ020243 |  | Adapter |  | Adapter |  | Sasbrink, Bart | VU/F/BETA/N&S/BF&E | WN.KA191B | - |  |  |  | 1
EQ020242 |  | Adapter |  | Adapter |  | Sasbrink, Bart | VU/F/BETA/N&S/BF&E | WN.KA191B | - |  |  |  | 1
EQ020241 |  | Adapter |  | Adapter |  | Sasbrink, Bart | VU/F/BETA/N&S/BF&E | WN.KA191B | - |  |  |  | 1
EQ020240 |  | Adapter |  | Adapter |  | Sasbrink, Bart | VU/F/BETA/N&S/BF&E | WN.KA191B | - |  |  |  | 1
EQ020239 |  | Adapter |  | Adapter |  | Sasbrink, Bart | VU/F/BETA/N&S/BF&E | WN.KA191B | - |  |  |  | 1
EQ020238 |  | Adapter |  | Adapter |  | Sasbrink, Bart | VU/F/BETA/N&S/BF&E | WN.KA191B | - |  |  |  | 1
EQ020237 |  | Adapter |  | Adapter |  | Sasbrink, Bart | VU/F/BETA/N&S/BF&E | WN.KA191B | - |  |  |  | 1
EQ020236 |  | Adapter |  | Adapter |  | Sasbrink, Bart | VU/F/BETA/N&S/BF&E | WN.KA191B | - |  |  |  | 1
EQ020235 |  | Adapter |  | Adapter |  | Sasbrink, Bart | VU/F/BETA/N&S/BF&E | WN.KA191B | - |  |  |  | 1
EQ020234 |  | Adapter |  | Adapter |  | Sasbrink, Bart | VU/F/BETA/N&S/BF&E | WN.KA191B | - |  |  |  | 1
EQ020233 |  | Adapter |  | Adapter |  | Sasbrink, Bart | VU/F/BETA/N&S/BF&E | WN.KA191B | - |  |  |  | 1
EQ020232 |  | Adapter |  | Adapter |  | Sasbrink, Bart | VU/F/BETA/N&S/BF&E | WN.KA191B | - |  |  |  | 1
EQ020231 |  | Adapter |  | Adapter |  | Sasbrink, Bart | VU/F/BETA/N&S/BF&E | WN.KA191B | - |  |  |  | 1
EQ020230 |  | Adapter |  | Adapter |  | Sasbrink, Bart | VU/F/BETA/N&S/BF&E | WN.KA191B | - |  |  |  | 1
EQ020229 |  | Adapter |  | Adapter |  | Sasbrink, Bart | VU/F/BETA/N&S/BF&E | WN.KA191B | - |  |  |  | 1
EQ020228 |  | Computer |  | Computer |  | Sasbrink, Bart | VU/F/BETA/N&S/BF&E | WN.KA191B | - |  |  |  | 1
EQ020227 |  | Computer Monitor |  | Computer monitor | Philips | Sasbrink, Bart | VU/F/BETA/N&S/BF&E | WN.KA191B | - |  |  |  | 1
EQ020226 |  | Extension Cable |  | Power Strip |  | Sasbrink, Bart | VU/F/BETA/N&S/BF&E | WN.KA191B | - |  |  |  | 1
EQ020225 |  | Lamp |  | Unilux lamp | Unilux | Sasbrink, Bart | VU/F/BETA/N&S/BF&E | WN.G158 | - |  |  |  | 1
EQ020224 |  | Lamp |  | Unilux lamp | Unilux | Sasbrink, Bart | VU/F/BETA/N&S/BF&E | WN.G158 | - |  |  |  | 1
EQ020223 |  | Computer Monitor |  | Dell monitor | Dell | Sasbrink, Bart | VU/F/BETA/N&S/BF&E | WN.G158 | - |  |  |  | 1
EQ020222 |  | Adapter |  | Adapter |  | Sasbrink, Bart | VU/F/BETA/N&S/BF&E | WN.G158 | - |  |  |  | 1
EQ020221 |  | Adapter |  | Adapter |  | Sasbrink, Bart | VU/F/BETA/N&S/BF&E | WN.G158 | - |  |  |  | 1
EQ020220 |  | Soldering Iron/Machine |  | Weller WS-80 | Weller | Marzin, Manuel | VU/F/BETA | WN.TK02 | - |  |  |  | 1
EQ020219 |  | Peristaltic Pump |  | Watson Marlow 530S peristaltic pump | Watson Marlow | Marzin, Manuel | VU/F/BETA | WN.TK02 | - |  |  |  | 1
EQ020218 |  | Spectrophotometer |  | UltroSpec 1100 pro | Pharmacia Biotech | Marzin, Manuel | VU/F/BETA | WN.TK02 | - |  |  |  | 1
EQ020217 |  | Vacuum Pump |  | Wiltec vacuum pump |  | Marzin, Manuel | VU/F/BETA | WN.TK02 | - |  |  |  | 1
EQ020216 |  | Extension Cable |  | Extension cable |  | Marzin, Manuel | VU/F/BETA | WN.TK02 | - |  |  |  | 1
EQ020215 |  | Magnetic Stirrer |  | VELP overhead stirrer | Velp | Marzin, Manuel | VU/F/BETA | WN.TK02 | - |  |  |  | 1
EQ020214 | ultrasonic converter | Ultrasonic Processor |  | MisoNix Ultrasonic Converter |  | Marzin, Manuel | VU/F/BETA | WN.TK02 | - |  |  |  | 1
EQ020213 |  | Cell Disrupter |  | Microson Ultrasonic Cell Disruptor XL |  | Marzin, Manuel | VU/F/BETA | WN.TK02 | - |  |  |  | 1
EQ020212 |  | Extension Cable |  | Extension cable | Intertek | Marzin, Manuel | VU/F/BETA | WN.TK02 | - |  |  |  | 1
EQ020211 |  | Adapter |  | adapter OHAUS navigator balance | Phihong | Marzin, Manuel | VU/F/BETA | WN.TK02 | - |  |  |  | 1
EQ020210 |  | Balance |  | OHAUS navigator balance | Ohaus | Marzin, Manuel | VU/F/BETA | WN.TK02 | - |  |  |  | 1
EQ020209 |  | Magnetic Stirrer |  | VWR VMS C7 | VWR | Marzin, Manuel | VU/F/BETA | WN.TK02 | - |  |  |  | 1
EQ020208 |  | Centrifuge |  | Benchmark myFuge mini | Benchmark scientific | Marzin, Manuel | VU/F/BETA | WN.TK02 | - |  |  |  | 1
EQ020207 |  | Centrifuge |  | ScanSpeed 1425 | ScanSpeed | Marzin, Manuel | VU/F/BETA | WN.TK02 | - |  |  |  | 1 | 1524
EQ020206 |  | Power Supply |  | BD-20V power supply | Electro-Technic Products (ETP) | Marzin, Manuel | VU/F/BETA | WN.TK02 | - |  |  |  | 1 | BD-20V
EQ020205 |  | Shaker/Mixer |  | Fisherbrand WhirliMixer | Fisherbrand | Marzin, Manuel | VU/F/BETA | WN.TK02 | - |  |  |  | 1
EQ020204 |  | Pipette |  | Pipette 10-100μL | Gilson | Marzin, Manuel | VU/F/BETA | WN.TK02 | - |  |  |  | 1
EQ020203 |  | Pipette |  | Pipette 2-20μL | Gilson | Marzin, Manuel | VU/F/BETA | WN.TK02 | - |  |  |  | 1
EQ020202 |  | Pipette |  | Pipette 0.5-10μL | Gilson | Marzin, Manuel | VU/F/BETA | WN.TK02 | - |  |  |  | 1
EQ020201 |  | Pipette |  | Pipette 0.1-2μL | Gilson | Marzin, Manuel | VU/F/BETA | WN.TK02 | - |  |  |  | 1
EQ020200 |  | Vacuum Pump |  | Edwards SpeediVac-2 | Edwards | Marzin, Manuel | VU/F/BETA | WN.TK02 | - |  |  |  | 1
EQ020199 |  | Plasma Cleaner |  | Plasma Cleaner | Harrick Plasma | Marzin, Manuel | VU/F/BETA | WN.TK02 | - |  |  |  | 1
EQ020198 |  | Ultrasonic Cleaner |  | Branson Sonic Bath 2510 | Branson | Marzin, Manuel | VU/F/BETA | WN.TK02 | - |  |  |  | 1
EQ020197 |  | Extension Cable |  | Extension cable Rittal |  | Marzin, Manuel | VU/F/BETA | WN.TK02 | - |  |  |  | 1
EQ020196 |  | Fridge |  | Liebherr Premium fridge II | Liebherr | Marzin, Manuel | VU/F/BETA | WN.TK02 | - |  |  |  | 1
EQ020195 |  | Ice Machine |  | Hoshizaki Ice Maker | Hoshizaki | Marzin, Manuel | VU/F/BETA | WN.TK02 | - |  |  |  | 1
EQ020194 |  | Freezer |  | Liebherr Comfort freezer | Liebherr | Marzin, Manuel | VU/F/BETA | WN.TK02 | - |  |  |  | 1
EQ020193 |  | Fridge |  | Liebherr Premium fridge | Liebherr | Marzin, Manuel | VU/F/BETA | WN.TK02 | - |  |  |  | 1
EQ020192 |  | Fridge |  | Liebherr Comfort fridge | Liebherr | Marzin, Manuel | VU/F/BETA | WN.TK02 | - |  |  |  | 1
EQ020191 |  | Particle Analyzer |  | Malvern Zetasizer Nano-S |  | Marzin, Manuel | VU/F/BETA | WN.TK02 | - |  |  |  | 1
EQ020190 |  | Rotary Evaporator |  | Rotavapor R-3 | Buchi | Marzin, Manuel | VU/F/BETA | WN.TK02 | - |  |  |  | 1
EQ020189 |  | Vacuum Pump |  | Vacuum Controller V-850 | Buchi | Marzin, Manuel | VU/F/BETA | WN.TK02 | - |  |  |  | 1
EQ020188 |  | Extension Cable |  | Extension cable | Brennenstuhl | Marzin, Manuel | VU/F/BETA | WN.TK02 | - |  |  |  | 1
EQ020187 |  | Freezer |  | Liebherr Premium freezer | Liebherr | Marzin, Manuel | VU/F/BETA | WN.TK02 | - |  |  |  | 1
EQ020186 |  | Adapter |  | Communications adapter | Biorad | Marzin, Manuel | VU/F/BETA | WN.TK02 | - |  |  |  | 1
EQ020185 |  | Adapter |  | adapter IKA Big Squid (white) | IKA | Marzin, Manuel | VU/F/BETA | WN.TK02 | - |  |  |  | 1
EQ020184 |  | Magnetic Stirrer |  | IKA Big Squid (white) | IKA | Marzin, Manuel | VU/F/BETA | WN.TK02 | - |  |  |  | 1
EQ020183 |  | Adapter |  | adapter Fisherbrand mini tube rotator | Fisherbrand | Marzin, Manuel | VU/F/BETA | WN.TK02 | - |  |  |  | 1
EQ020182 |  | Rotator |  | Fisherbrand mini tube rotator | Fisherbrand | Marzin, Manuel | VU/F/BETA | WN.TK02 | - |  |  |  | 1
EQ020181 |  | Fraction Collector |  | BioFrac Fraction Collector | Biorad | Marzin, Manuel | VU/F/BETA | WN.TK02 | - |  |  |  | 1
EQ020180 |  | Liquid Chromatograph |  | NGC Chromatography System | Biorad | Marzin, Manuel | VU/F/BETA | WN.TK02 | - |  |  |  | 1
EQ020179 |  | Refrigerator |  | Unichromat 1500 UniEquip |  | Marzin, Manuel | VU/F/BETA | WN.TK02 | - |  |  |  | 1
EQ020178 |  | Pipette |  | Pipette 20-200μL | Gilson | Marzin, Manuel | VU/F/BETA | WN.TK02 | - |  |  |  | 1
EQ020177 |  | Pipette |  | Pipette 10-100μL | Gilson | Marzin, Manuel | VU/F/BETA | WN.TK02 | - |  |  |  | 1
EQ020176 |  | Pipette |  | Pipette 0.1-2μL | Gilson | Marzin, Manuel | VU/F/BETA | WN.TK02 | - |  |  |  | 1
EQ020175 |  | Pipette |  | Pipette 0.5-10μL | Gilson | Marzin, Manuel | VU/F/BETA | WN.TK02 | - |  |  |  | 1
EQ020174 |  | Pipette |  | Pipette 2-20μL | Gilson | Marzin, Manuel | VU/F/BETA | WN.TK02 | - |  |  |  | 1
EQ020173 |  | Pipette |  | Pipette 100-1000μL | Gilson | Marzin, Manuel | VU/F/BETA | WN.TK02 | - |  |  |  | 1
EQ020172 |  | Pipette |  | Pipette 20-200μL | Eppendorf | Marzin, Manuel | VU/F/BETA | WN.TK02 | - |  |  |  | 1
EQ020171 |  | Pipette |  | Pipette 2-20μL | Eppendorf | Marzin, Manuel | VU/F/BETA | WN.TK02 | - |  |  |  | 1
EQ020170 |  | Pipette |  | Pipette 0.1-2.5μL | Eppendorf | Marzin, Manuel | VU/F/BETA | WN.TK02 | - |  |  |  | 1
EQ020169 |  | Pipette |  | Pipette 100-1000μL | Eppendorf | Marzin, Manuel | VU/F/BETA | WN.TK02 | - |  |  |  | 1
EQ020168 |  | Extension Cable |  | Extension cable |  | Marzin, Manuel | VU/F/BETA | WN.TK02 | - |  |  |  | 1
EQ020167 |  | Docking Station |  | Docking Station | Dell | Marzin, Manuel | VU/F/BETA | WN.TK02 | - |  |  |  | 1
EQ020166 |  | Adapter |  | Dell AC Adapter | Dell | Marzin, Manuel | VU/F/BETA | WN.TK02 | - |  |  |  | 1
EQ020165 |  | Computer |  | Dell OptiPlex 3060 | Dell | Marzin, Manuel | VU/F/BETA | WN.TK02 | - |  |  |  | 1
EQ020164 |  | Computer Monitor |  | Monitor | Dell | Marzin, Manuel | VU/F/BETA | WN.TK02 | - |  |  |  | 1
EQ020163 |  | Computer Monitor |  | Monitor | Dell | Marzin, Manuel | VU/F/BETA | WN.TK02 | - |  |  |  | 1
EQ020162 |  | Laser Controller Unit |  | Coherent Vitesse controller | Coherent | Sasbrink, Bart | VU/F/BETA/N&S/BF&E | WN.G158 | - |  |  |  | 1
EQ020161 |  | Motion Controller/Driver |  | Motion stage controller |  | Sasbrink, Bart | VU/F/BETA/N&S/BF&E | WN.G158 | - |  |  |  | 1
EQ020160 |  | Extension Cable |  | Power Strip |  | Sasbrink, Bart | VU/F/BETA/N&S/BF&E | WN.G158 | - |  |  |  | 1
EQ020159 |  | Extension Cable |  | Power Strip |  | Sasbrink, Bart | VU/F/BETA/N&S/BF&E | WN.G158 | - |  |  |  | 1
EQ020158 |  | Extension Cable |  | Power Strip |  | Sasbrink, Bart | VU/F/BETA/N&S/BF&E | WN.G158 | - |  |  |  | 1
EQ020157 |  | Adapter |  | Adapter |  | Sasbrink, Bart | VU/F/BETA/N&S/BF&E | WN.G158 | - |  |  |  | 1
EQ020156 |  | Adapter |  | Adapter |  | Sasbrink, Bart | VU/F/BETA/N&S/BF&E | WN.G158 | - |  |  |  | 1
EQ020155 |  | Adapter |  | Adapter |  | Sasbrink, Bart | VU/F/BETA/N&S/BF&E | WN.G158 | - |  |  |  | 1
EQ020154 |  | Adapter |  | Adapter |  | Sasbrink, Bart | VU/F/BETA/N&S/BF&E | WN.G158 | - |  |  |  | 1
EQ020153 |  | Adapter |  | Adapter |  | Sasbrink, Bart | VU/F/BETA/N&S/BF&E | WN.G158 | - |  |  |  | 1
EQ020152 |  | Adapter |  | Adapter |  | Sasbrink, Bart | VU/F/BETA/N&S/BF&E | WN.G158 | - |  |  |  | 1
EQ020151 |  | Adapter |  | Adapter |  | Sasbrink, Bart | VU/F/BETA/N&S/BF&E | WN.G158 | - |  |  |  | 1
EQ020150 |  | Adapter |  | Adapter |  | Sasbrink, Bart | VU/F/BETA/N&S/BF&E | WN.G158 | - |  |  |  | 1
EQ020149 |  | Adapter |  | Adapter |  | Sasbrink, Bart | VU/F/BETA/N&S/BF&E | WN.G158 | - |  |  |  | 1
EQ020148 |  | Adapter |  | Adapter |  | Sasbrink, Bart | VU/F/BETA/N&S/BF&E | WN.G158 | - |  |  |  | 1
EQ020147 |  | Adapter |  | Adapter |  | Sasbrink, Bart | VU/F/BETA/N&S/BF&E | WN.G158 | - |  |  |  | 1
EQ020146 |  | Adapter |  | Adapter |  | Sasbrink, Bart | VU/F/BETA/N&S/BF&E | WN.G158 | - |  |  |  | 1
EQ020145 |  | Adapter |  | Adapter |  | Sasbrink, Bart | VU/F/BETA/N&S/BF&E | WN.G158 | - |  |  |  | 1
EQ020144 |  | Adapter |  | Adapter |  | Sasbrink, Bart | VU/F/BETA/N&S/BF&E | WN.G158 | - |  |  |  | 1
EQ020143 |  | Adapter |  | Adapter |  | Sasbrink, Bart | VU/F/BETA/N&S/BF&E | WN.G158 | - |  |  |  | 1
EQ020142 | Gel box | Other |  | BIO-RAD Mini-sub cell GT | Bio-Rad | Marzin, Manuel | VU/F/BETA | WN.T014 | - |  |  |  | 1
EQ020141 | Midi horizontal unit | Other |  | Midi horizontal unit Sigma Aldrich | Sigma Aldrich | Marzin, Manuel | VU/F/BETA | WN.T014 | - |  |  |  | 1
EQ020140 |  | Thermometer |  | Digi-Sense traceable thermometer |  | Marzin, Manuel | VU/F/BETA | WN.T014 | - |  |  |  | 1
EQ020139 |  | Pipette |  | eppendorf Multipette plus | Eppendorf | Marzin, Manuel | VU/F/BETA | WN.T014 | - |  |  |  | 1
EQ020138 | Disperger | Other |  | Ultra-Turrax disperger |  | Marzin, Manuel | VU/F/BETA | WN.T014 | - |  |  |  | 1
EQ020137 |  | Timer |  | VWR count down / up timer | VWR | Marzin, Manuel | VU/F/BETA | WN.T014 | - |  |  |  | 1
EQ020136 |  | Lamp |  | Handheld UV lamp | UVP | Marzin, Manuel | VU/F/BETA | WN.T014 | - |  |  |  | 1
EQ020135 | "alarm timer" | Timer |  | Santa Cruz Biotechnology alarm timer |  | Marzin, Manuel | VU/F/BETA | WN.T014 | - |  |  |  | 1
EQ020134 |  | Vacuum Pump |  | Vacuubrand vacuum pump | Vacuubrand | Marzin, Manuel | VU/F/BETA | WN.T014 | - |  |  |  | 1
EQ020133 |  | Timer |  | Durac electronic timer |  | Marzin, Manuel | VU/F/BETA | WN.T014 | - |  |  |  | 1 | S/N K183161
EQ020132 |  | Thermometer |  | Checktemp 1 | Hanna Instruments | Marzin, Manuel | VU/F/BETA | WN.T014 | - |  |  |  | 1
EQ020131 |  | Timer |  | Digital timer | none | Marzin, Manuel | VU/F/BETA | WN.T014 | - |  |  |  | 1
EQ020130 |  | Timer |  | Fisherbrand timer | Fisherbrand | Marzin, Manuel | VU/F/BETA | WN.T014 | - |  |  |  | 1
EQ020129 |  | Thermometer |  | VWR alarm thermometer | VWR | Marzin, Manuel | VU/F/BETA | WN.T014 | - |  |  |  | 1
EQ020128 | Gel box | Other |  | BIO-RAD Mini-sub cell GT | Bio-Rad | Marzin, Manuel | VU/F/BETA | WN.T014 | - |  |  |  | 1
EQ020127 |  | Adapter |  | adapter Stripettor Ultra Pipet Controller | none | Marzin, Manuel | VU/F/BETA | WN.T014 | - |  |  |  | 1
EQ020126 |  | Pipette |  | Stripettor Ultra Pipet Controller | Corning | Marzin, Manuel | VU/F/BETA | WN.T014 | - |  |  |  | 1 | Stripettor Ultra
EQ020125 |  | Adapter |  | mini centrifuge adapter | Fisherbrand | Marzin, Manuel | VU/F/BETA | WN.T014 | - |  |  |  | 1 | Sprout Plus
EQ020124 |  | Adapter |  | adapter Integra Pipetboy | none | Marzin, Manuel | VU/F/BETA | WN.T014 | - |  |  |  | 1
EQ020123 |  | Pipette |  | Integra Pipetboy | Integra | Marzin, Manuel | VU/F/BETA | WN.T014 | - |  |  |  | 1 | Pipetboy
EQ020122 |  | Centrifuge |  | fisherbrand Sprout Plus mini centrifuge | Fisherbrand | Marzin, Manuel | VU/F/BETA | WN.T014 | - |  |  |  | 1 | Sprout Plus
EQ020121 |  | Adapter |  | adapter Scansonic radio |  | Marzin, Manuel | VU/F/BETA | WN.T014 | - |  |  |  | 1 | adapter Scansonic R4
EQ020120 |  | Radio |  | Scansonic radio |  | Marzin, Manuel | VU/F/BETA | WN.T014 | - |  |  |  | 1 | Scansonic R4
EQ020119 |  | Adapter |  | Phihong power adapter | Phihong | Marzin, Manuel | VU/F/BETA | WN.T014 | - |  |  |  | 1
EQ020118 |  | Water purification system |  | Milli-Q water dispenser | Milli-Q | Marzin, Manuel | VU/F/BETA | WN.T014 | - |  |  |  | 1
EQ020117 |  | Shaker/Mixer |  | VWR Pulsing Vortex Mixer | VWR | Marzin, Manuel | VU/F/BETA | WN.T014 | - |  |  |  | 1
EQ020116 |  | Shaker/Mixer |  | press-to-mix 34524 | Snijders | Marzin, Manuel | VU/F/BETA | WN.T014 | - |  |  |  | 1 | press-to-mix 34524
EQ020115 | Pipette Controller | Pipette |  | Integra Pipetboy 2 | Integra | Marzin, Manuel | VU/F/BETA | WN.T014 | - |  |  |  | 1 | Pipetboy 2
EQ020114 |  | Shaker/Mixer |  | Fisherbrand shaker | Fisherbrand | Marzin, Manuel | VU/F/BETA | WN.T014 | - |  |  |  | 1
EQ020113 |  | Centrifuge |  | VWR Mini Star silverline mini centrifuge | VWR | Marzin, Manuel | VU/F/BETA | WN.T014 | - |  |  |  | 1 | Mini Star silverline
EQ020112 |  | Shaker/Mixer |  | Gyro Rocker STR9 | Bibby | Marzin, Manuel | VU/F/BETA | WN.T014 | - |  |  |  | 1 | GYRO - ROCKER STR9
EQ020111 |  | Magnetic Stirrer |  | Heidolph magn. stirrer | Heidolph | Marzin, Manuel | VU/F/BETA | WN.T014 | - |  |  |  | 1
EQ020110 |  | Centrifuge |  | Labnet mini centrifuge | Labnet | Marzin, Manuel | VU/F/BETA | WN.T014 | - |  |  |  | 1
EQ020109 |  | Adapter |  | adapter myBlock Mini Dry Bath | none | Marzin, Manuel | VU/F/BETA | WN.T014 | - |  |  |  | 1 | adapter Fuyuang
EQ020108 |  | dry-bath |  | Benchmark myBlock Mini Dry Bath | Benchmark scientific | Marzin, Manuel | VU/F/BETA | WN.T014 | - |  |  |  | 1
EQ020107 |  | Pipette |  | Pipette 0.2-2μL | Gilson | Marzin, Manuel | VU/F/BETA | WN.T014 | - |  |  |  | 1
EQ020106 |  | Pipette |  | Pipette 2-20μL | Gilson | Marzin, Manuel | VU/F/BETA | WN.T014 | - |  |  |  | 1
EQ020105 |  | Pipette |  | Pipette 100-1000μL | Eppendorf | Marzin, Manuel | VU/F/BETA | WN.T014 | - |  |  |  | 1
EQ020104 |  | Pipette |  | Pipette 100-1000μL | Eppendorf | Marzin, Manuel | VU/F/BETA | WN.T014 | - |  |  |  | 1
EQ020103 |  | Pipette |  | Pipette 20-200μL | Eppendorf | Marzin, Manuel | VU/F/BETA | WN.T014 | - |  |  |  | 1
EQ020102 |  | Pipette |  | Pipette 20-200μL | Eppendorf | Marzin, Manuel | VU/F/BETA | WN.T014 | - |  |  |  | 1
EQ020101 |  | Pipette |  | Pipette 0.1-2.5μL | Eppendorf | Marzin, Manuel | VU/F/BETA | WN.T014 | - |  |  |  | 1
EQ020100 |  | Pipette |  | Pipette 0.1-2.5μL | Eppendorf | Marzin, Manuel | VU/F/BETA | WN.T014 | - |  |  |  | 1
EQ020099 |  | Pipette |  | Pipette 0.1-2.5μL | Eppendorf | Marzin, Manuel | VU/F/BETA | WN.T014 | - |  |  |  | 1
EQ020098 |  | Pipette |  | Pipette 0.5-10μL | Eppendorf | Marzin, Manuel | VU/F/BETA | WN.T014 | - |  |  |  | 1
EQ020097 |  | Pipette |  | Pipette 2-20μL | Eppendorf | Marzin, Manuel | VU/F/BETA | WN.T014 | - |  |  |  | 1
EQ020096 |  | Pipette |  | Pipette 2-20μL | Eppendorf | Marzin, Manuel | VU/F/BETA | WN.T014 | - |  |  |  | 1
EQ020095 |  | Pipette |  | Pipette 2-20μL | Eppendorf | Marzin, Manuel | VU/F/BETA | WN.T014 | - |  |  |  | 1
EQ020094 |  | Pipette |  | Pipette 2-20μL | Eppendorf | Marzin, Manuel | VU/F/BETA | WN.T014 | - |  |  |  | 1
EQ020093 |  | Pipette |  | Pipette 2-20μL | Eppendorf | Marzin, Manuel | VU/F/BETA | WN.T014 | - |  |  |  | 1
EQ020092 |  | Pipette |  | Pipette 2-20μL | Eppendorf | Marzin, Manuel | VU/F/BETA | WN.T014 | - |  |  |  | 1
EQ020091 |  | Adapter |  | adapter IKA vortex 1 | IKA | Marzin, Manuel | VU/F/BETA | WN.T014 | - |  |  |  | 1 | adapter Vortex 1
EQ020090 |  | Adapter |  | adapter Sprout Plus mini centrifuge | Fisherbrand | Marzin, Manuel | VU/F/BETA | WN.T014 | - |  |  |  | 1 | adapter Sprout Plus
EQ020089 |  | Adapter |  | adapter myBlock Mini Dry Bath | none | Marzin, Manuel | VU/F/BETA | WN.T014 | - |  |  |  | 1 | adapter Fuyuang
EQ020088 |  | Adapter |  | adapter myBlock Mini Dry Bath | none | Marzin, Manuel | VU/F/BETA | WN.T014 | - |  |  |  | 1 | adapter Fuyuang
EQ020087 |  | dry-bath |  | Benchmark myBlock Mini Dry Bath | Benchmark scientific | Marzin, Manuel | VU/F/BETA | WN.T014 | - |  |  |  | 1
EQ020086 |  | dry-bath |  | Benchmark myBlock Mini Dry Bath | Benchmark scientific | Marzin, Manuel | VU/F/BETA | WN.T014 | - |  |  |  | 1
EQ020085 |  | Centrifuge |  | fisherbrand Sprout Plus mini centrifuge | Fisherbrand | Marzin, Manuel | VU/F/BETA | WN.T014 | - |  |  |  | 1 | Sprout Plus
EQ020084 |  | Pipette |  | Pipette 1-10μL | Gilson | Marzin, Manuel | VU/F/BETA | WN.T014 | - |  |  |  | 1
EQ020083 |  | Shaker/Mixer |  | IKA vortex 1 | IKA | Marzin, Manuel | VU/F/BETA | WN.T014 | - |  |  |  | 1 | Vortex 1
EQ020082 |  | Pipette |  | Pipette 0.2-2μL | Gilson | Marzin, Manuel | VU/F/BETA | WN.T014 | - |  |  |  | 1
EQ020081 |  | Pipette |  | Pipette 20-100μL | Gilson | Marzin, Manuel | VU/F/BETA | WN.T014 | - |  |  |  | 1
EQ020080 |  | Pipette |  | Pipette 50-200μL | Gilson | Marzin, Manuel | VU/F/BETA | WN.T014 | - |  |  |  | 1
EQ020079 |  | Pipette |  | Pipette 100-1000μL | Gilson | Marzin, Manuel | VU/F/BETA | WN.T014 | - |  |  |  | 1
EQ020078 |  | Pipette |  | Pipette 100-1000μL | Gilson | Marzin, Manuel | VU/F/BETA | WN.T014 | - |  |  |  | 1
EQ020077 |  | Pipette |  | Pipette 100-1000μL | Gilson | Marzin, Manuel | VU/F/BETA | WN.T014 | - |  |  |  | 1
EQ020076 |  | Autoclave |  | Astell autoclave | Astell | Marzin, Manuel | VU/F/BETA | WN.T014 | - |  |  |  | 1
EQ020075 |  | Pipette |  | Pipette 100-1000μL | Gilson | Marzin, Manuel | VU/F/BETA | WN.T014 | - |  |  |  | 1
EQ020074 |  | Pipette |  | Pipette 100-1000μL | Gilson | Marzin, Manuel | VU/F/BETA | WN.T014 | - |  |  |  | 1
EQ020073 |  | Pipette |  | Pipette 100-1000μL | Gilson | Marzin, Manuel | VU/F/BETA | WN.T014 | - |  |  |  | 1
EQ020072 |  | Pipette |  | Pipette 100-1000μL | Gilson | Marzin, Manuel | VU/F/BETA | WN.T014 | - |  |  |  | 1
EQ020071 |  | Pipette |  | Pipette 20-200μL | Gilson | Marzin, Manuel | VU/F/BETA | WN.T014 | - |  |  |  | 1
EQ020070 |  | Pipette |  | Pipette 20-200μL | Gilson | Marzin, Manuel | VU/F/BETA | WN.T014 | - |  |  |  | 1
EQ020069 |  | Extension Cable |  | Extension cable |  | Marzin, Manuel | VU/F/BETA | WN.T014 | - |  |  |  | 1
EQ020068 |  | Pipette |  | Pipette 20-200μL | Gilson | Marzin, Manuel | VU/F/BETA | WN.T014 | - |  |  |  | 1
EQ020067 |  | Pipette |  | Pipette 20-200μL | Gilson | Marzin, Manuel | VU/F/BETA | WN.T014 | - |  |  |  | 1
EQ020066 |  | Pipette |  | Pipette 20-200μL | Gilson | Marzin, Manuel | VU/F/BETA | WN.T014 | - |  |  |  | 1
EQ020065 |  | Pipette |  | Pipette 20-200μL | Gilson | Marzin, Manuel | VU/F/BETA | WN.T014 | - |  |  |  | 1
EQ020064 |  | Pipette |  | Pipette 20-200μL | Gilson | Marzin, Manuel | VU/F/BETA | WN.T014 | - |  |  |  | 1
EQ020063 |  | Pipette |  | Pipette 10-100μL | Gilson | Marzin, Manuel | VU/F/BETA | WN.T014 | - |  |  |  | 1
EQ020062 |  | Pipette |  | Pipette 10-100μL | Gilson | Marzin, Manuel | VU/F/BETA | WN.T014 | - |  |  |  | 1
EQ020061 |  | Fridge |  | Liebherr Premium fridge VI | Liebherr | Marzin, Manuel | VU/F/BETA | WN.T014 | - |  |  |  | 1 | Premium
EQ020060 |  | Pipette |  | Pipette 10-100μL | Gilson | Marzin, Manuel | VU/F/BETA | WN.T014 | - |  |  |  | 1
EQ020059 |  | Pipette |  | Pipette 10-100μL | Gilson | Marzin, Manuel | VU/F/BETA | WN.T014 | - |  |  |  | 1
EQ020058 |  | Pipette |  | Pipette 10-100μL | Gilson | Marzin, Manuel | VU/F/BETA | WN.T014 | - |  |  |  | 1
EQ020057 |  | Freezer |  | Liebherr Comfort freezer VII | Liebherr | Marzin, Manuel | VU/F/BETA | WN.T014 | - |  |  |  | 1 | Comfort
EQ020056 |  | Freezer |  | Liebherr Comfort freezer V | Liebherr | Marzin, Manuel | VU/F/BETA | WN.T014 | - |  |  |  | 1 | Comfort
EQ020055 |  | Freezer |  | Liebherr Comfort freezer IV | Liebherr | Marzin, Manuel | VU/F/BETA | WN.T014 | - |  |  |  | 1 | Comfort
EQ020054 |  | Pipette |  | Pipette 2-20μL | Gilson | Marzin, Manuel | VU/F/BETA | WN.T014 | - |  |  |  | 1
EQ020053 |  | Pipette |  | Pipette 2-20μL | Gilson | Marzin, Manuel | VU/F/BETA | WN.T014 | - |  |  |  | 1
EQ020052 |  | Pipette |  | Pipette 2-20μL | Gilson | Marzin, Manuel | VU/F/BETA | WN.T014 | - |  |  |  | 1
EQ020051 |  | Pipette |  | Pipette 2-20μL | Gilson | Marzin, Manuel | VU/F/BETA | WN.T014 | - |  |  |  | 1
EQ020050 |  | Pipette |  | Pipette 2-20μL | Gilson | Marzin, Manuel | VU/F/BETA | WN.T014 | - |  |  |  | 1
EQ020049 |  | Pipette |  | Pipette 2-20μL | Gilson | Marzin, Manuel | VU/F/BETA | WN.T014 | - |  |  |  | 1
EQ020048 |  | Pipette |  | Pipette 2-20μL | Gilson | Marzin, Manuel | VU/F/BETA | WN.T014 | - |  |  |  | 1
EQ020047 |  | Pipette |  | Pipette 0.5-10μL | Gilson | Marzin, Manuel | VU/F/BETA | WN.T014 | - |  |  |  | 1
EQ020046 |  | Pipette |  | Pipette 0.5-10μL | Gilson | Marzin, Manuel | VU/F/BETA | WN.T014 | - |  |  |  | 1
EQ020045 |  | Pipette |  | Pipette 0.5-10μL | Gilson | Marzin, Manuel | VU/F/BETA | WN.T014 | - |  |  |  | 1
EQ020044 |  | Pipette |  | Pipette 0.5-10μL | Gilson | Marzin, Manuel | VU/F/BETA | WN.T014 | - |  |  |  | 1
EQ020043 |  | Pipette |  | Pipette 0.5-10μL | Gilson | Marzin, Manuel | VU/F/BETA | WN.T014 | - |  |  |  | 1
EQ020042 |  | Pipette |  | Pipette 0.1-2μL | Gilson | Marzin, Manuel | VU/F/BETA | WN.T014 | - |  |  |  | 1
EQ020041 |  | Pipette |  | Pipette 0.1-2μL | Gilson | Marzin, Manuel | VU/F/BETA | WN.T014 | - |  |  |  | 1
EQ020040 |  | Pipette |  | Pipette 0.1-2μL | Gilson | Marzin, Manuel | VU/F/BETA | WN.T014 | - |  |  |  | 1
EQ020039 |  | Pipette |  | Pipette 0.1-2μL | Gilson | Marzin, Manuel | VU/F/BETA | WN.T014 | - |  |  |  | 1
EQ020038 |  | Pipette |  | Pipette 0.1-2μL | Gilson | Marzin, Manuel | VU/F/BETA | WN.T014 | - |  |  |  | 1
EQ020037 |  | Pipette |  | Pipette 0.1-2μL | Gilson | Marzin, Manuel | VU/F/BETA | WN.T014 | - |  |  |  | 1
EQ020036 |  | Magnifier Lamp |  | Magnifier lamp |  | Sasbrink, Bart | VU/F/BETA/N&S/BF&E | WN.KB164 | - |  |  |  | 1
EQ020035 |  | Lamp |  | Lamp |  | Sasbrink, Bart | VU/F/BETA/N&S/BF&E | WN.KB164 | - |  |  |  | 1
EQ020034 |  | Lamp |  | Lamp |  | Sasbrink, Bart | VU/F/BETA/N&S/BF&E | WN.KB164 | - |  |  |  | 1
EQ020033 |  | Incubator |  | Incubator | New Brunswick Scientific | Sasbrink, Bart | VU/F/BETA/N&S/BF&E | WN.KB164 | - |  |  |  | 1
EQ020032 |  | Extension Cable |  | Extension cable | Intertek | Marzin, Manuel | VU/F/BETA | WN.T014 | - |  |  |  | 1
EQ020031 |  | Microwave oven |  | Microwave oven |  | Sasbrink, Bart | VU/F/BETA/N&S/BF&E | WN.KB164 | - |  |  |  | 1
EQ020030 |  | Projector |  | Projector |  | Sasbrink, Bart | VU/F/BETA/N&S/BF&E | WN.KB164 | - |  |  |  | 1
EQ020029 |  | Incubator |  | innova 42 incubator shaker | Eppendorf | Marzin, Manuel | VU/F/BETA | WN.T014 | - |  |  |  | 1 | innova 42
EQ020028 |  | Thermal Cycler / PCR System |  | GeneAmp PCR System 2700 | Applied biosystems | Marzin, Manuel | VU/F/BETA | WN.T014 | - |  |  |  | 1 | GeneAmp PCR System 2700
EQ020027 |  | Thermal Cycler / PCR System |  | Bio-Rad T100 Thermal Cycler | Bio-Rad | Marzin, Manuel | VU/F/BETA | WN.T014 | - |  |  |  | 1 | T100 Thermal Cycler
EQ020026 |  | Centrifuge |  | eppendorf Centrifuge 5417 R | Eppendorf | Marzin, Manuel | VU/F/BETA | WN.T014 | - |  |  |  | 1 | Centrifuge 5417 R
EQ020025 |  | Pipette |  | Pipette 100-1000μL | Gilson | Marzin, Manuel | VU/F/BETA | WN.T014 | - |  |  |  | 1
EQ020024 |  | Pipette |  | Pipette 20-200μL | Gilson | Marzin, Manuel | VU/F/BETA | WN.T014 | - |  |  |  | 1
EQ020023 |  | Centrifuge |  | eppendorf Centrifuge 5804R | Eppendorf | Marzin, Manuel | VU/F/BETA | WN.T014 | - |  |  |  | 1 | Centrifuge 5804 R
EQ020022 |  | Pipette |  | Pipette 2-20μL | Gilson | Marzin, Manuel | VU/F/BETA | WN.T014 | - |  |  |  | 1
EQ020021 |  | Pipette |  | Pipette 0.1-2μL | Gilson | Marzin, Manuel | VU/F/BETA | WN.T014 | - |  |  |  | 1
EQ020020 |  | Pipette |  | Pipette 100-1000μL | Gilson | Marzin, Manuel | VU/F/BETA | WN.T014 | - |  |  |  | 1
EQ020019 |  | Pipette |  | Pipette 20-200μL | Gilson | Marzin, Manuel | VU/F/BETA | WN.T014 | - |  |  |  | 1
EQ020018 |  | Microwave oven |  | LG intellowave microwave | LG | Marzin, Manuel | VU/F/BETA | WN.T014 | - |  |  |  | 1
EQ020017 |  | Pipette |  | Pipette 2-20μL | Gilson | Marzin, Manuel | VU/F/BETA | WN.T014 | - |  |  |  | 1
EQ020016 |  | Pipette |  | Pipette 10-100μL | Gilson | Marzin, Manuel | VU/F/BETA | WN.T014 | - |  |  |  | 1
EQ020015 |  | Pipette |  | Pipette 0.5-10μL | Gilson | Marzin, Manuel | VU/F/BETA | WN.T014 | - |  |  |  | 1
EQ020014 |  | Barcode Scanner |  | Datalogic QuickScan | Datalogic | Marzin, Manuel | VU/F/BETA | WN.T014 | - |  |  |  | 1 | QuickScan QD2430
EQ020013 |  | Pipette |  | Pipette 0.1-2μL | Gilson | Marzin, Manuel | VU/F/BETA | WN.T014 | - |  |  |  | 1
EQ020012 |  | Adapter |  | CUI inc adapter NanoDrop 2000c |  | Marzin, Manuel | VU/F/BETA | WN.T014 | - |  |  |  | 1
EQ020011 |  | Adapter |  | adapter Mettler Toledo SevenCompact | Mettler (Toledo) | Marzin, Manuel | VU/F/BETA | WN.T014 | - |  |  |  | 1
EQ020010 |  | Adapter |  | adapter Sartorius balance TE 1502S | Sartorius | Marzin, Manuel | VU/F/BETA | WN.T014 | - |  |  |  | 1
EQ020009 |  | Transilluminator |  | Transilluminator |  | Marzin, Manuel | VU/F/BETA | WN.T014 | - |  |  |  | 1
EQ020008 |  | Adapter |  | adapter Sartorius balance CP124S | Sartorius | Marzin, Manuel | VU/F/BETA | WN.T014 | - |  |  |  | 1
EQ020007 |  | Extension Cable |  | Extension cable |  | Marzin, Manuel | VU/F/BETA | WN.T014 | - |  |  |  | 1
EQ020006 |  | Freezer |  | Liebherr freezer | Liebherr | Marzin, Manuel | VU/F/BETA | WN.T014 | - |  |  |  | 1
EQ020005 |  | Adapter |  | mascot adapter |  | Marzin, Manuel | VU/F/BETA | WN.T014 | - |  |  |  | 1
EQ020004 |  | Refrigerator |  | Liebherr profi line fridge | Liebherr | Marzin, Manuel | VU/F/BETA | WN.T014 | - |  |  |  | 1 | profi line
EQ020003 |  | Camera |  | Nikon camera | Nikon | Marzin, Manuel | VU/F/BETA | WN.T014 | - |  |  |  | 1
EQ020002 |  | Photoscanner |  | CanoScan LiDE210 | Canon | Marzin, Manuel | VU/F/BETA | WN.T014 | - |  |  |  | 1
EQ020001 |  | Battery Charger |  | Nikon battery charger | Nikon | Marzin, Manuel | VU/F/BETA | WN.T014 | - |  |  |  | 1
EQ020000 |  | Extension Cable |  | Extension cable |  | Marzin, Manuel | VU/F/BETA | WN.T014 | - |  |  |  | 1
EQ019999 |  | Oven |  | Memmert IPP400 | Memmert | Marzin, Manuel | VU/F/BETA | WN.T014 | - |  |  |  | 1
EQ019998 |  | Power Supply |  | Bio-rad power supply | Bio-Rad | Marzin, Manuel | VU/F/BETA | WN.T014 | - |  |  |  | 1
EQ019997 |  | Power Supply |  | Consort power supply | Consort | Marzin, Manuel | VU/F/BETA | WN.T014 | - |  |  |  | 1
EQ019996 |  | Shutter Driver |  | Shutter Controller |  | Sasbrink, Bart | VU/F/BETA/N&S/BF&E | WN.KB164 | - |  |  |  | 1
EQ019995 |  | Spectrophotometer |  | Thermo Nanodrop 2000c | Thermo Scientific | Marzin, Manuel | VU/F/BETA | WN.T014 | - |  |  |  | 1
EQ019994 |  | Other |  | Dimmer |  | Sasbrink, Bart | VU/F/BETA/N&S/BF&E | WN.KB164 | - |  |  |  | 1
EQ019993 |  | Extension Cable |  | Intertek extension calble | Intertek | Marzin, Manuel | VU/F/BETA | WN.T014 | - |  |  |  | 1
EQ019992 |  | Computer |  | LG CHIEFTEK computer | LG | Marzin, Manuel | VU/F/BETA | WN.T014 | - |  |  |  | 1
EQ019991 |  | Oven |  | Ecocell drying oven | MMM Group | Marzin, Manuel | VU/F/BETA | WN.T014 | - |  |  |  | 1
EQ019990 |  | Computer Monitor |  | Monitor | Dell | Marzin, Manuel | VU/F/BETA | WN.T014 | - |  |  |  | 1
EQ019989 |  | Instrument washer desinfectors |  | Miele desinfector | Miele | Marzin, Manuel | VU/F/BETA | WN.T014 | - |  |  |  | 1
EQ019988 |  | Centrifuge |  | eppendorf Centrifuge 5427 R | Eppendorf | Marzin, Manuel | VU/F/BETA | WN.T014 | - |  |  |  | 1
EQ019987 |  | Instrument washer desinfectors |  | Miele desinfector | Miele | Marzin, Manuel | VU/F/BETA | WN.T014 | - |  |  |  | 1
EQ019986 |  | pH Meter |  | Mettler Toledo SevenCompact | Mettler (Toledo) | Marzin, Manuel | VU/F/BETA | WN.T014 | - |  |  |  | 1
EQ019985 |  | Extension Cable |  | Kaiser extension calble | Kaiser | Marzin, Manuel | VU/F/BETA | WN.T014 | - |  |  |  | 1
EQ019984 |  | Other |  | Switch |  | Sasbrink, Bart | VU/F/BETA/N&S/BF&E | WN.KB164 | - |  |  |  | 1
EQ019983 |  | Incubator |  | Infors HT Ecotron | Infors ht | Marzin, Manuel | VU/F/BETA | WN.T014 | - |  |  |  | 1
EQ019982 |  | Other |  | Switch |  | Sasbrink, Bart | VU/F/BETA/N&S/BF&E | WN.KB164 | - |  |  |  | 1
EQ019981 |  | Power Supply |  | Power supply |  | Sasbrink, Bart | VU/F/BETA/N&S/BF&E | WN.KB164 | - |  |  |  | 1
EQ019980 |  | Hot Plate |  | IKAMAG hotplate |  | Marzin, Manuel | VU/F/BETA | WN.T014 | - |  |  |  | 1 | IKAMAG RET
EQ019979 |  | Electrical tool |  | Decoupeerzaag | Bosch | Sasbrink, Bart | VU/F/BETA/N&S/BF&E | WN.KB164 | - |  |  |  | 1
EQ019978 |  | Water Bath |  | Memmert waterbath | Memmert | Marzin, Manuel | VU/F/BETA | WN.T014 | - |  |  |  | 1
EQ019977 |  | Lamp |  | Unilux desk lamp | Unilux | Sasbrink, Bart | VU/F/BETA/N&S/BF&E | WN.KB164 | - |  |  |  | 1
EQ019976 |  | Shaker/Mixer |  | Shaker |  | Sasbrink, Bart | VU/F/BETA/N&S/BF&E | WN.KB164 | - |  |  |  | 1
EQ019975 |  | Stroboscope |  | Strobe lamp |  | Sasbrink, Bart | VU/F/BETA/N&S/BF&E | WN.KB164 | - |  |  |  | 1
EQ019974 |  | Extension Cable |  | Extension cable | Intertek | Marzin, Manuel | VU/F/BETA | WN.T014 | - |  |  |  | 1
EQ019973 |  | Radio |  | Stereo Philips |  | Sasbrink, Bart | VU/F/BETA/N&S/BF&E | WN.KB164 | - |  |  |  | 1
EQ019972 |  | Peristaltic Pump |  | Peristaltic pump |  | Sasbrink, Bart | VU/F/BETA/N&S/BF&E | WN.KB164 | - |  |  |  | 0
EQ019971 |  | Autoclave |  | VWR Autoclave | VWR | Marzin, Manuel | VU/F/BETA | WN.T014 | - |  |  |  | 1
EQ019970 |  | Balance |  | Sartorius balance CP124S | Sartorius | Marzin, Manuel | VU/F/BETA | WN.T014 | - |  |  |  | 1 | CP124S
EQ019969 |  | Balance |  | Balance |  | Sasbrink, Bart | VU/F/BETA/N&S/BF&E | WN.KB164 | - |  |  |  | 1
EQ019968 |  | Balance |  | Balance |  | Sasbrink, Bart | VU/F/BETA/N&S/BF&E | WN.KB164 | - |  |  |  | 1
EQ019967 |  | Incubator |  | Incubator | Stuart Scientific | Sasbrink, Bart | VU/F/BETA/N&S/BF&E | WN.KB164 | - |  |  |  | 1
EQ019966 |  | Balance |  | Sartorius balance | Sartorius | Marzin, Manuel | VU/F/BETA | WN.T014 | - |  |  |  | 1
EQ019965 |  | Adapter |  | Adapter |  | Sasbrink, Bart | VU/F/BETA/N&S/BF&E | WN.KB164 | - |  |  |  | 1
EQ019964 |  | Balance |  | Balance |  | Sasbrink, Bart | VU/F/BETA/N&S/BF&E | WN.KB164 | - |  |  |  | 1
EQ019963 |  | Magnetic Stirrer |  | Magnetic stirrer |  | Sasbrink, Bart | VU/F/BETA/N&S/BF&E | WN.KB164 | - |  |  |  | 1
EQ019962 |  | Magnetic Stirrer |  | Magnetic stirrer |  | Sasbrink, Bart | VU/F/BETA/N&S/BF&E | WN.KB164 | - |  |  |  | 0
EQ019961 |  | Other |  | Ventilator |  | Sasbrink, Bart | VU/F/BETA/N&S/BF&E | WN.KB164 | - |  |  |  | 1
EQ019960 |  | Magnetic Stirrer |  | Mafnetic stirrer | IKA | Sasbrink, Bart | VU/F/BETA/N&S/BF&E | WN.KB164 | - |  |  |  | 1 | RCT basic
EQ019959 |  | Adapter |  | Adapter computer |  | Sasbrink, Bart | VU/F/BETA/N&S/BF&E | WN.KB164 | - |  |  |  | 1
EQ019958 |  | Adapter |  | Adapter computer |  | Sasbrink, Bart | VU/F/BETA/N&S/BF&E | WN.KB164 | - |  |  |  | 1
EQ019957 |  | Extension Cable |  | Power Strip |  | Sasbrink, Bart | VU/F/BETA/N&S/BF&E | WN.KB164 | - |  |  |  | 1
EQ019956 |  | Extension Cable |  | Power Strip |  | Sasbrink, Bart | VU/F/BETA/N&S/BF&E | WN.KB164 | - |  |  |  | 1
EQ019955 |  | Extension Cable |  | Power Strip |  | Sasbrink, Bart | VU/F/BETA/N&S/BF&E | WN.KB164 | - |  |  |  | 1
EQ019954 |  | Adapter |  | Adapter |  | Sasbrink, Bart | VU/F/BETA/N&S/BF&E | WN.KB164 | - |  |  |  | 1
EQ019953 |  | Adapter |  | Adapter |  | Sasbrink, Bart | VU/F/BETA/N&S/BF&E | WN.KB164 | - |  |  |  | 1
EQ019952 |  | Adapter |  | Adapter |  | Sasbrink, Bart | VU/F/BETA/N&S/BF&E | WN.KB164 | - |  |  |  | 1
EQ019951 |  | Adapter |  | Adapter |  | Sasbrink, Bart | VU/F/BETA/N&S/BF&E | WN.KB164 | - |  |  |  | 1
EQ019950 |  | Adapter |  | Adapter |  | Sasbrink, Bart | VU/F/BETA/N&S/BF&E | WN.KB164 | - |  |  |  | 1
EQ019949 |  | Computer Monitor |  | HP Monitor | Hewlett Packard (HP) | Sasbrink, Bart | VU/F/BETA/N&S/BF&E | WN.G158 | - |  |  |  | 1
EQ019948 |  | Lamp |  | lamp Ikea | Ikea | Putten, Nathalie van der | VU/F/BETA/AW/AEK/AEKE | WN.F453 | - |  |  |  | 1
EQ019947 | UB 71807 | Pipette |  | Gilson Pipetman P200 Multi-12 | Gilson | Lamme, Thomas | VU/F/BETA/S&F/Medchem/RBS | O2.03E69 | - |  |  |  | 1 | Pipetman P200 Multi-12
EQ019946 | UB 71808 | Pipette |  | Gilson Pipetman P200 Multi-12 | Gilson | Lamme, Thomas | VU/F/BETA/S&F/Medchem/RBS | O2.03E69 | - |  |  |  | 1 | Pipetman P200 Multi-12
EQ019945 |  | Power Supply |  | verdeeldoos |  | Putten, Nathalie van der | VU/F/BETA/AW/AEK/AEKE | WN.F453 | - |  |  |  | 1
EQ019944 |  | Power Supply |  | verdeeldoos |  | Putten, Nathalie van der | VU/F/BETA/AW/AEK/AEKE | WN.F453 | - |  |  |  | 1
EQ019943 |  | Lamp |  | lamp Ikea |  | Putten, Nathalie van der | VU/F/BETA/AW/AEK/AEKE | WN.F453 | - |  |  |  | 1
EQ019942 |  | Power Supply |  | verdeeldoos |  | Putten, Nathalie van der | VU/F/BETA/AW/AEK/AEKE | WN.F453 | - |  |  |  | 1
EQ019941 | FFF-20/40Mhz-B1-F0.3/0.7-BPL_ER1 | Motion Controller/Driver |  | Acoustic-optic driver | Brimrose | Stoop, Albert | VU/F/BETA/N&S/BMB | WN.TK30 | - |  |  |  | 1 | FFE-20/40-B1-F0.3/0.7-BPL_ER1
EQ019940 |  | Computer Accesories |  | verdeel hub |  | Putten, Nathalie van der | VU/F/BETA/AW/AEK/AEKE | WN.M422 | - |  |  |  | 1
EQ019939 |  | Lamp |  | Lampje |  | Putten, Nathalie van der | VU/F/BETA/AW/AEK/AEKE | WN.M422 | - |  |  |  | 1
EQ019938 |  | Spectrometer |  | Wavecheck APE OPO |  | Sasbrink, Bart | VU/F/BETA/N&S/BF&E | WN.G148 | - |  |  |  | 1
EQ019937 |  | Other |  | Temp. safety switch |  | Sasbrink, Bart | VU/F/BETA/N&S/BF&E | WN.G148 | - |  |  |  | 1
EQ019936 |  | Shutter Driver |  | Shutter Controller | MPI Muelheim DE | Sasbrink, Bart | VU/F/BETA/N&S/BF&E | WN.G148 | - |  |  |  | 1
EQ019935 |  | Other |  | Safety switch? | MPI Muelheim DE | Sasbrink, Bart | VU/F/BETA/N&S/BF&E | WN.G148 | - |  |  |  | 1
EQ019934 |  | Other |  | Safety switch? | MPI Muelheim DE | Sasbrink, Bart | VU/F/BETA/N&S/BF&E | WN.G148 | - |  |  |  | 1
EQ019933 |  | Power Supply |  | Lab power supply | BEHA | Sasbrink, Bart | VU/F/BETA/N&S/BF&E | WN.G148 | - |  |  |  | 1
EQ019932 |  | Unknown |  | Unknown power supply |  | Sasbrink, Bart | VU/F/BETA/N&S/BF&E | WN.G148 | - |  |  |  | 1
EQ019931 |  | Power Supply |  | LED power supply | MPI Muelheim DE | Sasbrink, Bart | VU/F/BETA/N&S/BF&E | WN.G148 | - |  |  |  | 1
EQ019930 |  | Other |  | LDA1 with adapter |  | Sasbrink, Bart | VU/F/BETA/N&S/BF&E | WN.G148 | - |  |  |  | 1
EQ019929 |  | Power Supply |  | Power supply multichannel |  | Sasbrink, Bart | VU/F/BETA/N&S/BF&E | WN.G148 | - |  |  |  | 1
EQ019928 |  | Computer Monitor |  | Computer monitor | Fujitsu | Sasbrink, Bart | VU/F/BETA/N&S/BF&E | WN.G148 | - |  |  |  | 1
EQ019927 |  | Laser power meter |  | Adaptor Fieldmate power meter |  | Sasbrink, Bart | VU/F/BETA/N&S/BF&E | WN.G148 | - |  |  |  | 1
EQ019926 |  | Lamp |  | Unilux Joker desk lamp |  | Sasbrink, Bart | VU/F/BETA/N&S/BF&E | WN.G148 | - |  |  |  | 1
EQ019925 |  | Blender |  | Magimix Blender | Magimix | Sasbrink, Bart | VU/F/BETA/N&S/BF&E | WN.G132 | - |  |  |  | 1
EQ019924 |  | Adapter |  | Adapter |  | Dalebout, Tim | VU/F/BETA/N&S/BF&E | WN.G131 | - |  |  |  | 1
EQ019923 |  | Adapter |  | Adapter |  | Dalebout, Tim | VU/F/BETA/N&S/BF&E | WN.G131 | - |  |  |  | 1
EQ019922 |  | Adapter |  | Adapter |  | Dalebout, Tim | VU/F/BETA/N&S/BF&E | WN.G131 | - |  |  |  | 1
EQ019921 |  | Adapter |  | Adapter |  | Dalebout, Tim | VU/F/BETA/N&S/BF&E | WN.G131 | - |  |  |  | 1
EQ019920 |  | Adapter |  | Adapter |  | Dalebout, Tim | VU/F/BETA/N&S/BF&E | WN.G131 | - |  |  |  | 1
EQ019919 |  | Adapter |  | Adapter |  | Dalebout, Tim | VU/F/BETA/N&S/BF&E | WN.G131 | - |  |  |  | 1
EQ019918 |  | Adapter |  | Adapter |  | Dalebout, Tim | VU/F/BETA/N&S/BF&E | WN.G131 | - |  |  |  | 1
EQ019917 |  | Pipette |  | pipetboy | Integra | Dalebout, Tim | VU/F/BETA/N&S/BF&E | WN.G131 | - |  |  |  | 1 | Pipetboy 2
EQ019916 |  | Magnetic Stirrer |  | Magnetic stirrer | Vos Instrumenten | Dalebout, Tim | VU/F/BETA/N&S/BF&E | WN.G131 | - |  |  |  | 1 | VOS-12003
EQ019915 | UB 71809 | Pipette |  | Gilson Pipetman P200 Multi-12 | Gilson | Bebelman, JPM | VU/F/BETA/S&F/Medchem/RBS | O2.03E69 | - |  |  |  | 1 | Pipetman P200 Multi-12
EQ019914 | Monark peakbike 02 (G-418) | Bike-ergometers |  | Monark peakbike 02 (G-418) | Monark | Haakma, Nienke | VU/F/FGB/BW | MF.G418 | - |  |  |  | 1 | Monark peakbike
EQ019913 | M 30282 C | Pipette |  | Gilson Pipetman P1000 | Gilson | Bebelman, JPM | VU/F/BETA/S&F/Medchem/RBS | O2.03E69 | - |  |  |  | 1 | Pipetman P1000
EQ019912 | PR-075546 | 3D Printer |  | Bambu Lab X1E | Bambu Lab | Limburg, Rob | VU/F/BETA/TC/Electronica | WN.P043B | - |  |  |  | 1 | Bambu Lab X1E
EQ019911 |  | Safety Tester |  | Safety Tester SecuTest S4 | GMC Instruments | Limburg, Rob | VU/F/BETA/TC/Electronica | WN.P043 | - |  |  |  | 1 | Secutest Pro
EQ019910 |  | Computer Monitor |  | Computer monitor | Dell | Sasbrink, Bart | VU/F/BETA/N&S/BF&E | WN.G130A | - |  |  |  | 1
EQ019909 |  | Oven |  | FilaDryer S4 | Sunlu | Limburg, Rob | VU/F/BETA/TC/Electronica | WN.P043B | - |  |  |  | 1 | FilaDryer S4
EQ019908 |  | Extension Cable |  | Power Strip |  | Sasbrink, Bart | VU/F/BETA/N&S/BF&E | WN.G130A | - |  |  |  | 1
EQ019907 |  | Extension Cable |  | Power Strip |  | Sasbrink, Bart | VU/F/BETA/N&S/BF&E | WN.G130A | - |  |  |  | 1
EQ019906 |  | Extension Cable |  | Power Strip |  | Sasbrink, Bart | VU/F/BETA/N&S/BF&E | WN.G130A | - |  |  |  | 1
EQ019905 |  | Extension Cable |  | Power Strip |  | Sasbrink, Bart | VU/F/BETA/N&S/BF&E | WN.G130A | - |  |  |  | 1
EQ019904 |  | Adapter |  | Adapter |  | Sasbrink, Bart | VU/F/BETA/N&S/BF&E | WN.G130A | - |  |  |  | 1
EQ019903 |  | Adapter |  | Adapter |  | Sasbrink, Bart | VU/F/BETA/N&S/BF&E | WN.G130A | - |  |  |  | 1
EQ019902 |  | Adapter |  | Adapter |  | Sasbrink, Bart | VU/F/BETA/N&S/BF&E | WN.G130A | - |  |  |  | 1
EQ019901 |  | Adapter |  | Adapter |  | Sasbrink, Bart | VU/F/BETA/N&S/BF&E | WN.G130A | - |  |  |  | 1
EQ019900 |  | Adapter |  | Adapter |  | Sasbrink, Bart | VU/F/BETA/N&S/BF&E | WN.G130A | - |  |  |  | 1
EQ019899 |  | Adapter |  | Adapter |  | Sasbrink, Bart | VU/F/BETA/N&S/BF&E | WN.G130A | - |  |  |  | 1
EQ019898 |  | Adapter |  | Adapter |  | Sasbrink, Bart | VU/F/BETA/N&S/BF&E | WN.G130A | - |  |  |  | 1
EQ019897 | Monark LC 7 TT No2 (A-411) | Bike-ergometers |  | Monark LC 7 TT No2 (A-411) | Monark | Haakma, Nienke | VU/F/FGB/BW | MF.A411 | - |  |  |  | 1 | Monark LC 7 TT
EQ019896 | N 28733 A | Pipette |  | Gilson Pipetman P200 | Gilson | Meer, TK van der | VU/F/BETA/S&F/Medchem/FAR A | O2.06E39 | - |  |  |  | 1 | Pipetman P200
EQ019895 | M 18327 E | Pipette |  | Gilson Pipetman P200 | Gilson | Meer, TK van der | VU/F/BETA/S&F/Medchem/FAR A | O2.06E39 | - |  |  |  | 1 | Pipetman P200
EQ019894 |  | Vacuum Pump |  | Membrane pump for dessicator | Pfeiffer | Sasbrink, Bart | VU/F/BETA/N&S/BF&E | WN.G148 | - |  |  |  | 1 | MVP 015-2
EQ019893 |  | Extension Cable |  | Extension Cable | VU | Stoop, Albert | VU/F/BETA/N&S/BMB | WN.UK16 | - |  |  |  | 1
EQ019892 |  | Computer Monitor |  | computer monitor |  | Stoop, Albert | VU/F/BETA/N&S/BMB | WN.UK16 | - |  |  |  | 1
EQ019891 |  | Magnifier Lamp |  | magnifying glass lamp |  | Stoop, Albert | VU/F/BETA/N&S/BMB | WN.UK16 | - |  |  |  | 1
EQ019890 |  | Power Supply |  | power adapter |  | Stoop, Albert | VU/F/BETA/N&S/BMB | WN.UK16 | - |  |  |  | 1
EQ019889 |  | Power Supply |  | power adapter |  | Stoop, Albert | VU/F/BETA/N&S/BMB | WN.UK16 | - |  |  |  | 1
EQ019888 |  | Power Supply |  | power adapter |  | Stoop, Albert | VU/F/BETA/N&S/BMB | WN.UK16 | - |  |  |  | 1
EQ019887 |  | Extension Cable |  | Extension Cable | VU | Stoop, Albert | VU/F/BETA/N&S/BMB | WN.UK16 | - |  |  |  | 1
EQ019886 |  | Extension Cable |  | Extension Cable | VU | Stoop, Albert | VU/F/BETA/N&S/BMB | WN.UK16 | - |  |  |  | 1
EQ019885 |  | HPLC Pump |  | Gilson - Meyvis - HPLC Pump | Gilson | Stoop, Albert | VU/F/BETA/N&S/BMB | WN.N179 | - |  |  |  | 1 | Model 302
EQ019884 | VFF-76Mhz-10-V-B1-F0.4 | Motion Controller/Driver |  | Acoustic-optic driver | Brimrose | Stoop, Albert | VU/F/BETA/N&S/BMB | WN.N179 | - |  |  |  | 1 | VFF-76-10-V-B1-F0.4 - 76MHz; (1310nm)
EQ019883 |  | Beamer |  | Beamer | Sharp | Stoop, Albert | VU/F/BETA/N&S/BMB | WN.N179 | - |  |  |  | 1 | Notevision 5 LCD Projector
EQ019882 |  | Beamer |  | Beamer | ASK | Stoop, Albert | VU/F/BETA/N&S/BMB | WN.N179 | - |  |  |  | 1 | ask proxima
EQ019881 |  | Computer |  | desktop computer |  | Stoop, Albert | VU/F/BETA/N&S/BMB | WN.N179 | - |  |  |  | 1
EQ019880 |  | Computer |  | desktop computer |  | Stoop, Albert | VU/F/BETA/N&S/BMB | WN.N179 | - |  |  |  | 1
EQ019879 |  | Extension Cable |  | Extension Cable | VU | Stoop, Albert | VU/F/BETA/N&S/BMB | WN.N179 | - |  |  |  | 1
EQ019878 |  | Extension Cable |  | Extension Cable | VU | Stoop, Albert | VU/F/BETA/N&S/BMB | WN.N179 | - |  |  |  | 1
EQ019877 |  | Extension Cable |  | Extension Cable | VU | Stoop, Albert | VU/F/BETA/N&S/BMB | WN.N179 | - |  |  |  | 1
EQ019876 |  | Extension Cable |  | Extension Cable | VU | Stoop, Albert | VU/F/BETA/N&S/BMB | WN.N179 | - |  |  |  | 1
EQ019875 |  | Power Supply |  | power adapter |  | Stoop, Albert | VU/F/BETA/N&S/BMB | WN.N179 | - |  |  |  | 1
EQ019874 |  | Power Supply |  | power adapter |  | Stoop, Albert | VU/F/BETA/N&S/BMB | WN.N179 | - |  |  |  | 1
EQ019873 |  | Power Supply |  | power adapter |  | Stoop, Albert | VU/F/BETA/N&S/BMB | WN.N179 | - |  |  |  | 1
EQ019872 |  | Power Supply |  | power adapter |  | Stoop, Albert | VU/F/BETA/N&S/BMB | WN.N179 | - |  |  |  | 1
EQ019871 |  | Power Supply |  | power adapter |  | Stoop, Albert | VU/F/BETA/N&S/BMB | WN.N179 | - |  |  |  | 1
EQ019870 |  | Power Supply |  | power adapter |  | Stoop, Albert | VU/F/BETA/N&S/BMB | WN.N179 | - |  |  |  | 1
EQ019869 |  | Power Supply |  | power adapter |  | Stoop, Albert | VU/F/BETA/N&S/BMB | WN.N179 | - |  |  |  | 1
EQ019868 |  | Power Supply |  | power adapter |  | Stoop, Albert | VU/F/BETA/N&S/BMB | WN.N179 | - |  |  |  | 1
EQ019867 |  | Power Supply |  | power adapter |  | Stoop, Albert | VU/F/BETA/N&S/BMB | WN.N179 | - |  |  |  | 1
EQ019866 |  | Power Supply |  | power adapter |  | Stoop, Albert | VU/F/BETA/N&S/BMB | WN.N179 | - |  |  |  | 1
EQ019865 |  | Power Supply |  | power adapter |  | Stoop, Albert | VU/F/BETA/N&S/BMB | WN.N179 | - |  |  |  | 1
EQ019864 |  | Power Supply |  | power adapter |  | Stoop, Albert | VU/F/BETA/N&S/BMB | WN.N179 | - |  |  |  | 1
EQ019863 |  | Power Supply |  | power adapter |  | Stoop, Albert | VU/F/BETA/N&S/BMB | WN.N179 | - |  |  |  | 1
EQ019862 |  | Power Supply |  | power adapter |  | Stoop, Albert | VU/F/BETA/N&S/BMB | WN.N179 | - |  |  |  | 1
EQ019861 |  | Power Supply |  | power adapter |  | Stoop, Albert | VU/F/BETA/N&S/BMB | WN.N179 | - |  |  |  | 1
EQ019860 |  | Power Supply |  | power adapter |  | Stoop, Albert | VU/F/BETA/N&S/BMB | WN.N179 | - |  |  |  | 1
EQ019859 |  | Power Supply |  | Edwards Active Gauge Controller | Edwards | Postma, O | VU/F/BETA | WN.EK58 | - |  |  |  | 1 | Active Gauge Controller
EQ019858 |  | Active Gauge |  | Edwards Active Gauge Controller | Edwards | Postma, O | VU/F/BETA | WN.E059 | - |  |  |  | 1 | Active Gauge Controller
EQ019857 |  | Power Supply |  | Varian VPS60 Ion Pump Supply | Varian (Agilent) | Postma, O | VU/F/BETA | WN.E060 | - |  |  |  | 1 | VPS 60
EQ019856 |  | Power Supply |  | Uitstook Controller |  | Postma, O | VU/F/BETA | WN.E053 | - |  |  |  | 1 | Custom Build
EQ019855 |  | Power Supply |  | Uitstook Controller |  | Postma, O | VU/F/BETA | WN.E060 | - |  |  |  | 1 | Custom Build
EQ019854 |  | Power Supply |  | Uitstook Controller |  | Postma, O | VU/F/BETA | WN.E060 | - |  |  |  | 1 | Custom Build
EQ019853 |  | Pump Controller |  | Pfeiffer DCU Pump Controller | Pfeiffer | Postma, O | VU/F/BETA | WN.E060 | - |  |  |  | 1 | DCU 100
EQ019852 |  | Cooling Unit |  | Lauda Cooler | Lauda | Postma, O | VU/F/BETA | WN.E060 | - |  |  |  | 1 | PL 1
EQ019851 |  | Cooling Unit |  | Lauda Cooler | Lauda | Postma, O | VU/F/BETA | WN.E053 | - |  |  |  | 1 | PL 1
EQ019850 |  | Cooling Unit |  | Lauda Cooler | Lauda | Postma, O | VU/F/BETA | WN.E060 | - |  |  |  | 1 | PL1
EQ019849 |  | Power Supply |  | GP4 Getter Pump Controller |  | Postma, O | VU/F/BETA | WN.E060 | - |  |  |  | 1 | Custom Build
EQ019848 |  | Vacuum Pump |  | ATB Vacuum Pump | ATB | Postma, O | VU/F/BETA | WN.E053 | - |  |  |  | 1 | ABFV63/4D-7RQ
EQ019847 |  | Diaphragm Pump |  | Pfeiffer Diafragm Pump | Pfeiffer | Postma, O | VU/F/BETA | WN.E053 | - |  |  |  | 1 | MVP 015-2
EQ019846 |  | Extension Cable |  | Extension Cable |  | Percival, Lawrence | VU/F/BETA/AW/GEG/GEGF | WN.F338 | - |  |  |  | 1
EQ019845 |  | Microscope |  | Leica DMLP Polarizing Light Microscope | Leica | Stoop, Albert | VU/F/BETA/N&S/BMB | WN.KA151 | - |  |  |  | 1 | DMLP
EQ019844 |  | Light Source |  | Olympus CLK-4 Endoscopy Light source | Olympus | Stoop, Albert | VU/F/BETA/N&S/BMB | WN.KA151 | - |  |  |  | 1 | CLK-4
EQ019843 |  | Computer |  | desktop computer |  | Stoop, Albert | VU/F/BETA/N&S/BMB | WN.KA151 | - |  |  |  | 1
EQ019842 |  | Power Supply |  | power adapter |  | Stoop, Albert | VU/F/BETA/N&S/BMB | WN.KA151 | - |  |  |  | 1
EQ019841 | CN 51508 | Pipette |  | Gilson Pipetman P20 | Gilson | Buzink, Christian | VU/F/BETA/S&F/Medchem/FAR A | O2.03E69 | - |  |  |  | 1 | Pipetman P20
EQ019840 | U 60032 L | Pipette |  | Gilson Pipetman P20 | Gilson | Buzink, Christian | VU/F/BETA/S&F/Medchem/FAR A | O2.03E69 | - |  |  |  | 1 | Pipetman P20
EQ019839 | X 61825 C | Pipette |  | Gilson Pipetman P20 | Gilson | Buzink, Christian | VU/F/BETA/S&F/Medchem/FAR A | O2.03E69 | - |  |  |  | 1 | Pipetman P20
EQ019838 |  | Pipette |  | Gilson Pipetman P20 |  | Buzink, Christian | VU/F/BETA/S&F/Medchem/FAR A | O2.03E69 | - |  |  |  | 1 | Pipetman P20
EQ019837 | Q 57897 B | Pipette |  | Gilson Pipetman P20 | Gilson | Buzink, Christian | VU/F/BETA/S&F/Medchem/FAR A | O2.03E69 | - |  |  |  | 1 | Pipetman P20
EQ019836 | MN 26258 | Pipette |  | Gilson Pipetman P20 | Gilson | Buzink, Christian | VU/F/BETA/S&F/Medchem/FAR A | O2.03E69 | - |  |  |  | 1 | Pipetman P20
EQ019835 |  | Pipette |  | Gilson Pipetman P20 | Gilson | Buzink, Christian | VU/F/BETA/S&F/Medchem/FAR A | O2.03E69 | - |  |  |  | 1 | Pipetman P20
EQ019834 | MN 26257 | Pipette |  | Gilson Pipetman P20 | Gilson | Buzink, Christian | VU/F/BETA/S&F/Medchem/FAR A | O2.03E69 | - |  |  |  | 1 | Pipetman P20
EQ019833 | MN 26261 | Pipette |  | Gilson Pipetman P20 | Gilson | Buzink, Christian | VU/F/BETA/S&F/Medchem/FAR A | O2.03E69 | - |  |  |  | 1 | Pipetman P20
EQ019832 | 33-1315 Biologie | Signal Generator |  | Micro-Iontophoresis Programmer WPI 160 | WPI | Koene, JM | VU/F/BETA/CNCR | O2.13W24 | - |  |  |  | 1 | Model 160
EQ019831 |  | Power Supply |  | verlengkabel |  | Stoop, Albert | VU/F/BETA/N&S/BMB | WN.TK30 | - |  |  |  | 1
EQ019830 |  | Power Supply |  | power adapter |  | Stoop, Albert | VU/F/BETA/N&S/BMB | WN.TK30 | - |  |  |  | 1
EQ019829 |  | Power Supply |  | power adapter |  | Stoop, Albert | VU/F/BETA/N&S/BMB | WN.TK30 | - |  |  |  | 1
EQ019828 |  | Power Supply |  | power adapter |  | Stoop, Albert | VU/F/BETA/N&S/BMB | WN.TK30 | - |  |  |  | 1
EQ019827 |  | Power Supply |  | power adapter |  | Stoop, Albert | VU/F/BETA/N&S/BMB | WN.TK30 | - |  |  |  | 1
EQ019826 |  | Power Supply |  | power adapter |  | Stoop, Albert | VU/F/BETA/N&S/BMB | WN.TK30 | - |  |  |  | 1
EQ019825 |  | Power Supply |  | power adapter |  | Stoop, Albert | VU/F/BETA/N&S/BMB | WN.TK30 | - |  |  |  | 1
EQ019824 |  | Power Supply |  | power adapter |  | Stoop, Albert | VU/F/BETA/N&S/BMB | WN.TK30 | - |  |  |  | 1
EQ019823 |  | Power Supply |  | power adapter |  | Stoop, Albert | VU/F/BETA/N&S/BMB | WN.TK30 | - |  |  |  | 1
EQ019822 |  | Power Supply |  | power adapter |  | Stoop, Albert | VU/F/BETA/N&S/BMB | WN.TK30 | - |  |  |  | 1
EQ019821 |  | Power Supply |  | power adapter |  | Stoop, Albert | VU/F/BETA/N&S/BMB | WN.TK30 | - |  |  |  | 1
EQ019820 |  | Extension Cable |  | Brennenstuhl extension cable | Brennenstuhl | Vonk, Jorien | VU/F/BETA | WN.F325 | - |  |  |  | 1
EQ019819 |  | Oven |  | VWR DRY-line oven | VWR | Kootker, Lisette | VU/F/BETA | WN.F325 | - |  |  |  | 1
EQ019818 |  | Control Unit |  | Gerstel controller C506 | Gerstel | Vonk, Jorien | VU/F/BETA | WN.F325 | - |  |  |  | 1
EQ019817 |  | Fraction Collector |  | Gerstel preperative fraction collector | Gerstel | Vonk, Jorien | VU/F/BETA | WN.F325 | - |  |  |  | 1
EQ019816 |  | Adapter |  | FSP Power adapter | FSP Group INC | Vonk, Jorien | VU/F/BETA | WN.F325 | - |  |  |  | 1
EQ019815 |  | Freezer |  | Liebherr Mediline freezer | Liebherr | Kootker, Lisette | VU/F/BETA | WN.M459A | - |  |  |  | 1
EQ019814 |  | Drill |  | Proxxon drill | Proxxon | Kootker, Lisette | VU/F/BETA | WN.M459A | - |  |  |  | 1
EQ019813 |  | Shaker/Mixer |  | Assistent shaker | Assistent | Kootker, Lisette | VU/F/BETA | WN.M459A | - |  |  |  | 1
EQ019812 | Capping station | Other |  | CEM capping station | CEM | Kootker, Lisette | VU/F/BETA | WN.M459A | - |  |  |  | 1
EQ019811 |  | Drill |  | Dremel multitool | Dremel | Kootker, Lisette | VU/F/BETA | WN.M459A | - |  |  |  | 1
EQ019810 |  | Drill |  | Proxxon drill | Proxxon | Kootker, Lisette | VU/F/BETA | WN.M459A | - |  |  |  | 1
EQ019809 |  | Drill |  | Proxxon drill | Proxxon | Kootker, Lisette | VU/F/BETA | WN.M459A | - |  |  |  | 1
EQ019808 |  | Drill |  | Proxxon drill | Proxxon | Kootker, Lisette | VU/F/BETA | WN.M459A | - |  |  |  | 1
EQ019807 |  | Hot Plate |  | AHF heating unit |  | Kootker, Lisette | VU/F/BETA | WN.M459A | - |  |  |  | 1
EQ019806 |  | Hot Plate |  | Analab heating unit | Analab | Kootker, Lisette | VU/F/BETA | WN.M459A | - |  |  |  | 1
EQ019805 |  | Ultrasonic Cleaner |  | Emerson Ultrasonic Bath |  | Kootker, Lisette | VU/F/BETA | WN.M459A | - |  |  |  | 1
EQ019804 |  | Vacuum Pump |  | Vacuum Pump | Edwards | Vonk, Jorien | VU/F/BETA/AW/AEK | WN.M459 | - |  |  |  | 1 | RV3
EQ019803 |  | Refrigerator |  | Liebherr fridge | Liebherr | Hagen-Peter, Graham | VU/F/BETA | WN.M459 | - |  |  |  | 1
EQ019802 |  | Freezer |  | Liebherr freezer | Liebherr | Vonk, Jorien | VU/F/BETA | WN.M459 | - |  |  |  | 1
EQ019801 |  | Microscope |  | ZEISS 003-01608 |  | Zhou, Lingli | VU/F/BETA/AW/GEG/GEGC(MS) | WN.H319 | - |  |  |  | 1
EQ019800 |  | Spectrometer |  | Picarro G2201-i | Picarro Inc | Verdegaal-Warmerdam, SJA | VU/F/BETA/AW | WN.F325 | - |  |  |  | 1
EQ019799 |  | Total Organic Carbon analyzer |  | Aurora TOC Analyzer | OI Analytical | Verdegaal-Warmerdam, SJA | VU/F/BETA/AW | WN.F325 | - |  |  |  | 1 | 1030
EQ019798 |  | Adapter |  | VWR adapter | VWR | Sanchez Roman, Monica | VU/F/BETA | WN.M437 | - |  |  |  | 1
EQ019797 |  | Refrigerator |  | Liebherr mediline fridge | Liebherr | Sanchez Roman, Monica | VU/F/BETA | WN.M443 | - |  |  |  | 1
EQ019796 |  | Block Heater |  | VWR block heater (blow down unit) | VWR | Vonk, Jorien | VU/F/BETA | WN.M459A | - |  |  |  | 1
EQ019795 |  | Extension Cable |  | Brennenstuhl extension cord 25 m | Brennenstuhl | Hagen-Peter, Graham | VU/F/BETA | WN.M443A | - |  |  |  | 1
EQ019794 |  | Battery Charger |  | Bosch drill charger | Bosch | Hagen-Peter, Graham | VU/F/BETA | WN.M443A | - |  |  |  | 1
EQ019793 |  | Drill |  | Bosch drill | Bosch | Hagen-Peter, Graham | VU/F/BETA | WN.M443A | - |  |  |  | 1
EQ019792 |  | Drill |  | Kinzo-Handboor | Kinzo | Verdegaal-Warmerdam, SJA | VU/F/BETA/AW | WN.F327 | - |  |  |  | 1
EQ019791 |  | Drill |  | Dremel_SIL-2 | Dremel | Verdegaal-Warmerdam, SJA | VU/F/BETA/AW | WN.F327 | - |  |  |  | 1 | 8200
EQ019790 |  | Drill |  | Dremel-SIL-1 | Dremel | Verdegaal-Warmerdam, SJA | VU/F/BETA/AW | WN.F327 | - |  |  |  | 1 | 8200
EQ019789 |  | Centrifuge |  | MPW M-basic centrifuge |  | Vonk, Jorien | VU/F/BETA | WN.M459 | - |  |  |  | 1
EQ019788 |  | Refrigerator |  | ECO line fridge |  | Sanchez Roman, Monica | VU/F/BETA | WN.M443 | - |  |  |  | 1
EQ019787 |  | Lamp |  | Neuhaus lamp |  | Sanchez Roman, Monica | VU/F/BETA | WN.M437 | - |  |  |  | 1
EQ019786 |  | Adapter |  | Powerpipette adapter | VWR | Sanchez Roman, Monica | VU/F/BETA | WN.M437 | - |  |  |  | 1
EQ019785 | Multitool | Other |  | Dremel multitool | Dremel | Sanchez Roman, Monica | VU/F/BETA | WN.M437 | - |  |  |  | 1
EQ019784 |  | Recirculating Chiller |  | Thermoflex water chiller (ICAP) | Thermo Fisher Scientific | Hagen-Peter, Graham | VU/F/BETA | WN.EK37 | - |  |  |  | 1
EQ019783 |  | Extension Cable |  | Brennenstuhl extension cord 25 m | Brennenstuhl | Hagen-Peter, Graham | VU/F/BETA | WN.E036 | - |  |  |  | 1
EQ019782 |  | Vacuum Cleaner |  | Miele expert vacuum cleaner | Miele | Hagen-Peter, Graham | VU/F/BETA | WN.E036 | - |  |  |  | 1
EQ019781 | desolvator | Other |  | Aridus |  | Hagen-Peter, Graham | VU/F/BETA | WN.E036 | - |  |  |  | 1
EQ019780 |  | Label Writer |  | Dymo labelmaker | Dymo | Hagen-Peter, Graham | VU/F/BETA | WN.E036 | - |  |  |  | 1
EQ019779 |  | Label Writer |  | Dymo LetraTag labelmaker | Dymo | Hagen-Peter, Graham | VU/F/BETA | WN.E036 | - |  |  |  | 1
EQ019778 |  | Computer Monitor |  | Monitor | Hewlett Packard (HP) | Vonk, Jorien | VU/F/BETA | WN.F325 | - |  |  |  | 1
EQ019777 |  | Computer |  | Computer | Hewlett Packard (HP) | Vonk, Jorien | VU/F/BETA | WN.F325 | - |  |  |  | 1
EQ019776 |  | Sample Preparation Unit |  | Prep-GC/FID |  | Vonk, Jorien | VU/F/BETA | WN.F325 | - |  |  |  | 1
EQ019775 |  | Autosampler |  | Autosampler DeltaPlus | CTC Analytics | Verdegaal-Warmerdam, SJA | VU/F/BETA/AW | WN.F313 | - |  |  |  | 1
EQ019774 |  | Adapter |  | Power cable | XP Power | Verdegaal-Warmerdam, SJA | VU/F/BETA/AW | WN.F313A | - |  |  |  | 1 | AML120PS36
EQ019773 |  | Autosampler |  | Picarro Autosampler | Applied Instruments | Verdegaal-Warmerdam, SJA | VU/F/BETA/AW | WN.F313A | - |  |  |  | 1 | ALS-G xyz robotic autosampler
EQ019772 |  | Computer |  | Computer | Dell | Verdegaal-Warmerdam, SJA | VU/F/BETA/AW | WN.F313 | - |  |  |  | 1
EQ019771 |  | Cables |  | Cable | Conrad | Verdegaal-Warmerdam, SJA | VU/F/BETA/AW | WN.F313 | - |  |  |  | 1
EQ019770 |  | Computer Monitor |  | PC Monitor | Dell | Verdegaal-Warmerdam, SJA | VU/F/BETA/AW | WN.F313 | - |  |  |  | 1
EQ019769 |  | Autosampler |  | Autosampler | CTC Analytics | Verdegaal-Warmerdam, SJA | VU/F/BETA/AW | WN.F313 | - |  |  |  | 1
EQ019768 |  | Power Supply |  | Power Supply CTC Autosampler | CTC Analytics | Verdegaal-Warmerdam, SJA | VU/F/BETA/AW | WN.F313 | - |  |  |  | 1
EQ019767 |  | Laminar Air Flow Cabinet |  | Interflow laminar flow bench | Interflow | Hagen-Peter, Graham | VU/F/BETA/AW/GEG | WN.E036 | - |  |  |  | 1
EQ019766 |  | Extension Cable |  | red 4-socket extension cord |  | Hagen-Peter, Graham | VU/F/BETA/AW/GEG | WN.E036 | - |  |  |  | 1
EQ019765 |  | Pump/Compressor |  | rotary pump for iCAP TQ |  | Hagen-Peter, Graham | VU/F/BETA/AW/GEG | WN.E036 | - |  |  |  | 1
EQ019764 |  | Computer Monitor |  | Dell monitor for iCAP TQ | Dell | Hagen-Peter, Graham | VU/F/BETA/AW/GEG | WN.E036 | - |  |  |  | 1
EQ019763 |  | Computer |  | Dell computer for iCAP TQ | Dell | Hagen-Peter, Graham | VU/F/BETA/AW/GEG | WN.E036 | - |  |  |  | 1
EQ019762 |  | Autosampler |  | ESI SC-4DX autosampler |  | Hagen-Peter, Graham | VU/F/BETA/AW/GEG | WN.E036 | - |  |  |  | 1
EQ019761 |  | Mass Spectrometer |  | iCAP TQ | Thermo Scientific | Hagen-Peter, Graham | VU/F/BETA/AW/GEG | WN.E036 | - |  |  |  | 1 | iCAP TQ
EQ019760 |  | Computer Monitor |  | LG monitor |  | Hagen-Peter, Graham | VU/F/BETA/AW/GEG | WN.E036 | - |  |  |  | 1
EQ019759 |  | Peristaltic Pump |  | Gilson Minipuls 3 peristaltic pump |  | Hagen-Peter, Graham | VU/F/BETA/AW/GEG | WN.E036 | - |  |  |  | 1
EQ019758 | ESI micro DX autosampler | Autosampler |  | SC-micro DX autosampler |  | Hagen-Peter, Graham | VU/F/BETA/AW/GEG | WN.E036 | - |  |  |  | 1
EQ019757 | desolvator | Other |  | Aridus II |  | Hagen-Peter, Graham | VU/F/BETA/AW/GEG | WN.E036 | - |  |  |  | 1 | Aridus II
EQ019756 |  | Computer Monitor |  | Monitor Micro-Mill2 | Dell | Verdegaal-Warmerdam, SJA | VU/F/BETA/AW | WN.F327 | - |  |  |  | 1
EQ019755 |  | Crusher controller |  | Crusher-controller | Afdeling Elektronica Faculteit Biologie VU | Verdegaal-Warmerdam, SJA | VU/F/BETA/AW | WN.F313A | - |  |  |  | 1
EQ019754 |  | Computer Monitor |  | ZEISS Axiolab 5 computer monitor 2 |  | Brouwer, Fraukje | VU/F/BETA/AW/GEG/GEGC(MS) | WN.H319 | - |  |  |  | 1
EQ019753 |  | Computer Monitor |  | ZEISS Axiolab 5 computer monitor 1 |  | Brouwer, Fraukje | VU/F/BETA/AW/GEG/GEGC(MS) | WN.H319 | - |  |  |  | 1
EQ019752 |  | Computer |  | ZEISS Axiolab 5 computer |  | Brouwer, Fraukje | VU/F/BETA/AW/GEG/GEGC(MS) | WN.H319 | - |  |  |  | 1
EQ019751 |  | Microscope |  | ZEISS Axiolab 5 microscope |  | Brouwer, Fraukje | VU/F/BETA/AW/GEG/GEGC(MS) | WN.H319 | - |  |  |  | 1
EQ019750 |  | Light Source |  | Binoc light source | Olympus | Verdegaal-Warmerdam, SJA | VU/F/BETA/AW | WN.F327 | - |  |  |  | 1 | Highlight 3000
EQ019749 |  | Drill |  | Micro-Mill2 | Elemental Scientific Inc. | Verdegaal-Warmerdam, SJA | VU/F/BETA/AW | WN.F327 | - |  |  |  | 1
EQ019748 |  | Light Source |  | Bureau lamp | Ikea | Verdegaal-Warmerdam, SJA | VU/F/BETA/AW | WN.F327 | - |  |  |  | 1
EQ019747 |  | Ultrasonic Cleaner |  | Ultrasonic bath | Toolcraft | Verdegaal-Warmerdam, SJA | VU/F/BETA/AW | WN.F313A | - |  |  |  | 1 | JP-030
EQ019746 |  | Vortex |  | Vortex mixer | Velp | Verdegaal-Warmerdam, SJA | VU/F/BETA/AW | WN.F313A | - |  |  |  | 1 | ZX4
EQ019745 |  | Vacuum Cleaner |  | Hand held vacuum cleaner |  | Westrenen, Wim van | VU/F/BETA/AW/GEG/GEGA | WN.F021 | - |  |  |  | 1
EQ019744 |  | Battery Charger |  | Charger for handheld vacuum cleaner |  | Westrenen, Wim van | VU/F/BETA/AW/GEG/GEGA | WN.F021 | - |  |  |  | 1
EQ019743 |  | Heater |  | Electric heater |  | Westrenen, Wim van | VU/F/BETA/AW/GEG/GEGA | WN.F021 | - |  |  |  | 1
EQ019742 |  | Air Purifier |  | Ventilator |  | Westrenen, Wim van | VU/F/BETA/AW/GEG/GEGA | WN.F021 | - |  |  |  | 1 | Ventilator SEM room
EQ019741 |  | Hot Plate |  | Hot plate |  | Westrenen, Wim van | VU/F/BETA/AW/GEG/GEGA | WN.EK45 | - |  |  |  | 1
EQ019740 |  | Extension Cable |  | Extension cable SEM white |  | Westrenen, Wim van | VU/F/BETA/AW/GEG/GEGA | WN.F021 | - |  |  |  | 1
EQ019739 |  | Extension Cable |  | Extension cable SEM brown |  | Westrenen, Wim van | VU/F/BETA/AW/GEG/GEGA | WN.F021 | - |  |  |  | 1
EQ019738 |  | Lamp |  | Lamp at SEM microscope |  | Westrenen, Wim van | VU/F/BETA/AW/GEG/GEGA | WN.F021 | - |  |  |  | 1
EQ019737 |  | Microscope |  | Microscope with light at SEM |  | Westrenen, Wim van | VU/F/BETA/AW/GEG/GEGA | WN.F021 | - |  |  |  | 1
EQ019736 |  | Extension Cable |  | Verlengsnoer Struers |  | Westrenen, Wim van | VU/F/BETA/AW/GEG/GEGA | WN.F021 | - |  |  |  | 1
EQ019735 |  | Electronic Signal Processing Device |  | SEM digital pulse processor |  | Westrenen, Wim van | VU/F/BETA/AW/GEG/GEGA | WN.F021 | - |  |  |  | 1
EQ019734 |  | Power Supply |  | SEM EDS detector power unit |  | Westrenen, Wim van | VU/F/BETA/AW/GEG/GEGA | WN.F021 | - |  |  |  | 1
EQ019733 |  | Printer |  | Printer at desktop SEM 2 of 2 |  | Westrenen, Wim van | VU/F/BETA/AW/GEG/GEGA | WN.F021 | - |  |  |  | 1 | Brother printer at SEM
EQ019732 |  | Printer |  | Printer at desktop SEM 1 of 2 |  | Westrenen, Wim van | VU/F/BETA/AW/GEG/GEGA | WN.F021 | - |  |  |  | 1 | Brother
EQ019731 |  | Computer Monitor |  | Monitor of desktop computer SEM |  | Westrenen, Wim van | VU/F/BETA/AW/GEG/GEGA | WN.F021 | - |  |  |  | 1 | Monitor for DELL desktop for SEM
EQ019730 |  | Computer |  | Desktop computer SEM |  | Westrenen, Wim van | VU/F/BETA/AW/GEG/GEGA | WN.F021 | - |  |  |  | 1 | DELL desktop (Tower model) Windows PC
EQ019729 |  | Vacuum Pump |  | SEM vacuum pump |  | Westrenen, Wim van | VU/F/BETA/AW/GEG/GEGA | WN.F021 | - |  |  |  | 1 | Vacuum pump, integral part of JEOL desktop SEM
EQ019728 |  | Microscope |  | JEOL Desktop SEM |  | Westrenen, Wim van | VU/F/BETA/AW/GEG/GEGA | WN.F021 | - |  |  |  | 1 | JEOL desktop SEM
EQ019727 |  | Extension Cable |  | Haspel |  | Westrenen, Wim van | VU/F/BETA/AW/GEG/GEGA | WN.F021 | - |  |  |  | 1
EQ019726 |  | Shaker/Mixer |  | Staafmixer |  | Westrenen, Wim van | VU/F/BETA/AW/GEG/GEGA | WN.F021 | - |  |  |  | 1
EQ019725 |  | Microscope |  | ZEISS 003-21051 | Zeiss | Uunk, Bertram | VU/F/BETA/AW/GEG/GEGC(MS) | WN.H343 | - |  |  |  | 1
EQ019724 |  | Computer Monitor |  | ZEISS microscope computer monitor |  | Brouwer, Fraukje | VU/F/BETA/AW/GEG/GEGC(MS) | WN.H349 | - |  |  |  | 1
EQ019723 |  | Computer |  | ZEISS microscope computer |  | Brouwer, Fraukje | VU/F/BETA/AW/GEG/GEGC(MS) | WN.H349 | - |  |  |  | 1
EQ019722 |  | Microscope |  | ZEISS microscope | Zeiss | Brouwer, Fraukje | VU/F/BETA/AW/GEG/GEGC(MS) | WN.H349 | - |  |  |  | 1
EQ019721 |  | Microscope |  | ZEISS 003-21049 | Zeiss | Brouwer, Fraukje | VU/F/BETA/AW/GEG/GEGC(MS) | WN.M320 | - |  |  |  | 1
EQ019720 |  | Computer Monitor |  | ZEISS Axioscope 7 computer monitor | Hewlett Packard (HP) | Zhou, Lingli | VU/F/BETA/AW/GEG/GEGC(MS) | WN.H351 | - |  |  |  | 1
EQ019719 |  | Computer |  | ZEISS Axioscope 7 computer | Hewlett Packard (HP) | Zhou, Lingli | VU/F/BETA/AW/GEG/GEGC(MS) | WN.H351 | - |  |  |  | 1
EQ019718 |  | Microscope |  | ZEISS Axioscope 7 microscope | Zeiss | Zhou, Lingli | VU/F/BETA/AW/GEG/GEGC(MS) | WN.H351 | - |  |  |  | 1
EQ019717 |  | Atomic Absorption Spectrometer |  | DMA 80-evo (Direct Mercury Analyser) | Milestone | Percival, Lawrence | VU/F/BETA/AW/GEG/GEGF | WN.F325 | - |  |  |  | 1
EQ019716 |  | Extension Cable |  | Extension cable |  | Percival, Lawrence | VU/F/BETA/AW/GEG/GEGF | WN.F325 | - |  |  |  | 1
EQ019715 |  | Drill |  | Hand-drill 4 | Proxxon | Verdegaal-Warmerdam, SJA | VU/F/BETA/AW | WN.F313 | - |  |  |  | 1 | GG 12
EQ019714 |  | Drill |  | Hand-drill 3 | Proxxon | Verdegaal-Warmerdam, SJA | VU/F/BETA/AW | WN.F313 | - |  |  |  | 1 | GG 12
EQ019713 |  | Control Unit |  | Microscope joystick controller |  | Westrenen, Wim van | VU/F/BETA/AW/GEG/GEGA | WN.F021 | - |  |  |  | 1 | MW joystick controller
EQ019712 |  | Microscope |  | Zeiss small microscope |  | Westrenen, Wim van | VU/F/BETA/AW/GEG/GEGA | WN.F021 | - |  |  |  | 1 | Zeiss small microscope
EQ019711 |  | Microscope |  | ZEISS Axioplan microscope |  | Westrenen, Wim van | VU/F/BETA/AW/GEG/GEGA | WN.F021 | - |  |  |  | 1 | ZEISS Axioplan HAL100 microscope
EQ019710 |  | Gas Monitor |  | CO detector gas mixing furnace |  | Westrenen, Wim van | VU/F/BETA/AW/GEG/GEGA | WN.EK45 | - |  |  |  | 1 | Draeger wall mounted CO detector for gas mixing furnace
EQ019709 |  | Control Unit |  | CO detector control unit |  | Westrenen, Wim van | VU/F/BETA/AW/GEG/GEGA | WN.EK45 | - |  |  |  | 1 | Draeger CO detector control unit
EQ019708 |  | Extension Cable |  | Extension cable gas mixing furnace |  | Westrenen, Wim van | VU/F/BETA/AW/GEG/GEGA | WN.EK45 | - |  |  |  | 1 | Wall mounted extension cable for gas mixing furnace setup
EQ019707 |  | Control Unit |  | Siemens control box gas mixing furnace |  | Westrenen, Wim van | VU/F/BETA/AW/GEG/GEGA | WN.EK45 | - |  |  |  | 1 | Siemens wall mounted controller for gas mixing furnace
EQ019706 |  | Flow Controller |  | Gas flow controller |  | Westrenen, Wim van | VU/F/BETA/AW/GEG/GEGA | WN.EK45 | - |  |  |  | 1 | Brooks instruments gas flow controller
EQ019705 |  | Computer Monitor |  | PC Monitor gas mixing furnace |  | Westrenen, Wim van | VU/F/BETA/AW/GEG/GEGA | WN.EK45 | - |  |  |  | 1
EQ019704 |  | Computer |  | PC controlling gas mixing furnace |  | Westrenen, Wim van | VU/F/BETA/AW/GEG/GEGA | WN.EK45 | - |  |  |  | 1
EQ019703 |  | Oven |  | Gas mixing furnace |  | Westrenen, Wim van | VU/F/BETA/AW/GEG/GEGA | WN.EK45 | - |  |  |  | 1 | GERO CO/CO2 gas mixing furnace
EQ019702 |  | Hydraulic Press |  | Multi anvil press NINA |  | Westrenen, Wim van | VU/F/BETA/AW/GEG/GEGA | WN.F021 | - |  |  |  | 1 | 800 ton multi anvil press, Walker module, University of Bristol
EQ019701 |  | Hydraulic Press |  | Piston cylinder press DAVE |  | Westrenen, Wim van | VU/F/BETA/AW/GEG/GEGA | WN.F021 | - |  |  |  | 1 | 0.5 inch diameter non end-loaded press, Depths of the Earth
EQ019700 |  | Hydraulic Press |  | Piston cylinder press FREDDY |  | Westrenen, Wim van | VU/F/BETA/AW/GEG/GEGA | WN.F021 | - |  |  |  | 1 | 0.5 inch diameter end loaded piston cylinder press, University of Bristol
EQ019699 |  | Water Bath |  | Waterbad 10L | Vos Instrumenten | Runderkamp, Wendy | VU/F/ACTA/MGW/OCB | AC.11N12 | - |  |  |  | 1 | VOS-12035
EQ019698 |  | Camera controller |  | Camera Display |  | Breeuwsma, Nicole | VU/F/BETA/CNCR/CTG | WN.G350 | - |  |  |  | 1
EQ019697 |  | Camera |  | Axiocam | Zeiss | Breeuwsma, Nicole | VU/F/BETA/CNCR/CTG | WN.G344 | - |  |  |  | 1 | Axiocam 202 mono
EQ019696 |  | Extension Cable |  | Extension Cable |  | Breeuwsma, Nicole | VU/F/BETA/CNCR/CTG | WN.G344 | - |  |  |  | 1 | PSA0257 GR
EQ019695 |  | Adapter |  | Adapter Pipetboy Drummond |  | Breeuwsma, Nicole | VU/F/BETA/CNCR/CTG | WN.G344 | - |  |  |  | 1
EQ019694 |  | Adapter |  | Adapter Pipetboy Integra |  | Breeuwsma, Nicole | VU/F/BETA/CNCR/CTG | WN.G344 | - |  |  |  | 1
EQ019693 |  | Adapter |  | Adapter Pipetboy Drummond |  | Breeuwsma, Nicole | VU/F/BETA/CNCR/CTG | WN.G344 | - |  |  |  | 1
EQ019692 |  | Adapter |  | Adapter Pipetboy Drummond |  | Breeuwsma, Nicole | VU/F/BETA/CNCR/CTG | WN.G344 | - |  |  |  | 1
EQ019691 |  | Adapter |  | Adapter Pipetboy Drummond |  | Breeuwsma, Nicole | VU/F/BETA/CNCR/CTG | WN.G344 | - |  |  |  | 1
EQ019690 |  | Adapter |  | Adapter Pipetboy Falcon |  | Breeuwsma, Nicole | VU/F/BETA/CNCR/CTG | WN.G344 | - |  |  |  | 1
EQ019689 |  | Adapter |  | Adapter Pipetboy Falcon |  | Breeuwsma, Nicole | VU/F/BETA/CNCR/CTG | WN.G344 | - |  |  |  | 1
EQ019688 |  | Adapter |  | Adapter Pipetboy Falcon |  | Breeuwsma, Nicole | VU/F/BETA/CNCR/CTG | WN.G344 | - |  |  |  | 1
EQ019687 |  | Adapter |  | Adapter Pipetboy accu-jet |  | Breeuwsma, Nicole | VU/F/BETA/CNCR/CTG | WN.G344 | - |  |  |  | 1
EQ019686 |  | Extension Cable |  | Extension cable |  | Breeuwsma, Nicole | VU/F/BETA/CNCR/CTG | WN.G344 | - |  |  |  | 1 | ECR10-G
EQ019685 |  | Roller mixer |  | Roller mixer | Stuart Scientific | Breeuwsma, Nicole | VU/F/BETA/CNCR/CTG | WN.G334 | - |  |  |  | 1 | SRT6
EQ019684 |  | Temperature Control Module |  | -70 Freezer Alarm System |  | Breeuwsma, Nicole | VU/F/BETA/CNCR/CTG | WN.G334 | - |  |  |  | 1
EQ019683 | netsnoer | Cables |  | power cable |  | Boujamaa, Mourad | VU/F/BETA/N&S/N&S_ond | WN.U130 | - |  |  |  | 0
EQ019682 | netsnoer | Cables |  | power cable |  | Boujamaa, Mourad | VU/F/BETA/N&S/N&S_ond | WN.U130 | - |  |  |  | 0
EQ019681 | netsnoer | Cables |  | power cable |  | Boujamaa, Mourad | VU/F/BETA/N&S/N&S_ond | WN.U130 | - |  |  |  | 0
EQ019680 | netsnoer | Cables |  | power cable |  | Boujamaa, Mourad | VU/F/BETA/N&S/N&S_ond | WN.U130 | - |  |  |  | 0
EQ019679 | netsnoer | Cables |  | power cable |  | Boujamaa, Mourad | VU/F/BETA/N&S/N&S_ond | WN.U130 | - |  |  |  | 0
EQ019678 | netsnoer | Cables |  | power cable |  | Boujamaa, Mourad | VU/F/BETA/N&S/N&S_ond | WN.U130 | - |  |  |  | 0
EQ019677 | netsnoer | Cables |  | power cable |  | Boujamaa, Mourad | VU/F/BETA/N&S/N&S_ond | WN.U130 | - |  |  |  | 0
EQ019676 | netsnoer | Cables |  | power cable |  | Boujamaa, Mourad | VU/F/BETA/N&S/N&S_ond | WN.U130 | - |  |  |  | 0
EQ019675 | netsnoer | Cables |  | power cable |  | Boujamaa, Mourad | VU/F/BETA/N&S/N&S_ond | WN.U130 | - |  |  |  | 0
EQ019674 | netsnoer | Cables |  | power cable |  | Boujamaa, Mourad | VU/F/BETA/N&S/N&S_ond | WN.U130 | - |  |  |  | 0
EQ019673 | netsnoer | Cables |  | power cable |  | Boujamaa, Mourad | VU/F/BETA/N&S/N&S_ond | WN.U130 | - |  |  |  | 0
EQ019672 | netsnoer | Cables |  | power cable |  | Boujamaa, Mourad | VU/F/BETA/N&S/N&S_ond | WN.U130 | - |  |  |  | 0
EQ019671 | netsnoer | Cables |  | power cable |  | Boujamaa, Mourad | VU/F/BETA/N&S/N&S_ond | WN.U130 | - |  |  |  | 0
EQ019670 | netsnoer | Cables |  | power cable |  | Boujamaa, Mourad | VU/F/BETA/N&S/N&S_ond | WN.U130 | - |  |  |  | 0
EQ019669 | netsnoer | Cables |  | power cable |  | Boujamaa, Mourad | VU/F/BETA/N&S/N&S_ond | WN.U130 | - |  |  |  | 0
EQ019668 | netsnoer | Cables |  | power cable |  | Boujamaa, Mourad | VU/F/BETA/N&S/N&S_ond | WN.U130 | - |  |  |  | 0
EQ019667 | netsnoer | Cables |  | power cable |  | Boujamaa, Mourad | VU/F/BETA/N&S/N&S_ond | WN.U130 | - |  |  |  | 0
EQ019666 | netsnoer | Cables |  | power cable |  | Boujamaa, Mourad | VU/F/BETA/N&S/N&S_ond | WN.U130 | - |  |  |  | 0
EQ019665 | netsnoer | Cables |  | power cable |  | Boujamaa, Mourad | VU/F/BETA/N&S/N&S_ond | WN.U130 | - |  |  |  | 0
EQ019664 | netsnoer | Cables |  | power cable |  | Boujamaa, Mourad | VU/F/BETA/N&S/N&S_ond | WN.U130 | - |  |  |  | 0
EQ019663 | netsnoer | Cables |  | power cable |  | Boujamaa, Mourad | VU/F/BETA/N&S/N&S_ond | WN.U130 | - |  |  |  | 0
EQ019662 | netsnoer | Cables |  | power cable |  | Boujamaa, Mourad | VU/F/BETA/N&S/N&S_ond | WN.U130 | - |  |  |  | 0
EQ019661 | netsnoer | Cables |  | power cable |  | Boujamaa, Mourad | VU/F/BETA/N&S/N&S_ond | WN.U130 | - |  |  |  | 0
EQ019660 | netsnoer | Cables |  | power cable |  | Boujamaa, Mourad | VU/F/BETA/N&S/N&S_ond | WN.U130 | - |  |  |  | 0
EQ019659 | netsnoer | Cables |  | power cable |  | Boujamaa, Mourad | VU/F/BETA/N&S/N&S_ond | WN.U130 | - |  |  |  | 0
EQ019658 | netsnoer | Cables |  | power cable |  | Boujamaa, Mourad | VU/F/BETA/N&S/N&S_ond | WN.U130 | - |  |  |  | 0
EQ019657 |  | Extension Cable |  | socket strip |  | Boujamaa, Mourad | VU/F/BETA/N&S/N&S_ond | WN.U130 | - |  |  |  | 1
EQ019656 |  | Extension Cable |  | socket strip |  | Boujamaa, Mourad | VU/F/BETA/N&S/N&S_ond | WN.U130 | - |  |  |  | 1
EQ019655 |  | Extension Cable |  | socket strip |  | Boujamaa, Mourad | VU/F/BETA/N&S/N&S_ond | WN.U130 | - |  |  |  | 1
EQ019654 |  | Extension Cable |  | socket strip |  | Boujamaa, Mourad | VU/F/BETA/N&S/N&S_ond | WN.U130 | - |  |  |  | 1
EQ019653 |  | Extension Cable |  | socket strip |  | Boujamaa, Mourad | VU/F/BETA/N&S/N&S_ond | WN.U130 | - |  |  |  | 1
EQ019652 |  | Extension Cable |  | socket strip |  | Boujamaa, Mourad | VU/F/BETA/N&S/N&S_ond | WN.U130 | - |  |  |  | 1
EQ019651 |  | Extension Cable |  | socket strip |  | Boujamaa, Mourad | VU/F/BETA/N&S/N&S_ond | WN.U130 | - |  |  |  | 1
EQ019650 |  | Extension Cable |  | socket strip |  | Boujamaa, Mourad | VU/F/BETA/N&S/N&S_ond | WN.U130 | - |  |  |  | 1
EQ019649 |  | Extension Cable |  | socket strip |  | Boujamaa, Mourad | VU/F/BETA/N&S/N&S_ond | WN.U130 | - |  |  |  | 1
EQ019648 |  | Extension Cable |  | socket strip |  | Boujamaa, Mourad | VU/F/BETA/N&S/N&S_ond | WN.U130 | - |  |  |  | 1
EQ019647 |  | Extension Cable |  | socket strip |  | Boujamaa, Mourad | VU/F/BETA/N&S/N&S_ond | WN.U130 | - |  |  |  | 1
EQ019646 |  | Extension Cable |  | socket strip |  | Boujamaa, Mourad | VU/F/BETA/N&S/N&S_ond | WN.U130 | - |  |  |  | 1
EQ019645 |  | Extension Cable |  | cable reel |  | Boujamaa, Mourad | VU/F/BETA/N&S/N&S_ond | WN.U130 | - |  |  |  | 1
EQ019644 |  | Extension Cable |  | cable reel |  | Boujamaa, Mourad | VU/F/BETA/N&S/N&S_ond | WN.U130 | - |  |  |  | 1
EQ019643 |  | Extension Cable |  | cable reel |  | Boujamaa, Mourad | VU/F/BETA/N&S/N&S_ond | WN.U130 | - |  |  |  | 1
EQ019642 |  | Extension Cable |  | cable reel |  | Boujamaa, Mourad | VU/F/BETA/N&S/N&S_ond | WN.U130 | - |  |  |  | 1
EQ019641 |  | Extension Cable |  | cable reel |  | Boujamaa, Mourad | VU/F/BETA/N&S/N&S_ond | WN.U130 | - |  |  |  | 1
EQ019640 |  | Extension Cable |  | cable reel |  | Boujamaa, Mourad | VU/F/BETA/N&S/N&S_ond | WN.U130 | - |  |  |  | 1
EQ019639 |  | Extension Cable |  | cable reel |  | Boujamaa, Mourad | VU/F/BETA/N&S/N&S_ond | WN.U130 | - |  |  |  | 1
EQ019638 |  | Extension Cable |  | cable reel |  | Boujamaa, Mourad | VU/F/BETA/N&S/N&S_ond | WN.U130 | - |  |  |  | 1
EQ019637 |  | Extension Cable |  | cable reel |  | Boujamaa, Mourad | VU/F/BETA/N&S/N&S_ond | WN.U130 | - |  |  |  | 1
EQ019636 |  | Extension Cable |  | cable reel |  | Boujamaa, Mourad | VU/F/BETA/N&S/N&S_ond | WN.U130 | - |  |  |  | 1
EQ019635 |  | Extension Cable |  | cable reel |  | Boujamaa, Mourad | VU/F/BETA/N&S/N&S_ond | WN.U130 | - |  |  |  | 1
EQ019634 |  | Extension Cable |  | cable reel |  | Boujamaa, Mourad | VU/F/BETA/N&S/N&S_ond | WN.U130 | - |  |  |  | 1
EQ019633 |  | Extension Cable |  | cable reel |  | Boujamaa, Mourad | VU/F/BETA/N&S/N&S_ond | WN.U130 | - |  |  |  | 1
EQ019632 |  | Incubator |  | Incubator | Binder | Breeuwsma, Nicole | VU/F/BETA/CNCR/CTG | WN.G344 | - |  |  |  | 1
EQ019631 |  | Incubator |  | Incubator | Binder | Breeuwsma, Nicole | VU/F/BETA/CNCR/CTG | WN.G344 | - |  |  |  | 1
EQ019630 |  | Incubator |  | Incubator | Binder | Breeuwsma, Nicole | VU/F/BETA/CNCR/CTG | WN.G344 | - |  |  |  | 1
EQ019629 |  | Incubator |  | Incubator | Binder | Breeuwsma, Nicole | VU/F/BETA/CNCR/CTG | WN.G344 | - |  |  |  | 1
EQ019628 |  | Centrifuge |  | Eppendorf Centrifuge | Eppendorf | Breeuwsma, Nicole | VU/F/BETA/CNCR/CTG | WN.G334 | - |  |  |  | 1 | 8510
EQ019627 |  | Microscope |  | Microscope | Zeiss | Breeuwsma, Nicole | VU/F/BETA/CNCR/CTG | WN.G344 | - |  |  |  | 1 | ID03 9311005
EQ019626 |  | Balance |  | Satorius microbalance | Hansatech Instruments | Hagen, Martine | VU/F/BETA/AW/AEK/AEKE | WN.M405C | - |  |  |  | 1
EQ019625 |  | Computer |  | Computer TGA | Hewlett Packard (HP) | Hagen, Martine | VU/F/BETA/AW/AEK/AEKE | WN.M429 | - |  |  |  | 1 | HP intel core 15
EQ019624 |  | Computer Monitor |  | HP COMPAQ LA2205 WG beeldscherm | Hewlett Packard (HP) | Hagen, Martine | VU/F/BETA/AW/AEK/AEKE | WN.M429 | - |  |  |  | 1 | LA 2205 WG
EQ019623 |  | External Hard Disk |  | Intenso externe harddisk | Manutan | Hagen, Martine | VU/F/BETA/AW/AEK/AEKE | WN.M405B | - |  |  |  | 1
EQ019622 |  | Light Source |  | Intalux 2000 | Wild Heerbrugg | Hagen, Martine | VU/F/BETA/AW/AEK/AEKE | WN.M405B | - |  |  |  | 1
EQ019621 |  | Freezer |  | -70 Freezer | Thermo Scientific | Breeuwsma, Nicole | VU/F/BETA/CNCR/CTG | WN.G334 | - |  |  |  | 1 | REVCO elite plus
EQ019620 |  | Radio |  | Radio | Philips | Breeuwsma, Nicole | VU/F/BETA/CNCR/CTG | WN.G334 | - |  |  |  | 1 | AE2160 portable radio
EQ019619 |  | Vortex |  | Vortex | Scientific Industries Inc. | Breeuwsma, Nicole | VU/F/BETA/CNCR/CTG | WN.G334 | - |  |  |  | 1 | Vortex genie 2
EQ019618 |  | Centrifuge |  | Microcentrifuge | VWR | Breeuwsma, Nicole | VU/F/BETA/CNCR/CTG | WN.G334 | - |  |  |  | 1 | Ministar
EQ019617 |  | Thermal Cycler / PCR System |  | PCR machine | Applied biosystems | Breeuwsma, Nicole | VU/F/BETA/CNCR/CTG | WN.G334 | - |  |  |  | 1 | 2720 therma cycler
EQ019616 |  | Temperature Control Module |  | LN2 tank monitoring system |  | Breeuwsma, Nicole | VU/F/BETA/CNCR/CTG | WN.G334 | - |  |  |  | 1 | cryofill solutions, 101729
EQ019615 |  | Light Source |  | Intralux 6000 | Volpi | Hagen, Martine | VU/F/BETA/AW/AEK/AEKE | WN.M405 | - |  |  |  | 1 | Intralux 6000
EQ019614 |  | Adapter |  | HandyStep Touch & Adapter | Brand | Hagen, Martine | VU/F/BETA/AW/AEK/AEKE | WN.M405A | - |  |  |  | 1 | HandyStep Touch
EQ019613 |  | Vortex |  | ZX4 Advanced IR Vortex Mixer | Velp | Hagen, Martine | VU/F/BETA/AW/AEK/AEKE | WN.M405A | - |  |  |  | 1 | ZX4 Advanced IR Voretx Mixer
EQ019612 |  | Vortex |  | Vortex Genie Pulse | Scientific Industries Inc. | Hagen, Martine | VU/F/BETA/AW/AEK/AEKE | WN.M405A | - |  |  |  | 1 | Si-P256
EQ019611 |  | Power Supply |  | Microscope Power Unit | Wild Heerbrugg | Breeuwsma, Nicole | VU/F/BETA/CNCR/CTG | WN.G344 | - |  |  |  | 1 | Mtr22
EQ019610 |  | Computer Monitor |  | Monitor | Hewlett Packard (HP) | Breeuwsma, Nicole | VU/F/BETA/CNCR/CTG | WN.G344 | - |  |  |  | 1 | elite display E241i
EQ019609 |  | Computer |  | Computer | Hewlett Packard (HP) | Breeuwsma, Nicole | VU/F/BETA/CNCR/CTG | WN.G344 | - |  |  |  | 1 | Prodesk
EQ019608 |  | Computer Monitor |  | Monitor | Hewlett Packard (HP) | Breeuwsma, Nicole | VU/F/BETA/CNCR/CTG | WN.G344 | - |  |  |  | 1
EQ019607 |  | Computer |  | Computer | Hewlett Packard (HP) | Breeuwsma, Nicole | VU/F/BETA/CNCR/CTG | WN.G344 | - |  |  |  | 1 | elite mini
EQ019606 |  | Oven |  | Hybridization Oven | Analytik Jena | Breeuwsma, Nicole | VU/F/BETA/CNCR/CTG | WN.G344 | - |  |  |  | 0 | UVP hybridizen oven
EQ019605 |  | Oven |  | Hybridization Oven | Analytik Jena | Breeuwsma, Nicole | VU/F/BETA/CNCR/CTG | WN.G344 | - |  |  |  | 1 | UVP hybridizen oven
EQ019604 |  | Microscope |  | Microscope | Zeiss | Breeuwsma, Nicole | VU/F/BETA/CNCR/CTG | WN.G344 | - |  |  |  | 1 | Axiovert 40C
EQ019603 |  | Laptop |  | Laptop | Dell | Breeuwsma, Nicole | VU/F/BETA/CNCR/CTG | WN.G344 | - |  |  |  | 1 | Latitude 5300
EQ019602 |  | Label Writer |  | Label Printer | Brady NL | Breeuwsma, Nicole | VU/F/BETA/CNCR/CTG | WN.G344 | - |  |  |  | 1 | BBP12
EQ019601 |  | Water Bath |  | Water Bath | Lauda | Breeuwsma, Nicole | VU/F/BETA/CNCR/CTG | WN.G344 | - |  |  |  | 1 | AQUAline AL25
EQ019600 |  | Microscope |  | Microscope | Zeiss | Breeuwsma, Nicole | VU/F/BETA/CNCR/CTG | WN.G344 | - |  |  |  | 1 | Primovert
EQ019599 |  | Radio |  | Radio | Kenwood | Hagen, Martine | VU/F/BETA/AW/AEK/AEKE | WN.M405 | - |  |  |  | 1 | CR-ST80DB
EQ019598 |  | Radio |  | Radio | Philips | Elsas, R van | VU/F/BETA/AW/GEG | WN.KBK63 | - |  |  |  | 1
EQ019597 |  | Vacuum Cleaner |  | Stofzuiger (blauw) |  | Elsas, R van | VU/F/BETA/AW | WN.KBK63 | - |  |  |  | 1
EQ019596 |  | Ultrasonic Cleaner |  | Ultrasone bad (rond) | Branson | Elsas, R van | VU/F/BETA/AW/GEG | WN.KBK63 | - |  |  |  | 1
EQ019595 |  | Power Supply |  | Regelbare Voeding |  | Elsas, R van | VU/F/BETA/AW | WN.KBK63 | - |  |  |  | 1
EQ019594 |  | Vibrator |  | Doseergoot |  | Elsas, R van | VU/F/BETA/AW | WN.KBK63 | - |  |  |  | 1
EQ019593 |  | Lamp |  | Ikea Lamp |  | Elsas, R van | VU/F/BETA/AW/GEG | WN.KBK63 | - |  |  |  | 1
EQ019592 |  | Lamp |  | Ikea Lamp |  | Elsas, R van | VU/F/BETA/AW/GEG | WN.KBK63 | - |  |  |  | 1
EQ019591 |  | Water Pump |  | Water pomp |  | Elsas, R van | VU/F/BETA/AW | WN.KBK63 | - |  |  |  | 1
EQ019590 |  | Vibrator |  | Doseergoot (grijs) |  | Elsas, R van | VU/F/BETA/AW | WN.KBK63 | - |  |  |  | 1
EQ019589 |  | Vibrator |  | Doseergoot (blauw-grijs) |  | Elsas, R van | VU/F/BETA/AW | WN.KBK63 | - |  |  |  | 1
EQ019588 |  | Power Supply |  | Regelbare Voeding |  | Elsas, R van | VU/F/BETA/AW | WN.KBK63 | - |  |  |  | 1
EQ019587 |  | Shaker/Mixer |  | Mixer |  | Elsas, R van | VU/F/BETA/AW | WN.KBK63 | - |  |  |  | 1
EQ019586 |  | Pump/Compressor |  | lucht pomp |  | Elsas, R van | VU/F/BETA/AW | WN.KBK63 | - |  |  |  | 1
EQ019585 |  | Power Supply |  | Power Supply DC |  | Elsas, R van | VU/F/BETA/AW | WN.KBK63 | - |  |  |  | 1
EQ019584 |  | Vacuum Cleaner |  | Stofzuiger |  | Elsas, R van | VU/F/BETA/AW | WN.KBK63 | - |  |  |  | 1 | Kiekens KE1000
EQ019583 |  | Water Bath |  | Oliebad (reserve) |  | Elsas, R van | VU/F/BETA/AW | WN.KBK63 | - |  |  |  | 1
EQ019582 |  | Gas Burner |  | Bunsen Burner | WLD-Tec | Breeuwsma, Nicole | VU/F/BETA/CNCR/CTG | WN.G344 | - |  |  |  | 1 | Fuego SCS basic RF
EQ019581 |  | Gas Burner |  | Bunsen Burner | WLD-Tec | Breeuwsma, Nicole | VU/F/BETA/CNCR/CTG | WN.G344 | - |  |  |  | 1 | Fuego SCS basic RF
EQ019580 |  | Gas Burner |  | Bunsen Burner | WLD-Tec | Breeuwsma, Nicole | VU/F/BETA/CNCR/CTG | WN.G344 | - |  |  |  | 1 | Fuego SCS basic RF
EQ019579 |  | Gas Burner |  | Bunsen Burner | WLD-Tec | Breeuwsma, Nicole | VU/F/BETA/CNCR/CTG | WN.G344 | - |  |  |  | 1 | Fuego SCS basic RF
EQ019578 |  | Extension Cable |  | Verlengsnoer |  | Elsas, R van | VU/F/BETA/AW | WN.EK38 | - |  |  |  | 1
EQ019577 |  | Extension Cable |  | Verlengsnoer |  | Elsas, R van | VU/F/BETA/AW | WN.EK38 | - |  |  |  | 1
EQ019576 |  | Extension Cable |  | Verlengsnoer |  | Elsas, R van | VU/F/BETA/AW | WN.EK38 | - |  |  |  | 1
EQ019575 |  | Rotary Evaporator |  | RotaVap |  | Elsas, R van | VU/F/BETA/AW | WN.EK38 | - |  |  |  | 1
EQ019574 |  | Water Bath |  | Oliebad |  | Elsas, R van | VU/F/BETA/AW | WN.EK38 | - |  |  |  | 1
EQ019573 |  | Freezer |  | Freezer Controller | Liebherr | Elsas, R van | VU/F/BETA/AW | WN.EK38 | - |  |  |  | 1
EQ019572 |  | Incubator |  | Mini incubator | VWR | Breeuwsma, Nicole | VU/F/BETA/CNCR/CTG | WN.G344 | - |  |  |  | 1 | INCU-line IL10
EQ019571 |  | Centrifuge |  | Eppendorf Centrifuge | Eppendorf | Breeuwsma, Nicole | VU/F/BETA/CNCR/CTG | WN.G344 | - |  |  |  | 1 | 5810
EQ019570 |  | Cell Counter |  | Cell Counter | Invitrogen | Breeuwsma, Nicole | VU/F/BETA/CNCR/CTG | WN.G344 | - |  |  |  | 1 | Countess 3
EQ019569 |  | Vortex |  | Vortex | Scientific Industries Inc. | Breeuwsma, Nicole | VU/F/BETA/CNCR/CTG | WN.G344 | - |  |  |  | 1 | Vortex genie 2
EQ019568 |  | Radio |  | Radio | Philips | Breeuwsma, Nicole | VU/F/BETA/CNCR/CTG | WN.G344 | - |  |  |  | 1 | A2160 portable radio
EQ019567 |  | Centrifuge |  | Microcentrifuge | VWR | Breeuwsma, Nicole | VU/F/BETA/CNCR/CTG | WN.G344 | - |  |  |  | 1 | Ministar
EQ019566 |  | Light Source |  | Multicolor LED Light Source | Zeiss | Breeuwsma, Nicole | VU/F/BETA/CNCR/CTG | WN.G344 | - |  |  |  | 1 | Colibri 7 Zeiss microscopy GmbH
EQ019565 |  | Microscope |  | Fluorescent Microscope | Zeiss | Breeuwsma, Nicole | VU/F/BETA/CNCR/CTG | WN.G344 | - |  |  |  | 1 | Axio Zeiss vert.A1
EQ019564 |  | Camera |  | Camera | Canon | Breeuwsma, Nicole | VU/F/BETA/CNCR/CTG | WN.G350 | - |  |  |  | 1 | CA-PS800N
EQ019563 |  | Lamp |  | Ikea Lamp |  | Elsas, R van | VU/F/BETA/AW/GEG | WN.E022 | - |  |  |  | 1
EQ019562 |  | Lamp |  | Ikea Lamp |  | Elsas, R van | VU/F/BETA/AW/GEG | WN.E022 | - |  |  |  | 1
EQ019561 |  | Lamp |  | Ikea Lamp |  | Elsas, R van | VU/F/BETA/AW/GEG | WN.E022 | - |  |  |  | 1
EQ019560 |  | Lamp |  | Ikea Lamp |  | Elsas, R van | VU/F/BETA/AW/GEG | WN.E022 | - |  |  |  | 1
EQ019559 |  | Lamp |  | Ikea Lamp |  | Elsas, R van | VU/F/BETA/AW/GEG | WN.E022 | - |  |  |  | 1
EQ019558 |  | Lamp |  | Ikea Lamp |  | Elsas, R van | VU/F/BETA/AW/GEG | WN.E022 | - |  |  |  | 1
EQ019557 |  | Lamp |  | Ikea Lamp |  | Elsas, R van | VU/F/BETA/AW/GEG | WN.E022 | - |  |  |  | 1
EQ019556 |  | Lamp |  | Ikea Lamp |  | Elsas, R van | VU/F/BETA/AW/GEG | WN.E022 | - |  |  |  | 1
EQ019555 |  | Lamp |  | Ikea Lamp |  | Elsas, R van | VU/F/BETA/AW/GEG | WN.E022 | - |  |  |  | 1
EQ019554 |  | Lamp |  | Ikea Lamp |  | Elsas, R van | VU/F/BETA/AW/GEG | WN.E022 | - |  |  |  | 1
EQ019553 |  | Valve Driver |  | Klep systeem LOC-10 |  | Elsas, R van | VU/F/BETA/AW/GEG | WN.E022 | - |  |  |  | 1
EQ019552 |  | Valve Driver |  | Klep systeem LOC-50 |  | Elsas, R van | VU/F/BETA/AW/GEG | WN.E022 | - |  |  |  | 1
EQ019551 |  | Extension Cable |  | Haspel |  | Elsas, R van | VU/F/BETA/AW/GEG | WN.E022 | - |  |  |  | 1
EQ019550 |  | Vibrator |  | Verenkelgoot |  | Elsas, R van | VU/F/BETA/AW/GEG | WN.E022 | - |  |  |  | 1
EQ019549 |  | Vibrator |  | Mini Faultable | Mettler (Toledo) | Elsas, R van | VU/F/BETA/AW/GEG | WN.E022 | - |  |  |  | 1
EQ019548 |  | Vibrator |  | Doseergoot | Mettler (Toledo) | Elsas, R van | VU/F/BETA/AW/GEG | WN.E022 | - |  |  |  | 1
EQ019547 |  | Roller mixer |  | Roller mixer | Stuart Scientific | Breeuwsma, Nicole | VU/F/BETA/CNCR/CTG | WN.G344 | - |  |  |  | 1 | SRT6D
EQ019546 |  | Shaker/Mixer |  | Platform Shaker | New Brunswick Scientific | Breeuwsma, Nicole | VU/F/BETA/CNCR/CTG | WN.G344 | - |  |  |  | 1 | Innova 2000
EQ019545 |  | Vortex |  | Vortex | Scientific Industries Inc. | Breeuwsma, Nicole | VU/F/BETA/CNCR/CTG | WN.G344 | - |  |  |  | 1 | Vortex-genie 2
EQ019544 |  | Centrifuge |  | Fresco 17 Microcentrifuge | Thermo Scientific | Breeuwsma, Nicole | VU/F/BETA/CNCR/CTG | WN.G344 | - |  |  |  | 1
EQ019543 |  | Centrifuge |  | Fresco 17 Microcentrifuge | Thermo Scientific | Breeuwsma, Nicole | VU/F/BETA/CNCR/CTG | WN.G344 | - |  |  |  | 1
EQ019542 |  | Vortex |  | Vortex | Scientific Industries Inc. | Breeuwsma, Nicole | VU/F/BETA/CNCR/CTG | WN.G344 | - |  |  |  | 1 | Vortex-genie 2. SI-0256
EQ019541 |  | Spectrophotometer |  | Nanodrop | Thermo Scientific | Breeuwsma, Nicole | VU/F/BETA/CNCR/CTG | WN.G344 | - |  |  |  | 1 | nanodrop 2000C
EQ019540 |  | Shaker/Mixer |  | Rocking platform | VWR | Breeuwsma, Nicole | VU/F/BETA/CNCR/CTG | WN.G344 | - |  |  |  | 1
EQ019539 |  | Shaker/Mixer |  | Thermomixer | Eppendorf | Breeuwsma, Nicole | VU/F/BETA/CNCR/CTG | WN.G344 | - |  |  |  | 1
EQ019538 |  | Incubator |  | Mini incubator | VWR | Breeuwsma, Nicole | VU/F/BETA/CNCR/CTG | WN.G344 | - |  |  |  | 1 | INCU-line IL-10
EQ019537 |  | Centrifuge |  | Microcentrifuge | VWR | Breeuwsma, Nicole | VU/F/BETA/CNCR/CTG | WN.G350 | - |  |  |  | 1 | Ministar silverline
EQ019536 |  | Electrophoresis Power Supply |  | Westernblot Powersource | VWR | Breeuwsma, Nicole | VU/F/BETA/CNCR/CTG | WN.G350 | - |  |  |  | 1
EQ019535 |  | UV Box |  | Benchtop UV transilluminator | UVP | Breeuwsma, Nicole | VU/F/BETA/CNCR/CTG | WN.G350 | - |  |  |  | 1
EQ019534 |  | Freezer |  | Freezer |  | Zalm, R | VU/F/BETA/CNCR/FGA | WN.C208 | - |  |  |  | 1
EQ019533 |  | Freezer |  | -150 Freezer |  | Zalm, R | VU/F/BETA/CNCR/FGA | WN.B216 | - |  |  |  | 1
EQ019532 |  | Adapter |  | adapter monitor |  | Zalm, R | VU/F/BETA/CNCR/FGA | WN.A436 | - |  |  |  | 1
EQ019531 |  | Refrigerator |  | Refrigerator |  | Klein, Bart | VU/F/BETA/CNCR/FGA | WN.A327 | - |  |  |  | 1
EQ019530 |  | Extension Cable |  | Stekkerdoos |  | Klein, Bart | VU/F/BETA/CNCR/FGA | WN.A327 | - |  |  |  | 1
EQ019529 |  | Extension Cable |  | Stekkerdoos |  | Klein, Bart | VU/F/BETA/CNCR/FGA | WN.A327 | - |  |  |  | 1
EQ019528 |  | Adapter |  | adapter pipetman |  | Klein, Bart | VU/F/BETA/CNCR/FGA | WN.A327 | - |  |  |  | 1
EQ019527 |  | Microwave oven |  | Microwave | Sharp | Breeuwsma, Nicole | VU/F/BETA/CNCR/CTG | WN.G350 | - |  |  |  | 1
EQ019526 |  | pH Meter |  | pH meter | VWR | Breeuwsma, Nicole | VU/F/BETA/CNCR/CTG | WN.G350 | - |  |  |  | 1
EQ019525 |  | Hot Plate |  | Magnetic hotplate stirrer | VWR | Breeuwsma, Nicole | VU/F/BETA/CNCR/CTG | WN.G350 | - |  |  |  | 1
EQ019524 |  | Hot Plate |  | Magnetic hotplate stirrer | VWR | Breeuwsma, Nicole | VU/F/BETA/CNCR/CTG | WN.G350 | - |  |  |  | 1
EQ019523 |  | Magnetic Stirrer |  | Magnetic stirrer | VWR | Breeuwsma, Nicole | VU/F/BETA/CNCR/CTG | WN.G350 | - |  |  |  | 1
EQ019522 |  | Balance |  | Analytical Balance | Sartorius | Breeuwsma, Nicole | VU/F/BETA/CNCR/CTG | WN.G350 | - |  |  |  | 1 | CPA2202S
EQ019521 |  | Balance |  | Analytical Balance | Sartorius | Breeuwsma, Nicole | VU/F/BETA/CNCR/CTG | WN.G350 | - |  |  |  | 1 | CPA223S
EQ019520 |  | Adapter |  | adapter pipetman |  | Zalm, R | VU/F/BETA/CNCR/FGA | WN.A330 | - |  |  |  | 1
EQ019519 |  | Adapter |  | adapter pipetman |  | Zalm, R | VU/F/BETA/CNCR/FGA | WN.A330 | - |  |  |  | 1
EQ019518 |  | Adapter |  | adapter pipetman |  | Zalm, R | VU/F/BETA/CNCR/FGA | WN.A367 | - |  |  |  | 1
EQ019517 |  | Power Supply |  | Laser power |  | Broeke, Jurjen | VU/F/BETA/CNCR/FGA | WN.A044 | - |  |  |  | 1
EQ019516 |  | Extension Cable |  | Stekkerdoos |  | Broeke, Jurjen | VU/F/BETA/CNCR/FGA | WN.B210 | - |  |  |  | 1
EQ019515 |  | Extension Cable |  | Stekkerdoos |  | Broeke, Jurjen | VU/F/BETA/CNCR/FGA | WN.C206 | - |  |  |  | 1
EQ019514 |  | Lamp |  | Lamp | VU | Broeke, Jurjen | VU/F/BETA/CNCR/FGA | WN.A044 | - |  |  |  | 1
EQ019513 |  | Extension Cable |  | Extension Cable | VU | Broeke, Jurjen | VU/F/BETA/CNCR/FGA | WN.A044 | - |  |  |  | 1
EQ019512 |  | Extension Cable |  | Extension Cable | VU | Broeke, Jurjen | VU/F/BETA/CNCR/FGA | WN.A044 | - |  |  |  | 1
EQ019511 |  | Extension Cable |  | Extension Cable | VU | Broeke, Jurjen | VU/F/BETA/CNCR/FGA | WN.A044 | - |  |  |  | 1
EQ019510 |  | Extension Cable |  | Extension Cable | VU | Broeke, Jurjen | VU/F/BETA/CNCR/FGA | WN.A044 | - |  |  |  | 1
EQ019509 |  | Lamp |  | Lamp | Okolab | Broeke, Jurjen | VU/F/BETA/CNCR/FGA | WN.A221 | - |  |  |  | 1
EQ019508 |  | Motion Controller/Driver |  | Stepper motor |  | Broeke, Jurjen | VU/F/BETA/CNCR/FGA | WN.A221 | - |  |  |  | 1
EQ019507 |  | Extension Cable |  | Stekkerdoos |  | Broeke, Jurjen | VU/F/BETA/CNCR/FGA | WN.A221 | - |  |  |  | 1
EQ019506 |  | Extension Cable |  | Stekkerdoos |  | Broeke, Jurjen | VU/F/BETA/CNCR/FGA | WN.A221 | - |  |  |  | 1
EQ019505 |  | 3D Printer |  | 3D printer Prusa i3 MK3S+ | Prusa | Sasbrink, Bart | VU/F/BETA/N&S/BF&E | WN.G148 | - |  |  |  | 1 | i3 MK3S+
EQ019504 |  | Adapter |  | adapter pipetman |  | Zalm, R | VU/F/BETA/CNCR/FGA | WN.A220 | - |  |  |  | 1
EQ019503 |  | Adapter |  | adapter pipetman |  | Heijneman, Jorin Petrus Henricus | VU/F/BETA/CNCR/FGA | WN.A209 | - |  |  |  | 1
EQ019502 |  | Adapter |  | adapter pipetman |  | Heijneman, Jorin Petrus Henricus | VU/F/BETA/CNCR/FGA | WN.A209 | - |  |  |  | 1
EQ019501 |  | Adapter |  | adapter bunsenburner |  | Heijneman, Jorin Petrus Henricus | VU/F/BETA/CNCR/FGA | WN.A209 | - |  |  |  | 1
EQ019500 |  | Vacuum Pump |  | Membrane pump |  | Heijneman, Jorin Petrus Henricus | VU/F/BETA/CNCR/FGA | WN.A209 | - |  |  |  | 1
EQ019499 |  | Battery Charger |  | Charger Pipetboy |  | Heijneman, Jorin Petrus Henricus | VU/F/BETA/CNCR/FGA | WN.A209 | - |  |  |  | 1
EQ019498 |  | Battery Charger |  | Charger Pipetboy |  | Heijneman, Jorin Petrus Henricus | VU/F/BETA/CNCR/FGA | WN.A209 | - |  |  |  | 1
EQ019497 |  | Laser Controller Unit |  | Laser controller 2 | Nikon | Broeke, Jurjen | VU/F/BETA/CNCR/FGA | WN.A462 | - |  |  |  | 1 | TU-LU4SU
EQ019496 |  | Lamp |  | Lamp | Okolab | Broeke, Jurjen | VU/F/BETA/CNCR/FGA | WN.A219 | - |  |  |  | 1
EQ019495 |  | Trigger pulse interface |  | AMPI Stimulus Isolator | A.M.P.I | Broeke, Jurjen | VU/F/BETA/CNCR/FGA | WN.A219 | - |  |  |  | 1 | ISO-flex
EQ019494 |  | Computer Monitor |  | Monitor |  | Huijgen, Judith | VU/F/BETA/CNCR/FGA | WN.A219 | - |  |  |  | 1
EQ019493 |  | Computer Monitor |  | Monitor |  | Huijgen, Judith | VU/F/BETA/CNCR/FGA | WN.A219 | - |  |  |  | 1
EQ019492 |  | Computer |  | HP Desktop |  | Huijgen, Judith | VU/F/BETA/CNCR/FGA | WN.A219 | - |  |  |  | 1
EQ019491 |  | Power Supply |  | Nikon Power Supply | Nikon | Broeke, Jurjen | VU/F/BETA/CNCR/FGA | WN.A219 | - |  |  |  | 1 | NI-CTLA
EQ019490 |  | Power Supply |  | Nikon Power Supply | Nikon | Broeke, Jurjen | VU/F/BETA/CNCR/FGA | WN.A219 | - |  |  |  | 1 | NI-CTLA
EQ019489 |  | Illumination Experiment Setup |  | Nikon AX |  | Huijgen, Judith | VU/F/BETA/CNCR/FGA | WN.A219 | - |  |  |  | 1
EQ019488 |  | Extension Cable |  | Extension Cord |  | Huijgen, Judith | VU/F/BETA/CNCR/FGA | WN.A219 | - |  |  |  | 1
EQ019487 |  | Extension Cable |  | Extension Cord |  | Huijgen, Judith | VU/F/BETA/CNCR/FGA | WN.A219 | - |  |  |  | 1
EQ019486 |  | Camera |  | Camera | Andor | Broeke, Jurjen | VU/F/BETA/CNCR/FGA | WN.A462 | - |  |  |  | 1 | DU897
EQ019485 |  | Flow Controller |  | VU Pinch-valve Controller | VU | Broeke, Jurjen | VU/F/BETA/CNCR/FGA | WN.A462 | - |  |  |  | 1
EQ019484 |  | Extension Cable |  | USB extender |  | Broeke, Jurjen | VU/F/BETA/CNCR/FGA | WN.A462 | - |  |  |  | 1
EQ019483 |  | Extension Cable |  | Stekkerdoos |  | Broeke, Jurjen | VU/F/BETA/CNCR/FGA | WN.A462 | - |  |  |  | 1
EQ019482 |  | Extension Cable |  | Stekkerdoos |  | Broeke, Jurjen | VU/F/BETA/CNCR/FGA | WN.A462 | - |  |  |  | 1
EQ019481 |  | Test Probe |  | Oude Kelvin clips for LCR meter om af te voeren | Elektronica Bèta | Limburg, Rob | VU/F/BETA/TC/Electronica | WN.P043 | - |  |  |  | 1
EQ019480 |  | Extension Cable |  | Extension Cord |  | Huijgen, Judith | VU/F/BETA/CNCR/FGA | WN.A208 | - |  |  |  | 1
EQ019479 |  | Extension Cable |  | Extension Cord |  | Huijgen, Judith | VU/F/BETA/CNCR/FGA | WN.A208 | - |  |  |  | 1
EQ019478 |  | Adapter |  | adapter |  | Zalm, R | VU/F/BETA/CNCR/FGA | WN.B404A | - |  |  |  | 1
EQ019477 |  | Extension Cable |  | Extension cord |  | Zalm, R | VU/F/BETA/CNCR/FGA | WN.B404A | - |  |  |  | 1
EQ019476 |  | Extension Cable |  | Extension cord |  | Zalm, R | VU/F/BETA/CNCR/FGA | WN.B404A | - |  |  |  | 0
EQ019475 |  | Cables |  | Verdeeldoos |  | Zalm, R | VU/F/BETA/CNCR/FGA | WN.B404A | - |  |  |  | 1
EQ019474 |  | Gas Burner |  | Electric Gas Burner |  | Huijgen, Judith | VU/F/BETA/CNCR/FGA | WN.A405 | - |  |  |  | 1
EQ019473 |  | Cables |  | Verdeeldoos |  | Zalm, R | VU/F/BETA/CNCR/FGA | WN.A405 | - |  |  |  | 1
EQ019472 |  | Power Supply |  | Power supply |  | Broeke, Jurjen | VU/F/BETA/CNCR/FGA | WN.A218 | - |  |  |  | 1
EQ019471 |  | Extension Cable |  | Stekkerdoos |  | Broeke, Jurjen | VU/F/BETA/CNCR/FGA | WN.A218 | - |  |  |  | 1
EQ019470 |  | Refrigerator |  | Koelvries combi Liebherr | Liebherr | Zalm, R | VU/F/BETA/CNCR/FGA | WN.A405 | - |  |  |  | 1
EQ019469 |  | Adapter |  | adapter pipetman |  | Zalm, R | VU/F/BETA/CNCR/FGA | WN.A405 | - |  |  |  | 1
EQ019468 |  | Adapter |  | adapter pipetman |  | Zalm, R | VU/F/BETA/CNCR/FGA | WN.A405 | - |  |  |  | 1
EQ019467 |  | Adapter |  | adapter tablet cell counter |  | Zalm, R | VU/F/BETA/CNCR/FGA | WN.B404 | - |  |  |  | 1
EQ019466 |  | Adapter |  | adapter pipetman Drummond | Drummond | Zalm, R | VU/F/BETA/CNCR/FGA | WN.B404 | - |  |  |  | 1
EQ019465 |  | Adapter |  | adapter pipetman Drummond | Drummond | Zalm, R | VU/F/BETA/CNCR/FGA | WN.B404 | - |  |  |  | 1
EQ019464 |  | Adapter |  | adapter pipetman Drummond | Drummond | Zalm, R | VU/F/BETA/CNCR/FGA | WN.B404 | - |  |  |  | 1
EQ019463 |  | Adapter |  | adapter pipetman Drummond | Drummond | Zalm, R | VU/F/BETA/CNCR/FGA | WN.B404 | - |  |  |  | 1
EQ019462 |  | Adapter |  | adapter tablet cell counter |  | Zalm, R | VU/F/BETA/CNCR/FGA | WN.B404A | - |  |  |  | 1
EQ019461 |  | Adapter |  | adapter tablet cell counter |  | Zalm, R | VU/F/BETA/CNCR/FGA | WN.B404A | - |  |  |  | 1
EQ019460 |  | Adapter |  | adapter Microscope Nikon |  | Zalm, R | VU/F/BETA/CNCR/FGA | WN.B404A | - |  |  |  | 1
EQ019459 |  | Adapter |  | adapter pipetman |  | Zalm, R | VU/F/BETA/CNCR/FGA | WN.B404A | - |  |  |  | 1
EQ019458 |  | Adapter |  | adapter multichannel Sartorius | Sartorius | Zalm, R | VU/F/BETA/CNCR/FGA | WN.B404A | - |  |  |  | 1
EQ019457 |  | Signal Generator |  | Siglent SDG1062X functiegenerator | Siglent | Sasbrink, Bart | VU/F/BETA/N&S/BF&E | WN.KA191A | - |  |  |  | 1
EQ019456 |  | Signal Generator |  | Siglent SDG830 functiegenerator | Siglent | Sasbrink, Bart | VU/F/BETA/N&S/BF&E | WN.KA191A | - |  |  |  | 1
EQ019455 |  | Extension Cable |  | Power reel |  | Sasbrink, Bart | VU/F/BETA/N&S/BF&E | WN.Q102 | - |  |  |  | 1
EQ019454 |  | Extension Cable |  | Power Strip long |  | Sasbrink, Bart | VU/F/BETA/N&S/BF&E | WN.Q102 | - |  |  |  | 1
EQ019453 |  | Extension Cable |  | Power Strip |  | Sasbrink, Bart | VU/F/BETA/N&S/BF&E | WN.Q102 | - |  |  |  | 1
EQ019452 |  | Extension Cable |  | Power Strip |  | Sasbrink, Bart | VU/F/BETA/N&S/BF&E | WN.Q102 | - |  |  |  | 1
EQ019451 |  | Temperature Control Module |  | Temperature probe reader | MPI Muelheim DE | Sasbrink, Bart | VU/F/BETA/N&S/BF&E | WN.Q102 | - |  |  |  | 1
EQ019450 |  | Lamp |  | Unilux Joker desk lamp | Unilux | Sasbrink, Bart | VU/F/BETA/N&S/BF&E | WN.Q102 | - |  |  |  | 1
EQ019449 |  | Control Unit |  | Pulse controller |  | Zalm, R | VU/F/BETA/CNCR/FGA | WN.A468 | - |  |  |  | 1
EQ019448 |  | Cables |  | Stekkerblok |  | Zalm, R | VU/F/BETA/CNCR/FGA | WN.A468 | - |  |  |  | 1
EQ019447 |  | Computer Monitor |  | Monitor |  | Zalm, R | VU/F/BETA/CNCR/FGA | WN.A468 | - |  |  |  | 1
EQ019446 |  | Computer Monitor |  | Monitor |  | Zalm, R | VU/F/BETA/CNCR/FGA | WN.A468 | - |  |  |  | 1
EQ019445 |  | Control Unit |  | Temperature controller |  | Zalm, R | VU/F/BETA/CNCR/FGA | WN.A468 | - |  |  |  | 1
EQ019444 |  | Adapter |  | adapter monochromomether |  | Zalm, R | VU/F/BETA/CNCR/FGA | WN.A468 | - |  |  |  | 1
EQ019443 |  | Extension Cable |  | Stekkerdoos |  | Broeke, Jurjen | VU/F/BETA/CNCR/FGA | WN.A044 | - |  |  |  | 1
EQ019442 |  | Heater |  | Heating pad |  | Broeke, Jurjen | VU/F/BETA/CNCR/FGA | WN.A044 | - |  |  |  | 1 | Beurer
EQ019441 |  | Heater |  | Heater |  | Broeke, Jurjen | VU/F/BETA/CNCR/FGA | WN.A044 | - |  |  |  | 1 | Steri 250
EQ019440 |  | Power Supply |  | Power supply |  | Broeke, Jurjen | VU/F/BETA/CNCR/FGA | WN.A044 | - |  |  |  | 1
EQ019439 |  | Power Supply |  | Power supply |  | Broeke, Jurjen | VU/F/BETA/CNCR/FGA | WN.A044 | - |  |  |  | 1
EQ019438 |  | External Hard Disk |  | External HDD |  | Broeke, Jurjen | VU/F/BETA/CNCR/FGA | WN.A044 | - |  |  |  | 1
EQ019437 |  | Trigger pulse interface |  | Pulse generator |  | Broeke, Jurjen | VU/F/BETA/CNCR/FGA | WN.A044 | - |  |  |  | 1
EQ019436 |  | Power Supply |  | Power supply |  | Broeke, Jurjen | VU/F/BETA/CNCR/FGA | WN.A044 | - |  |  |  | 1
EQ019435 |  | Power Supply |  | Power supply |  | Broeke, Jurjen | VU/F/BETA/CNCR/FGA | WN.A044 | - |  |  |  | 1
EQ019434 |  | Power Supply |  | Power supply |  | Broeke, Jurjen | VU/F/BETA/CNCR/FGA | WN.A044 | - |  |  |  | 1
EQ019433 |  | Computer Monitor |  | Monitor |  | Broeke, Jurjen | VU/F/BETA/CNCR/FGA | WN.A044 | - |  |  |  | 1
EQ019432 |  | Computer |  | laptop |  | Broeke, Jurjen | VU/F/BETA/CNCR/FGA | WN.A044 | - |  |  |  | 1
EQ019431 |  | Amplifier |  | Digitizer | ADInstruments | Broeke, Jurjen | VU/F/BETA/CNCR/FGA | WN.A044 | - |  |  |  | 1 | PowerLab 4/20
EQ019430 |  | Extension Cable |  | Stekkerdoos |  | Broeke, Jurjen | VU/F/BETA/CNCR/FGA | WN.A044 | - |  |  |  | 1
EQ019429 |  | Climate Chamber |  | PHCBI climate cabinet | PHCbi | Sasbrink, Bart | VU/F/BETA/N&S/BF&E | WN.Q102 | - |  |  |  | 1
EQ019428 |  | Climate Chamber |  | PHCBI climate cabinet |  | Sasbrink, Bart | VU/F/BETA/N&S/BF&E | WN.Q102 | - |  |  |  | 1
EQ019427 |  | Unknown |  | Temp.safety box | MPI Muelheim DE | Sasbrink, Bart | VU/F/BETA/N&S/BF&E | WN.Q102 | - |  |  |  | 1
EQ019426 |  | Climate Chamber |  | Percival plant chamber | Percival | Sasbrink, Bart | VU/F/BETA/N&S/BF&E | WN.Q102 | - |  |  |  | 1 | SE-1100
EQ019425 |  | NIM rack |  | NIM rack |  | Sasbrink, Bart | VU/F/BETA/N&S/BF&E | WN.Q102 | - |  |  |  | 1
EQ019424 |  | NIM rack |  | NIM rack |  | Sasbrink, Bart | VU/F/BETA/N&S/BF&E | WN.Q102 | - |  |  |  | 1
EQ019423 |  | LED Controller |  | LED panel power supply | VU | Sasbrink, Bart | VU/F/BETA/N&S/BF&E | WN.Q102 | - |  |  |  | 1
EQ019422 |  | Amplifier |  | Lock-in amplifier | Princeton Applied Research (PAR) | Sasbrink, Bart | VU/F/BETA/N&S/BF&E | WN.Q102 | - |  |  |  | 1 | 5110
EQ019421 |  | Amplifier |  | Lock-in amplifier Ithaco | Ithaca | Sasbrink, Bart | VU/F/BETA/N&S/BF&E | WN.Q102 | - |  |  |  | 1 | 3962A
EQ019420 |  | Thermal Cycler / PCR System |  | Thermal Cycler | MJ Research, Inc | Sasbrink, Bart | VU/F/BETA/N&S/BF&E | WN.Q102 | - |  |  |  | 1 | PTC-200
EQ019419 |  | Centrifuge |  | Optima Ultracentrifuge | Beckman Coulter | Sasbrink, Bart | VU/F/BETA/N&S/BF&E | WN.Q102 | - |  |  |  | 0 | L90K
EQ019418 |  | Adapter |  | adapter |  | Zalm, R | VU/F/BETA/CNCR/FGA | WN.A468 | - |  |  |  | 1
EQ019417 |  | Extension Cable |  | extension cable |  | Zalm, R | VU/F/BETA/CNCR/FGA | WN.A468 | - |  |  |  | 1
EQ019416 |  | Extension Cable |  | Stekkerdoos |  | Broeke, Jurjen | VU/F/BETA/CNCR/FGA | WN.A222 | - |  |  |  | 1
EQ019415 |  | Camera |  | Camera |  | Broeke, Jurjen | VU/F/BETA/CNCR/FGA | WN.A222 | - |  |  |  | 1
EQ019414 |  | Pump/Compressor |  | Air compressor |  | Broeke, Jurjen | VU/F/BETA/CNCR/FGA | WN.A222 | - |  |  |  | 1
EQ019413 |  | Laser Array |  | Laserbox | Nikon | Broeke, Jurjen | VU/F/BETA/CNCR/FGA | WN.A222 | - |  |  |  | 1
EQ019412 |  | Extension Cable |  | Stekkerdoos |  | Broeke, Jurjen | VU/F/BETA/CNCR/FGA | WN.A222 | - |  |  |  | 1
EQ019411 |  | Extension Cable |  | Verdeeldoos |  | Zalm, R | VU/F/BETA/CNCR/FGA | WN.A468 | - |  |  |  | 1
EQ019410 |  | Extension Cable |  | Verdeeldoos |  | Zalm, R | VU/F/BETA/CNCR/FGA | WN.A468 | - |  |  |  | 1
EQ019409 |  | Extension Cable |  | Verdeeldoos |  | Zalm, R | VU/F/BETA/CNCR/FGA | WN.A468 | - |  |  |  | 1
EQ019408 |  | Adapter |  | Adapter |  | Zalm, R | VU/F/BETA/CNCR/FGA | WN.A468 | - |  |  |  | 1
EQ019407 |  | Oscilloscope probe |  | Testec 4kV probe 100:1 | TESTEC Elektronik GmbH | Limburg, Rob | VU/F/BETA/TC/Electronica | WN.P043 | - |  |  |  | 1 | TT-HV 400
EQ019406 |  | Oscilloscope probe |  | Testec 4kV probe 100:1 | TESTEC Elektronik GmbH | Limburg, Rob | VU/F/BETA/TC/Electronica | WN.P043 | - |  |  |  | 1 | Testec TT-HV 400
EQ019405 |  | Oscilloscope probe |  | Testec 4kV probe 100:1 | TESTEC Elektronik GmbH | Limburg, Rob | VU/F/BETA/TC/Electronica | WN.P043 | - |  |  |  | 1 | TT-HV 400
EQ019404 | o2w21A2 | Hot Plate |  | Hotplate | Mettler (Toledo) | Koekkoek, JC | VU/F/BETA/A-LIFE/E&H | O2.02W21 | - |  |  |  | 1 | L35
EQ019403 |  | Motion Controller/Driver |  | Grid plunger | Leica | Broeke, Jurjen | VU/F/BETA/CNCR/FGA | WN.A203 | - |  |  |  | 0
EQ019402 |  | External Hard Disk |  | External HDD | Hitachi | Broeke, Jurjen | VU/F/BETA/CNCR/FGA | WN.B204 | - |  |  |  | 0
EQ019401 |  | Camera |  | Camera chiller | Olympus | Broeke, Jurjen | VU/F/BETA/CNCR/FGA | WN.B204 | - |  |  |  | 0
EQ019400 |  | Camera controller |  | Camera controller | Olympus | Broeke, Jurjen | VU/F/BETA/CNCR/FGA | WN.B204 | - |  |  |  | 0
EQ019399 |  | Extension Cable |  | Verdeeldoos |  | Zalm, R | VU/F/BETA/CNCR/FGA | WN.A413 | - |  |  |  | 1
EQ019398 |  | Timer |  | tijdklok (schakelaar) |  | Zalm, R | VU/F/BETA/CNCR/FGA | WN.A455 | - |  |  |  | 1
EQ019397 |  | Adapter |  | adapter pipetman |  | Zalm, R | VU/F/BETA/CNCR/FGA | WN.A436 | - |  |  |  | 1
EQ019396 |  | External Hard Disk |  | External Hard Disk |  | Huijgen, Judith | VU/F/BETA/CNCR/FGA | WN.A436 | - |  |  |  | 1
EQ019395 |  | Adapter |  | adapter pipetman |  | Zalm, R | VU/F/BETA/CNCR/FGA | WN.A446 | - |  |  |  | 1
EQ019394 |  | Gas Burner |  | Bunsenburner (handsensor) |  | Zalm, R | VU/F/BETA/CNCR/FGA | WN.A436 | - |  |  |  | 1
EQ019393 |  | Gas Burner |  | Foot pedal |  | Zalm, R | VU/F/BETA/CNCR/FGA | WN.A436 | - |  |  |  | 1
EQ019392 |  | Gas Burner |  | Bunsenburner |  | Zalm, R | VU/F/BETA/CNCR/FGA | WN.A436 | - |  |  |  | 1
EQ019391 |  | Extension Cable |  | verdeeldoos |  | Zalm, R | VU/F/BETA/CNCR/FGA | WN.A459 | - |  |  |  | 1
EQ019390 |  | Extension Cable |  | verdeeldoos |  | Zalm, R | VU/F/BETA/CNCR/FGA | WN.A455 | - |  |  |  | 1
EQ019389 |  | Shaker/Mixer |  | Blotshaker (wipmodel) |  | Zalm, R | VU/F/BETA/CNCR/FGA | WN.A446 | - |  |  |  | 1
EQ019388 |  | Shaker/Mixer |  | Vortex |  | Zalm, R | VU/F/BETA/CNCR/FGA | WN.A446 | - |  |  |  | 1
EQ019387 |  | Extension Cable |  | Haspel |  | Zalm, R | VU/F/BETA/CNCR/FGA | WN.A446 | - |  |  |  | 1
EQ019386 |  | Microscope |  | Microscope Zeiss | Zeiss | Huijgen, Judith | VU/F/BETA/CNCR/FGA | WN.A413 | - |  |  |  | 1
EQ019385 |  | Lamp |  | Light Source MZ6 | Leica | Huijgen, Judith | VU/F/BETA/CNCR/FGA | WN.A413 | - |  |  |  | 1
EQ019384 |  | Lamp |  | Light Source Schott | Schott | Huijgen, Judith | VU/F/BETA/CNCR/FGA | WN.A413 | - |  |  |  | 1
EQ019383 |  | Lamp |  | Light Source | Leica | Huijgen, Judith | VU/F/BETA/CNCR/FGA | WN.A413 | - |  |  |  | 1
EQ019382 |  | Lamp |  | Light Source | Leica | Huijgen, Judith | VU/F/BETA/CNCR/FGA | WN.A413 | - |  |  |  | 1
EQ019381 |  | Cryogenic System |  | Gridplunger Controller | Leica | Huijgen, Judith | VU/F/BETA/CNCR/FGA | WN.A203 | - |  |  |  | 1 | Grid Plunger Controller
EQ019380 |  | External Hard Disk |  | External Hard Disk | Hitachi | Huijgen, Judith | VU/F/BETA/CNCR/FGA | WN.B204 | - |  |  |  | 1
EQ019379 |  | Recirculating Chiller |  | Camera Chiller Olympus SIS | Olympus | Huijgen, Judith | VU/F/BETA/CNCR/FGA | WN.B204 | - |  |  |  | 1
EQ019378 |  | Camera controller |  | Camera Controller Olympus SIS | Olympus | Huijgen, Judith | VU/F/BETA/CNCR/FGA | WN.B204 | - |  |  |  | 1
EQ019377 |  | Kettle |  | Hot Water Dispenser |  | Huijgen, Judith | VU/F/BETA/CNCR/FGA | WN.A461A | - |  |  |  | 1
EQ019376 |  | Tablet |  | Tablet Cell Counter |  | Heijneman, Jorin Petrus Henricus | VU/F/BETA/CNCR/FGA | WN.A209 | - |  |  |  | 1
EQ019375 |  | Adapter |  | adapter |  | Heistek, Tim | VU/F/BETA/CNCR/INF | WN.CK20 | - |  |  |  | 1
EQ019374 |  | Adapter |  | adapter |  | Heistek, Tim | VU/F/BETA/CNCR/INF | WN.CK20 | - |  |  |  | 1
EQ019373 |  | Extension Cable |  | extension cord |  | Heistek, Tim | VU/F/BETA/CNCR/INF | WN.C416 | - |  |  |  | 1
EQ019372 |  | Fridge |  | fridge |  | Heistek, Tim | VU/F/BETA/CNCR/INF | WN.C416 | - |  |  |  | 1
EQ019371 |  | Router/Switch |  | on/off switch |  | Heistek, Tim | VU/F/BETA/CNCR/INF | WN.C423H | - |  |  |  | 1
EQ019370 |  | Fridge |  | fridge | Afdeling Elektronica Faculteit Biologie VU | Timmerman, AJ | VU/F/BETA/CNCR/INF | WN.C423H | - |  |  |  | 1
EQ019369 |  | Dishwasher |  | dishwasher | Afdeling Elektronica Faculteit Biologie VU | Timmerman, AJ | VU/F/BETA/CNCR/INF | WN.C423H | - |  |  |  | 1
EQ019368 |  | Heater |  | water heater | Afdeling Elektronica Faculteit Biologie VU | Timmerman, AJ | VU/F/BETA/CNCR/INF | WN.C423H | - |  |  |  | 1
EQ019367 |  | Heater |  | water heater | Afdeling Elektronica Faculteit Biologie VU | Timmerman, AJ | VU/F/BETA/CNCR/INF | WN.C423H | - |  |  |  | 1
EQ019366 |  | Extension Cable |  | extension cord | Afdeling Elektronica Faculteit Biologie VU | Timmerman, AJ | VU/F/BETA/CNCR/INF | WN.C423H | - |  |  |  | 1
EQ019365 |  | Extension Cable |  | extension cord | Afdeling Elektronica Faculteit Biologie VU | Timmerman, AJ | VU/F/BETA/CNCR/INF | WN.C423H | - |  |  |  | 1
EQ019364 |  | Extension Cable |  | extension cord | Afdeling Elektronica Faculteit Biologie VU | Timmerman, AJ | VU/F/BETA/CNCR/INF | WN.C423H | - |  |  |  | 1
EQ019363 |  | Heater |  | tostiiron | Tefal | Timmerman, AJ | VU/F/BETA/CNCR/INF | WN.C423H | - |  |  |  | 1
EQ019362 |  | Extension Cable |  | extension cord | Afdeling Elektronica Faculteit Biologie VU | Timmerman, AJ | VU/F/BETA/CNCR/INF | WN.C423H | - |  |  |  | 1
EQ019361 |  | Microwave oven |  | magnetron | Afdeling Elektronica Faculteit Biologie VU | Timmerman, AJ | VU/F/BETA/CNCR/INF | WN.C423H | - |  |  |  | 1
EQ019360 |  | Adapter |  | adapter | Afdeling Elektronica Faculteit Biologie VU | Timmerman, AJ | VU/F/BETA/CNCR/INF | WN.C423H | - |  |  |  | 1
EQ019359 |  | Adapter |  | adapter | Afdeling Elektronica Faculteit Biologie VU | Timmerman, AJ | VU/F/BETA/CNCR/INF | WN.C423H | - |  |  |  | 1
EQ019358 |  | Adapter |  | adapter | Afdeling Elektronica Faculteit Biologie VU | Timmerman, AJ | VU/F/BETA/CNCR/INF | WN.C423H | - |  |  |  | 1
EQ019357 |  | Adapter |  | adapter | Afdeling Elektronica Faculteit Biologie VU | Timmerman, AJ | VU/F/BETA/CNCR/INF | WN.C423H | - |  |  |  | 1
EQ019356 |  | Adapter |  | adapter | Afdeling Elektronica Faculteit Biologie VU | Timmerman, AJ | VU/F/BETA/CNCR/INF | WN.C423H | - |  |  |  | 1
EQ019355 |  | Adapter |  | adapter | Afdeling Elektronica Faculteit Biologie VU | Timmerman, AJ | VU/F/BETA/CNCR/INF | WN.C423H | - |  |  |  | 1
EQ019354 |  | Adapter |  | adapter | Afdeling Elektronica Faculteit Biologie VU | Timmerman, AJ | VU/F/BETA/CNCR/INF | WN.C423H | - |  |  |  | 1
EQ019353 |  | Adapter |  | adapter | Afdeling Elektronica Faculteit Biologie VU | Timmerman, AJ | VU/F/BETA/CNCR/INF | WN.C423H | - |  |  |  | 0
EQ019352 |  | Adapter |  | adapter | Afdeling Elektronica Faculteit Biologie VU | Timmerman, AJ | VU/F/BETA/CNCR/INF | WN.C423H | - |  |  |  | 1
EQ019351 |  | PMT Photomultiplier tube equipment |  | MCP PMT cooler | Hamamatsu | Sasbrink, Bart | VU/F/BETA/N&S/BF&E | WN.G148 | - |  |  |  | 1
EQ019350 |  | Power Supply |  | High voltage power supply | Oltronix | Sasbrink, Bart | VU/F/BETA/N&S/BF&E | WN.G148 | - |  |  |  | 1
EQ019349 |  | Peristaltic Pump |  | Peristaltic pump | Watson Marlow | Sasbrink, Bart | VU/F/BETA/N&S/BF&E | WN.G148 | - |  |  |  | 1 | 502S
EQ019348 |  | Cold light source |  | Cold light source Bioblock | Bioblock Scientific | Sasbrink, Bart | VU/F/BETA/N&S/BF&E | WN.G148 | - |  |  |  | 1 | KLQ 150
EQ019347 | MEETPC-026801 | Computer |  | MEETPC- 026801 | Hewlett Packard (HP) | Tuinder, Vincent | VU/F/FGB/BW | MF.C679 | - |  |  |  | 1 | Z230 Workstation
EQ019346 |  | Orbital shaker |  | Orbital Shaker VMT | New Brunswick Scientific | Zalm, R | VU/F/BETA/CNCR/FGA | WN.A454 | - |  |  |  | 1 | Innova 4330
EQ019345 |  | Adapter |  | adapter |  | Timmerman, AJ | VU/F/BETA/CNCR/INF | WN.C423H | - |  |  |  | 0
EQ019344 |  | Extension Cable |  | extension cord |  | Timmerman, AJ | VU/F/BETA/CNCR/INF | WN.C423H | - |  |  |  | 1
EQ019343 |  | Adapter |  | adapter |  | Timmerman, AJ | VU/F/BETA/CNCR/INF | WN.C423H | - |  |  |  | 0
EQ019342 |  | Adapter |  | adapter |  | Timmerman, AJ | VU/F/BETA/CNCR/INF | WN.C423H | - |  |  |  | 0
EQ019341 |  | Adapter |  | adapter |  | Timmerman, AJ | VU/F/BETA/CNCR/INF | WN.C423H | - |  |  |  | 0
EQ019340 |  | Vacuum Pump |  | pomp | Multi Channel Systems | Timmerman, AJ | VU/F/BETA/CNCR/INF | WN.C423H | - |  |  |  | 0
EQ019339 |  | Vacuum Pump |  | pomp | Multi Channel Systems | Timmerman, AJ | VU/F/BETA/CNCR/INF | WN.C423H | - |  |  |  | 0
EQ019338 |  | Fridge |  | fridge |  | Heistek, Tim | VU/F/BETA/CNCR/INF | WN.C423G | - |  |  |  | 1
EQ019337 |  | Amplifier |  | amplifier | Axon Instruments | Timmerman, AJ | VU/F/BETA/CNCR/INF | WN.C423H | - |  |  |  | 0 | 2A
EQ019336 |  | Amplifier |  | amplifier | Axon Instruments | Timmerman, AJ | VU/F/BETA/CNCR/INF | WN.C423H | - |  |  |  | 0 | 2B
EQ019335 |  | Extension Cable |  | extension cord |  | Timmerman, AJ | VU/F/BETA/CNCR/INF | WN.C423H | - |  |  |  | 1
EQ019334 |  | Extension Cable |  | extension cord |  | Timmerman, AJ | VU/F/BETA/CNCR/INF | WN.C423H | - |  |  |  | 1
EQ019333 |  | Extension Cable |  | extension cord |  | Timmerman, AJ | VU/F/BETA/CNCR/INF | WN.C423H | - |  |  |  | 1
EQ019332 |  | Extension Cable |  | extension cord |  | Timmerman, AJ | VU/F/BETA/CNCR/INF | WN.C423H | - |  |  |  | 1
EQ019331 |  | PC Module |  | PC |  | Heistek, Tim | VU/F/BETA/CNCR/INF | WN.C423J | - |  |  |  | 1
EQ019330 |  | Adapter |  | adapter |  | Heistek, Tim | VU/F/BETA/CNCR/INF | WN.C423J | - |  |  |  | 1
EQ019329 |  | Adapter |  | adapter |  | Heistek, Tim | VU/F/BETA/CNCR/INF | WN.C423J | - |  |  |  | 1
EQ019328 |  | Adapter |  | adapter |  | Heistek, Tim | VU/F/BETA/CNCR/INF | WN.C423J | - |  |  |  | 1
EQ019327 |  | Adapter |  | adapter |  | Heistek, Tim | VU/F/BETA/CNCR/INF | WN.C423J | - |  |  |  | 1
EQ019326 |  | Adapter |  | adapter |  | Heistek, Tim | VU/F/BETA/CNCR/INF | WN.C423J | - |  |  |  | 1
EQ019325 |  | Power Supply |  | laser power supply |  | Heistek, Tim | VU/F/BETA/CNCR/INF | WN.C423J | - |  |  |  | 1
EQ019324 |  | Light Source |  | lamp |  | Timmerman, AJ | VU/F/BETA/CNCR/INF | WN.C423G | - |  |  |  | 1
EQ019323 |  | Light Source |  | lamp |  | Timmerman, AJ | VU/F/BETA/CNCR/INF | WN.C423G | - |  |  |  | 1
EQ019322 |  | Adapter |  | adapter |  | Timmerman, AJ | VU/F/BETA/CNCR/INF | WN.C423G | - |  |  |  | 1
EQ019321 |  | Microscope |  | Nikon Eclipse 50i Pol | Nikon | Verdegaal-Warmerdam, SJA | VU/F/BETA/AW | WN.F331 | - |  |  |  | 1 | Nikon Eclipse 50i pol
EQ019320 |  | Computer Monitor |  | monitor |  | Timmerman, AJ | VU/F/BETA/CNCR/INF | WN.C423G | - |  |  |  | 1
EQ019319 |  | Extension Cable |  | adapter |  | Heistek, Tim | VU/F/BETA/CNCR/INF | WN.C423C | - |  |  |  | 1
EQ019318 |  | Control Unit |  | Adapter |  | Zalm, R | VU/F/BETA/CNCR/FGA | WN.C423J | - |  |  |  | 1
EQ019317 |  | Extension Cable |  | adapter |  | Heistek, Tim | VU/F/BETA/CNCR/INF | WN.C423C | - |  |  |  | 1
EQ019316 |  | Extension Cable |  | adapter |  | Heistek, Tim | VU/F/BETA/CNCR/INF | WN.C423C | - |  |  |  | 1
EQ019315 |  | Extension Cable |  | extension cord |  | Heistek, Tim | VU/F/BETA/CNCR/INF | WN.C423C | - |  |  |  | 1
EQ019314 |  | Extension Cable |  | extension cord |  | Heistek, Tim | VU/F/BETA/CNCR/INF | WN.C423C | - |  |  |  | 1
EQ019313 |  | Pipette |  | Pipette p2 |  | Otto, Alexandra | VU/F/BETA/A-LIFE/MM | O2.07E31 | - |  |  |  | 1
EQ019312 |  | Pipette |  | Pipette p20 |  | Otto, Alexandra | VU/F/BETA/A-LIFE/MM | O2.07E31 | - |  |  |  | 1
EQ019311 |  | Pipette |  | Pipette p200 |  | Otto, Alexandra | VU/F/BETA/A-LIFE/MM | O2.07E31 | - |  |  |  | 1
EQ019310 |  | Pipette |  | Pipette p1000 |  | Otto, Alexandra | VU/F/BETA/A-LIFE/MM | O2.07E31 | - |  |  |  | 1
EQ019309 |  | Extension Cable |  | extension cord |  | Heistek, Tim | VU/F/BETA/CNCR/INF | WN.C423C | - |  |  |  | 1
EQ019308 |  | Adapter |  | adapter |  | Timmerman, AJ | VU/F/BETA/CNCR/INF | WN.C423C | - |  |  |  | 1
EQ019307 |  | Adapter |  | microscoop adapter |  | Timmerman, AJ | VU/F/BETA/CNCR/FGA | WN.C423B | - |  |  |  | 1
EQ019306 |  | Extension Cable |  | extension cord |  | Heistek, Tim | VU/F/BETA/CNCR/FGA | WN.C423B | - |  |  |  | 1
EQ019305 |  | Amplifier |  | amplifier | Axon Instruments | Timmerman, AJ | VU/F/BETA/CNCR/INF | WN.C423H | - |  |  |  | 1 | axoclamp 2B
EQ019304 |  | Ethernet Hub |  | ethernet hub | ETN | Timmerman, AJ | VU/F/BETA/CNCR/INF | WN.C423H | - |  |  |  | 0
EQ019303 |  | Power Supply |  | power supply | ETN | Timmerman, AJ | VU/F/BETA/CNCR/INF | WN.C423H | - |  |  |  | 0
EQ019302 |  | Computer |  | computer | ETN | Timmerman, AJ | VU/F/BETA/CNCR/INF | WN.C423H | - |  |  |  | 0 | 5sc1500
EQ019301 |  | Power Supply |  | amplifier power supply | 2Mag | Timmerman, AJ | VU/F/BETA/CNCR/INF | WN.C423H | - |  |  |  | 0 | EGI external power supply 100
EQ019300 |  | Amplifier |  | amplifier | 2Mag | Timmerman, AJ | VU/F/BETA/CNCR/INF | WN.C423H | - |  |  |  | 0 | net amps 400
EQ019299 |  | Computer Monitor |  | monitor | Apple | Timmerman, AJ | VU/F/BETA/CNCR/INF | WN.C423H | - |  |  |  | 0
EQ019298 |  | Control Unit |  | Netverdeler Filter | Schaffner | Zalm, R | VU/F/BETA/CNCR/FGA | WN.C423B | - |  |  |  | 1
EQ019297 |  | Control Unit |  | Adapter |  | Zalm, R | VU/F/BETA/CNCR/FGA | WN.C423B | - |  |  |  | 1
EQ019296 |  | Cables |  | Verdeeldoos |  | Zalm, R | VU/F/BETA/CNCR/FGA | WN.C423B | - |  |  |  | 1
EQ019295 |  | Cables |  | Verdeeldoos |  | Zalm, R | VU/F/BETA/CNCR/FGA | WN.C423B | - |  |  |  | 1
EQ019294 |  | Transformer |  | Transformator |  | Zalm, R | VU/F/BETA/CNCR/FGA | WN.C423B | - |  |  |  | 1
EQ019293 |  | Cables |  | Verdeeldoos |  | Zalm, R | VU/F/BETA/CNCR/FGA | WN.C423B | - |  |  |  | 1
EQ019292 |  | Cables |  | Verdeelunit |  | Zalm, R | VU/F/BETA/CNCR/FGA | WN.C423B | - |  |  |  | 1
EQ019291 |  | Cables |  | Adapter |  | Zalm, R | VU/F/BETA/CNCR/FGA | WN.C423B | - |  |  |  | 1
EQ019290 |  | Control Unit |  | Adapter |  | Zalm, R | VU/F/BETA/CNCR/FGA | WN.C423B | - |  |  |  | 1
EQ019289 |  | Cables |  | verdeeldoos |  | Zalm, R | VU/F/BETA/CNCR/FGA | WN.C423B | - |  |  |  | 1
EQ019288 |  | Control Unit |  | whisker control unit | Afdeling Elektronica Faculteit Biologie VU | Timmerman, AJ | VU/F/BETA/CNCR/INF | WN.C423C | - |  |  |  | 1
EQ019287 |  | Control Unit |  | controler sm-6 | Luigs and Newman | Timmerman, AJ | VU/F/BETA/CNCR/INF | WN.C423C | - |  |  |  | 1
EQ019286 |  | Control Unit |  | controler sm-6 | Luigs and Newman | Timmerman, AJ | VU/F/BETA/CNCR/INF | WN.C423C | - |  |  |  | 1
EQ019285 |  | Temperature Control Module |  | temp controler | FHC Inc. | Timmerman, AJ | VU/F/BETA/CNCR/INF | WN.C423C | - |  |  |  | 1
EQ019284 |  | Cables |  | verdeeldoos |  | Zalm, R | VU/F/BETA/CNCR/FGA | WN.C423B | - |  |  |  | 1
EQ019283 |  | Extension Cable |  | eXTENSION CABLE | Afdeling Elektronica Faculteit Biologie VU | Timmerman, AJ | VU/F/BETA/CNCR/INF | WN.C423C | - |  |  |  | 1
EQ019282 |  | Extension Cable |  | eXTENSION CABLE | Afdeling Elektronica Faculteit Biologie VU | Timmerman, AJ | VU/F/BETA/CNCR/INF | WN.C423C | - |  |  |  | 1
EQ019281 |  | Extension Cable |  | eXTENSION CABLE | Afdeling Elektronica Faculteit Biologie VU | Timmerman, AJ | VU/F/BETA/CNCR/INF | WN.C423C | - |  |  |  | 1
EQ019280 |  | Extension Cable |  | eXTENSION CABLE 5 gates | Afdeling Elektronica Faculteit Biologie VU | Timmerman, AJ | VU/F/BETA/CNCR/INF | WN.C423C | - |  |  |  | 1
EQ019279 |  | Extension Cable |  | eXTENSION CABLE 5 gates | Afdeling Elektronica Faculteit Biologie VU | Timmerman, AJ | VU/F/BETA/CNCR/INF | WN.C423C | - |  |  |  | 1
EQ019278 |  | Extension Cable |  | eXTENSION CABLE 5 gates | Abarcon | Timmerman, AJ | VU/F/BETA/CNCR/INF | WN.C423C | - |  |  |  | 0
EQ019277 |  | Control Unit |  | Controler |  | Zalm, R | VU/F/BETA/CNCR/FGA | WN.C423B | - |  |  |  | 1
EQ019276 |  | Cables |  | Adapter |  | Zalm, R | VU/F/BETA/CNCR/FGA | WN.C423B | - |  |  |  | 1
EQ019275 |  | Cables |  | verdeeldoos |  | Zalm, R | VU/F/BETA/CNCR/FGA | WN.C423B | - |  |  |  | 1
EQ019274 |  | Adapter |  | adapter |  | Heistek, Tim | VU/F/BETA/CNCR/FGA | WN.C423B | - |  |  |  | 1
EQ019273 |  | Extension Cable |  | Extension Cable | VU | Heistek, Tim | VU/F/BETA/CNCR/FGA | WN.C423B | - |  |  |  | 1
EQ019272 |  | Extension Cable |  | Extension Cable | VU | Heistek, Tim | VU/F/BETA/CNCR/FGA | WN.C423B | - |  |  |  | 1
EQ019271 |  | Router/Switch |  | net gear switch box | Afdeling Elektronica Faculteit Biologie VU | Timmerman, AJ | VU/F/BETA/CNCR/FGA | WN.C423B | - |  |  |  | 1 | sm-10
EQ019270 |  | Lamp |  | remote control sm10 | Luigs and Newman | Timmerman, AJ | VU/F/BETA/CNCR/FGA | WN.C423B | - |  |  |  | 1 | sm-10
EQ019269 |  | Lamp |  | remote control sm10 | Luigs and Newman | Timmerman, AJ | VU/F/BETA/CNCR/FGA | WN.C423B | - |  |  |  | 1 | sm-10
EQ019268 |  | Lamp |  | lamp | Thorlabs | Timmerman, AJ | VU/F/BETA/CNCR/FGA | WN.C423B | - |  |  |  | 1
EQ019267 |  | Autoclave |  | display autoclave |  | Timmerman, AJ | VU/F/BETA/CNCR/INF | WN.C423E | - |  |  |  | 1
EQ019266 |  | Extension Cable |  | extension cord |  | Timmerman, AJ | VU/F/BETA/CNCR/INF | WN.C423E | - |  |  |  | 1
EQ019265 |  | Extension Cable |  | extension cord |  | Timmerman, AJ | VU/F/BETA/CNCR/INF | WN.C423E | - |  |  |  | 1
EQ019264 |  | Control Unit |  | siskiyou controller | Siskiyou | Heistek, Tim | VU/F/BETA/CNCR/INF | WN.C423I | - |  |  |  | 0
EQ019263 |  | Extension Cable |  | Extension cable | VU | Heistek, Tim | VU/F/BETA/CNCR/INF | WN.C423I | - |  |  |  | 1
EQ019262 |  | Power Supply |  | powersupply thorlabs | Thorlabs | Heistek, Tim | VU/F/BETA/CNCR/INF | WN.C423I | - |  |  |  | 0
EQ019261 |  | Extension Cable |  | Extension cable | VU | Heistek, Tim | VU/F/BETA/CNCR/INF | WN.C423D | - |  |  |  | 1
EQ019260 |  | Speakers |  | speakers |  | Heistek, Tim | VU/F/BETA/CNCR/INF | WN.C423D | - |  |  |  | 1
EQ019259 |  | Control Unit |  | cube sm-10 | Luigs and Newman | Heistek, Tim | VU/F/BETA/CNCR/INF | WN.C423F | - |  |  |  | 1
EQ019258 |  | Electronic Signal Processing Device |  | Signal adder | VU | Heistek, Tim | VU/F/BETA/CNCR/INF | WN.C423I | - |  |  |  | 0 | Mk II
EQ019257 |  | Adapter |  | adapter thorlabs | Thorlabs | Heistek, Tim | VU/F/BETA/CNCR/INF | WN.C423D | - |  |  |  | 1
EQ019256 |  | Extension Cable |  | Extension cable | VU | Heistek, Tim | VU/F/BETA/CNCR/INF | WN.C423D | - |  |  |  | 1
EQ019255 |  | Extension Cable |  | Power Strip |  | Sasbrink, Bart | VU/F/BETA/N&S/BF&E | WN.G148 | - |  |  |  | 1
EQ019254 |  | Extension Cable |  | Power Strip |  | Sasbrink, Bart | VU/F/BETA/N&S/BF&E | WN.G148 | - |  |  |  | 1
EQ019253 |  | Extension Cable |  | Power Strip |  | Sasbrink, Bart | VU/F/BETA/N&S/BF&E | WN.G148 | - |  |  |  | 1
EQ019252 |  | Extension Cable |  | Power Strip |  | Sasbrink, Bart | VU/F/BETA/N&S/BF&E | WN.G148 | - |  |  |  | 1
EQ019251 |  | Shutter Driver |  | Compur shutter controller | Compur | Sasbrink, Bart | VU/F/BETA/N&S/BF&E | WN.G148 | - |  |  |  | 1
EQ019250 |  | Shutter Driver |  | Compur shutter controller | Compur | Sasbrink, Bart | VU/F/BETA/N&S/BF&E | WN.G148 | - |  |  |  | 1
EQ019249 |  | Shutter Driver |  | Compur shutter controller | Compur | Sasbrink, Bart | VU/F/BETA/N&S/BF&E | WN.G148 | - |  |  |  | 1
EQ019248 |  | Transformer |  | Trenn tranformator |  | Sasbrink, Bart | VU/F/BETA/N&S/BF&E | WN.G148 | - |  |  |  | 1
EQ019247 |  | Spectrograph |  | Spectrograph bruker / chromex |  | Sasbrink, Bart | VU/F/BETA/N&S/BF&E | WN.G148 | - |  |  |  | 1
EQ019246 |  | Lamp |  | Unilux Joker desk lamp |  | Sasbrink, Bart | VU/F/BETA/N&S/BF&E | WN.G148 | - |  |  |  | 1
EQ019245 |  | Other |  | Photodiode PS | MPI Muelheim DE | Sasbrink, Bart | VU/F/BETA/N&S/BF&E | WN.G148 | - |  |  |  | 1
EQ019244 |  | Power Supply |  | Power supply |  | Sasbrink, Bart | VU/F/BETA/N&S/BF&E | WN.G148 | - |  |  |  | 1 | EA-PS 2032-025
EQ019243 |  | Cooling Unit |  | Refrigerated Circulating Bath | Grant Instruments | Sasbrink, Bart | VU/F/BETA/N&S/BF&E | WN.G148 | - |  |  |  | 1 | LT ecocool 150
EQ019242 | N 83 14033 | Pipette |  | Gilson Pipetman P5000 | Gilson | Zwering, Emile | VU/F/BETA/A-LIFE/SyBi | O2.01E31 | - | 2024-09-20 |  |  | 1 | Gilson Pipetman P5000
EQ019241 |  | Computer |  | Computer Plate Reader |  | Huijgen, Judith | VU/F/BETA/CNCR/FGA | WN.A436 | - |  |  |  | 1
EQ019240 |  | Pipette |  | Gilson Pipetman P20 | Gilson | Zwering, Emile | VU/F/BETA/A-LIFE/SyBi | O2.01E31 | - |  |  |  | 1 | Gilson Pipetman P20
EQ019239 |  | Computer Monitor |  | Monitor Plate Reader |  | Huijgen, Judith | VU/F/BETA/CNCR/FGA | WN.A436 | - |  |  |  | 1
EQ019238 | G 34236 D | Pipette |  | Gilson Pipetman P1000 | Gilson | Zwering, Emile | VU/F/BETA/A-LIFE/SyBi | O2.01E31 | - | 2024-09-20 |  |  | 1 | Pipetman P1000
EQ019237 |  | Microplate reader |  | Plate Reader |  | Huijgen, Judith | VU/F/BETA/CNCR/FGA | WN.A436 | - |  |  |  | 1 | Synergy HTX Multi-Mode Reader
EQ019236 |  | Homogeniser |  | Homgeniser | IKA | Huijgen, Judith | VU/F/BETA/CNCR/FGA | WN.A436 | - |  |  |  | 1 | Ultra Turrax IKA T18 Basic
EQ019235 |  | Cooling Unit |  | Water cooling detection | VU | Sasbrink, Bart | VU/F/BETA/N&S/BF&E | WN.G148 | - |  |  |  | 1
EQ019234 |  | Temperature Control Module |  | Temp. controller | MPI Muelheim DE | Sasbrink, Bart | VU/F/BETA/N&S/BF&E | WN.G148 | - |  |  |  | 1
EQ019233 |  | Peristaltic Pump |  | Peristaltic pump | Watson Marlow | Sasbrink, Bart | VU/F/BETA/N&S/BF&E | WN.G148 | - |  |  |  | 1 | 501Z
EQ019232 |  | Laser |  | Tsunami controller |  | Sasbrink, Bart | VU/F/BETA/N&S/BF&E | WN.G148 | - |  |  |  | 1 | 3955
EQ019231 |  | Power Supply |  | High voltage power supply | Oltronix | Sasbrink, Bart | VU/F/BETA/N&S/BF&E | WN.G148 | - |  |  |  | 1
EQ019230 |  | Power Supply |  | High voltage power supply | Oltronix | Sasbrink, Bart | VU/F/BETA/N&S/BF&E | WN.G148 | - |  |  |  | 1
EQ019229 |  | Electronic Signal Processing Device |  | Pulse distributor | MPI Muelheim DE | Sasbrink, Bart | VU/F/BETA/N&S/BF&E | WN.G148 | - |  |  |  | 1
EQ019228 |  | Motor driver |  | Stepper motor controller | Quintronix | Sasbrink, Bart | VU/F/BETA/N&S/BF&E | WN.G148 | - |  |  |  | 1
EQ019227 |  | Unknown |  | Frequency display | MPI Muelheim DE | Sasbrink, Bart | VU/F/BETA/N&S/BF&E | WN.G148 | - |  |  |  | 1
EQ019226 |  | Laser |  | Pulse picker | Spectra Physics | Sasbrink, Bart | VU/F/BETA/N&S/BF&E | WN.G148 | - |  |  |  | 1 | 3985
EQ019225 |  | NIM rack |  | Air circulation unit | MPI Muelheim DE | Sasbrink, Bart | VU/F/BETA/N&S/BF&E | WN.G148 | - |  |  |  | 1
EQ019224 |  | Unknown |  | Pulse umzetzer | MPI Muelheim DE | Sasbrink, Bart | VU/F/BETA/N&S/BF&E | WN.G148 | - |  |  |  | 1
EQ019223 |  | NIM rack |  | NIM rack | MPI Muelheim DE | Sasbrink, Bart | VU/F/BETA/N&S/BF&E | WN.G148 | - |  |  |  | 1
EQ019222 |  | NIM rack |  | NIM rack | MPI Muelheim DE | Sasbrink, Bart | VU/F/BETA/N&S/BF&E | WN.G148 | - |  |  |  | 1
EQ019221 |  | Temperature Control Module |  | Temperature controller PT100 | MPI Muelheim DE | Sasbrink, Bart | VU/F/BETA/N&S/BF&E | WN.G148 | - |  |  |  | 1
EQ019220 |  | Electronic delay |  | Ortec delay | Ortec | Sasbrink, Bart | VU/F/BETA/N&S/BF&E | WN.G148 | - |  |  |  | 1
EQ019219 | 009299 | Adapter |  | AC adapter (for Aim-TTi I-prober | (Aim-)TTi | Limburg, Rob | VU/F/BETA/TC/Electronica | WN.P043 | - |  |  |  | 1 | FRA05-S05-I
EQ019218 |  | Adapter |  | adapter |  | Timmerman, AJ | VU/F/BETA/CNCR/INF | WN.C423D | - |  |  |  | 1
EQ019217 |  | Laser |  | OPO | APE/ Angewandte Physik & Elektronik | Sasbrink, Bart | VU/F/BETA/N&S/BF&E | WN.G148 | - |  |  |  | 1
EQ019216 |  | Laser |  | Verdi V10 | Coherent | Sasbrink, Bart | VU/F/BETA/N&S/BF&E | WN.G148 | - |  |  |  | 1 | Verdi V10
EQ019215 |  | Router/Switch |  | Mikrotik routerboard | Mikrotik | Sasbrink, Bart | VU/F/BETA/N&S/BF&E | WN.G148 | - |  |  |  | 1 | RB2011il-RM
EQ019214 |  | PDP11 |  | PDP11 disk controller | Digital | Sasbrink, Bart | VU/F/BETA/N&S/BF&E | WN.G148 | - |  |  |  | 1
EQ019213 |  | PDP11 |  | PDP11 | Digital | Sasbrink, Bart | VU/F/BETA/N&S/BF&E | WN.G148 | - |  |  |  | 1
EQ019212 |  | NIM rack |  | NIM rack in PDP11 | MPI Muelheim DE | Sasbrink, Bart | VU/F/BETA/N&S/BF&E | WN.G148 | - |  |  |  | 1
EQ019211 |  | PDP11 |  | Air circulation unit | MPI Muelheim DE | Sasbrink, Bart | VU/F/BETA/N&S/BF&E | WN.G148 | - |  |  |  | 1
EQ019210 | RS 737-7192 | Current Clamp |  | Positional Current Probe I-prober 520 | (Aim-)TTi | Limburg, Rob | VU/F/BETA/TC/Electronica | WN.P043 | - |  |  |  | 1 | I-prober 520
EQ019209 |  | PDP11 |  | VT220 terminal | Digital | Sasbrink, Bart | VU/F/BETA/N&S/BF&E | WN.G148 | - |  |  |  | 1 | VT220
EQ019208 |  | Computer Monitor |  | Computer monitor | AOC | Sasbrink, Bart | VU/F/BETA/N&S/BF&E | WN.G148 | - |  |  |  | 1
EQ019207 |  | Computer |  | HP computer SPT | Hewlett Packard (HP) | Sasbrink, Bart | VU/F/BETA/N&S/BF&E | WN.G148 | - |  |  |  | 1
EQ019206 |  | Oscilloscope |  | Rigol oscilloscope | Rigol | Sasbrink, Bart | VU/F/BETA/N&S/BF&E | WN.G148 | - |  |  |  | 1 | DS6062
EQ019205 |  | Oscilloscope |  | Tektronix oscilloscope | Tektronix | Sasbrink, Bart | VU/F/BETA/N&S/BF&E | WN.G148 | - |  |  |  | 1 | 2213
EQ019204 |  | Cooling Unit |  | Cuvette Cooler | VU | Sasbrink, Bart | VU/F/BETA/N&S/BF&E | WN.G148 | - |  |  |  | 1
EQ019203 |  | Amplifier |  | Amplifier | Hewlett Packard (HP) | Sasbrink, Bart | VU/F/BETA/N&S/BF&E | WN.G148 | - |  |  |  | 1 | 8447F
EQ019202 |  | PMT Photomultiplier tube equipment |  | MCP PMT cooler | Hamamatsu | Sasbrink, Bart | VU/F/BETA/N&S/BF&E | WN.G148 | - |  |  |  | 1 | C10373
EQ019201 |  | Cooling Unit |  | Refrigerated Circulating Bath | Grant Instruments | Sasbrink, Bart | VU/F/BETA/N&S/BF&E | WN.G148 | - |  |  |  | 1 | LT ecocool 150
EQ019200 |  | Cooling Unit |  | Refrigerated Circulating Bath | Grant Instruments | Sasbrink, Bart | VU/F/BETA/N&S/BF&E | WN.G148 | - |  |  |  | 1 | LT ecocool 150
EQ019199 |  | Oscilloscope |  | Tektronix oscilloscope | Tektronix | Sasbrink, Bart | VU/F/BETA/N&S/BF&E | WN.G148 | - |  |  |  | 1 | 2205GN
EQ019198 |  | Oscilloscope |  | LeCroy 9310 oscilloscope | Lecroy | Sasbrink, Bart | VU/F/BETA/N&S/BF&E | WN.G148 | - |  |  |  | 1 | 9310
EQ019197 |  | Vacuum Pump |  | vacuum pump | dijkstra verenigde | Timmerman, AJ | VU/F/BETA/CNCR/INF | WN.C423E | - |  |  |  | 1 | bvc vucubrand
EQ019196 |  | Sterilizing workstation |  | elec pipet | sarsteadt | Timmerman, AJ | VU/F/BETA/CNCR/INF | WN.C423E | - |  |  |  | 1
EQ019195 |  | Sterilizing workstation |  | BEAD STERILIZER | Benchmark scientific | Timmerman, AJ | VU/F/BETA/CNCR/INF | WN.C423E | - |  |  |  | 1
EQ019194 |  | Sterilizing workstation |  | UV sterilizer | Philips | Timmerman, AJ | VU/F/BETA/CNCR/INF | WN.C423E | - |  |  |  | 1
EQ019193 |  | Light Source |  | light source | Schott | Timmerman, AJ | VU/F/BETA/CNCR/INF | WN.C423E | - |  |  |  | 1
EQ019192 |  | Extension Cable |  | extension cord | Afdeling Elektronica Faculteit Biologie VU | Timmerman, AJ | VU/F/BETA/CNCR/INF | WN.C423I | - |  |  |  | 1
EQ019191 |  | Extension Cable |  | extension cord 3 gate | Afdeling Elektronica Faculteit Biologie VU | Timmerman, AJ | VU/F/BETA/CNCR/INF | WN.C423G | - |  |  |  | 1
EQ019190 |  | Extension Cable |  | extension cord 3 gate | Afdeling Elektronica Faculteit Biologie VU | Timmerman, AJ | VU/F/BETA/CNCR/INF | WN.C423G | - |  |  |  | 1
EQ019189 |  | Computer Monitor |  | monitor | Hewlett Packard (HP) | Timmerman, AJ | VU/F/BETA/CNCR/INF | WN.C423G | - |  |  |  | 1
EQ019188 |  | Power Supply |  | power supply for solder | Weller | Timmerman, AJ | VU/F/BETA/CNCR/INF | WN.C423I | - |  |  |  | 0 | PU81
EQ019187 |  | Extension Cable |  | Extension cable | VU | Heistek, Tim | VU/F/BETA/CNCR/INF | WN.C423F | - |  |  |  | 1
EQ019186 |  | Power Supply |  | power supply for solder | Weller | Timmerman, AJ | VU/F/BETA/CNCR/INF | WN.C423I | - |  |  |  | 1 | PU81
EQ019185 |  | Drill |  | boor | Bosch | Timmerman, AJ | VU/F/BETA/CNCR/INF | WN.C423I | - |  |  |  | 0 | easydril
EQ019184 |  | Power Supply |  | power supply | Thorlabs | Timmerman, AJ | VU/F/BETA/CNCR/INF | WN.C423I | - |  |  |  | 0 | ledd1B
EQ019183 |  | Plasma Cleaner |  | Plasma Vacuum Pump | Harrick Plasma | Huijgen, Judith | VU/F/BETA/CNCR/FGA | WN.A446 | - |  |  |  | 1 | DVP Vacuum Pump
EQ019182 |  | Plasma Cleaner |  | Plasma Cleaner | Harrick Plasma | Huijgen, Judith | VU/F/BETA/CNCR/FGA | WN.A446 | - |  |  |  | 1 | PDC-002-CE
EQ019181 |  | Vacuum Pump |  | Vacuum Pump |  | Huijgen, Judith | VU/F/BETA/CNCR/FGA | WN.A446 | - |  |  |  | 1
EQ019180 |  | Electrophoresis Power Supply |  | Electrophoresis Power Supply | Bio-Rad | Huijgen, Judith | VU/F/BETA/CNCR/FGA | WN.A446 | - |  |  |  | 1 | Power Pac Basic
EQ019179 |  | Coffee machine |  | Coffee machine | Krups | Zalm, R | VU/F/BETA/CNCR/FGA | WN.A461A | - |  |  |  | 1
EQ019178 |  | Balance |  | Analytical Balance | Mettler (Toledo) | Huijgen, Judith | VU/F/BETA/CNCR/FGA | WN.A459 | - |  |  |  | 1 | PB303-S/FACT
EQ019177 |  | Computer |  | Computer Neurospector |  | Huijgen, Judith | VU/F/BETA/CNCR/FGA | WN.A436 | - |  |  |  | 1
EQ019176 |  | Cooling Unit |  | Refrigerated Circulating Bath | Grant Instruments | Sasbrink, Bart | VU/F/BETA/N&S/BF&E | WN.G159 | - |  |  |  | 1 | LT Ecocool 150
EQ019175 |  | Cooling Unit |  | Refrigerated Circulating Bath | Grant Instruments | Sasbrink, Bart | VU/F/BETA/N&S/BF&E | WN.G159 | - |  |  |  | 1 | LT Ecocool 150
EQ019174 |  | Cooling Unit |  | Refrigerated Circulating Bath |  | Sasbrink, Bart | VU/F/BETA/N&S/BF&E | WN.G159 | - |  |  |  | 1 | LT Ecocool 150
EQ019173 |  | Cooling Unit |  | Refrigerated Circulating Bath | Grant Instruments | Sasbrink, Bart | VU/F/BETA/N&S/BF&E | WN.G159 | - |  |  |  | 1 | LT Ecocool 150
EQ019172 |  | Printer |  | label printer | Dymo | Heistek, Tim | VU/F/BETA/CNCR/INF | WN.C423D | - |  |  |  | 1
EQ019171 |  | Extension Cable |  | Extension cable | VU | Heistek, Tim | VU/F/BETA/CNCR/INF | WN.C423F | - |  |  |  | 1
EQ019170 |  | Digital Indicator |  | digitizer NI |  | Heistek, Tim | VU/F/BETA/CNCR/INF | WN.C423F | - |  |  |  | 1
EQ019169 |  | Splitter |  | display port splitter |  | Heistek, Tim | VU/F/BETA/CNCR/INF | WN.C423F | - |  |  |  | 1
EQ019168 |  | Extension Cable |  | extension cord 8x |  | Heistek, Tim | VU/F/BETA/CNCR/INF | WN.C423F | - |  |  |  | 1
EQ019167 | LT-070025 | Laptop |  | Laptop-TO3-025 | Dell | Vallentgoed, Lennaert | VU/F/FGB | MF.B659 | - |  |  |  | 1 | Latitude 5440
EQ019166 | LT-070024 | Laptop |  | Laptop-TO3-024 | Dell | Vallentgoed, Lennaert | VU/F/FGB | MF.B659 | - |  |  |  | 1 | Latitude 5440
EQ019165 | LT-070023 | Laptop |  | Laptop-TO3-023 | Dell | Vallentgoed, Lennaert | VU/F/FGB | MF.B659 | - |  |  |  | 1 | Latitude 5440
EQ019164 | LT-070022 | Laptop |  | Laptop-TO3-022 | Dell | Vallentgoed, Lennaert | VU/F/FGB | MF.B659 | - |  |  |  | 1 | Latitude 5440
EQ019163 | LT-070021 | Laptop |  | Laptop-TO3-021 | Dell | Vallentgoed, Lennaert | VU/F/FGB | MF.B659 | - |  |  |  | 1 | Latitude 5440
EQ019162 | LT-070020 | Laptop |  | Laptop-TO3-020 | Dell | Vallentgoed, Lennaert | VU/F/FGB | MF.B659 | - |  |  |  | 1 | Latitude 5440
EQ019161 | LT-070018 | Laptop |  | Laptop-TO3-018 | Dell | Vallentgoed, Lennaert | VU/F/FGB | MF.B659 | - |  |  |  | 1 | Latitude 5440
EQ019160 | LT-070017 | Laptop |  | Laptop-TO3-017 | Dell | Vallentgoed, Lennaert | VU/F/FGB | MF.B659 | - |  |  |  | 1 | Latitude 5440
EQ019159 | LT-070016 | Laptop |  | Laptop-TO3-016 | Dell | Vallentgoed, Lennaert | VU/F/FGB | MF.B659 | - |  |  |  | 1 | Latitude 5440
EQ019158 | LT-070015 | Laptop |  | Laptop-TO3-015 | Dell | Vallentgoed, Lennaert | VU/F/FGB | MF.B659 | - |  |  |  | 1 | Latitude 5440
EQ019157 | LT-070014 | Laptop |  | Laptop-TO3-014 | Dell | Vallentgoed, Lennaert | VU/F/FGB | MF.B659 | - |  |  |  | 1 | Latitude 5440
EQ019156 | LT-070013 | Laptop |  | Laptop-TO3-013 | Dell | Vallentgoed, Lennaert | VU/F/FGB | MF.B659 | - |  |  |  | 1 | Latitude 5440
EQ019155 | LT-070012 | Laptop |  | Laptop-TO3-012 | Dell | Vallentgoed, Lennaert | VU/F/FGB | MF.B659 | - |  |  |  | 1 | Latitude 5440
EQ019154 | LT-070011 | Laptop |  | Laptop-TO3-011 | Dell | Vallentgoed, Lennaert | VU/F/FGB | MF.B659 | - |  |  |  | 1 | Latitude 5440
EQ019153 | LT-070010 | Laptop |  | Laptop-TO3-010 | Dell | Vallentgoed, Lennaert | VU/F/FGB | MF.B659 | - |  |  |  | 1 | Latitude 5440
EQ019152 | LT-070009 | Laptop |  | Laptop-TO3-009 | Dell | Vallentgoed, Lennaert | VU/F/FGB | MF.B659 | - |  |  |  | 1 | Latitude 5440
EQ019151 | LT-070008 | Laptop |  | Laptop-TO3-008 | Dell | Vallentgoed, Lennaert | VU/F/FGB | MF.B659 | - |  |  |  | 1 | Latitude 5440
EQ019150 | LT-070007 | Laptop |  | Laptop-TO3-007 | Dell | Vallentgoed, Lennaert | VU/F/FGB | MF.B659 | - |  |  |  | 1 | Latitude 5440
EQ019149 | LT-070006 | Laptop |  | Laptop-TO3-006 | Dell | Vallentgoed, Lennaert | VU/F/FGB | MF.B659 | - |  |  |  | 1 | Latitude 5440
EQ019148 | LT-070005 | Laptop |  | Laptop-TO3-005 | Dell | Vallentgoed, Lennaert | VU/F/FGB | MF.B659 | - |  |  |  | 1 | Latitude 5440
EQ019147 | LT-070004 | Laptop |  | Laptop-TO3-004 | Dell | Vallentgoed, Lennaert | VU/F/FGB | MF.B659 | - |  |  |  | 1 | Latitude 5440
EQ019146 | LT-070003 | Laptop |  | Laptop-TO3-003 | Dell | Vallentgoed, Lennaert | VU/F/FGB | MF.B659 | - |  |  |  | 1 | Latitude 5440
EQ019145 | LT-070002 | Laptop |  | Laptop-TO3-002 | Dell | Vallentgoed, Lennaert | VU/F/FGB | MF.B659 | - |  |  |  | 1 | Latitude 5440
EQ019144 | LT-070001 | Laptop |  | Laptop-TO3-001 | Dell | Vallentgoed, Lennaert | VU/F/FGB | MF.B659 | - |  |  |  | 1 | Latitude 5440
EQ019143 |  | Microscope |  | microscope |  | Heistek, Tim | VU/F/BETA/CNCR/FGA | WN.C423H | - |  |  |  | 1
EQ019142 |  | Fridge |  | fridge |  | Heistek, Tim | VU/F/BETA/CNCR/INF | WN.B408 | - |  |  |  | 1
EQ019141 |  | Lamp |  | infrared lamp | VU | Heistek, Tim | VU/F/BETA/CNCR/INF | WN.B408 | - |  |  |  | 1
EQ019140 |  | Computer Monitor |  | HP monitor | Hewlett Packard (HP) | Heistek, Tim | VU/F/BETA/CNCR/INF | WN.B408 | - |  |  |  | 1
EQ019139 |  | Extension Cable |  | Extension cable | VU | Heistek, Tim | VU/F/BETA/CNCR/INF | WN.C423K | - |  |  |  | 1
EQ019138 |  | Camera |  | camera power supply | Basler | Heistek, Tim | VU/F/BETA/CNCR/INF | WN.C423D | - |  |  |  | 1 | acA2000
EQ019137 |  | Extension Cable |  | Extension cable | VU | Heistek, Tim | VU/F/BETA/CNCR/INF | WN.C423D | - |  |  |  | 1
EQ019136 |  | Timer |  | extension cord 8x |  | Heistek, Tim | VU/F/BETA/CNCR/INF | WN.B408 | - |  |  |  | 1
EQ019135 |  | Extension Cable |  | Extension cable | VU | Heistek, Tim | VU/F/BETA/CNCR/INF | WN.C423H | - |  |  |  | 0
EQ019134 |  | Extension Cable |  | Extension cable | VU | Heistek, Tim | VU/F/BETA/CNCR/INF | WN.C423D | - |  |  |  | 1
EQ019133 |  | Motion Controller/Driver |  | camera power supply | Basler | Heistek, Tim | VU/F/BETA/CNCR/INF | WN.C423D | - |  |  |  | 1 | acA2040
EQ019132 |  | Motion Controller/Driver |  | Uniblitz shutter driver | UniBlitz | Heistek, Tim | VU/F/BETA/CNCR/INF | WN.C423D | - |  |  |  | 1
EQ019131 |  | Extension Cable |  | Extension Cable | VU | Heistek, Tim | VU/F/BETA/CNCR/INF | WN.C423D | - |  |  |  | 1
EQ019130 |  | Extension Cable |  | Extension Cable | VU | Heistek, Tim | VU/F/BETA/CNCR/INF | WN.C423D | - |  |  |  | 1
EQ019129 |  | Router/Switch |  | on/off switch |  | Heistek, Tim | VU/F/BETA/CNCR/INF | WN.B408 | - |  |  |  | 1
EQ019128 |  | Power Supply |  | camera power supply | Basler | Heistek, Tim | VU/F/BETA/CNCR/INF | WN.C423F | - |  |  |  | 1 | acA1300
EQ019127 |  | Extension Cable |  | Extension cable | VU | Heistek, Tim | VU/F/BETA/CNCR/INF | WN.C423F | - |  |  |  | 1
EQ019126 |  | Extension Cable |  | Extension cable | VU | Heistek, Tim | VU/F/BETA/CNCR/INF | WN.C423F | - |  |  |  | 1
EQ019125 |  | Arduino Stepper |  | Arduino shield |  | Heistek, Tim | VU/F/BETA/CNCR/INF | WN.B408 | - |  |  |  | 1
EQ019124 |  | Timer |  | timer |  | Heistek, Tim | VU/F/BETA/CNCR/INF | WN.B408 | - |  |  |  | 1
EQ019123 |  | Adapter |  | adapter scantainer |  | Heistek, Tim | VU/F/BETA/CNCR/INF | WN.B408 | - |  |  |  | 1
EQ019122 |  | Router/Switch |  | on/off switch |  | Heistek, Tim | VU/F/BETA/CNCR/INF | WN.B408 | - |  |  |  | 1
EQ019121 |  | Router/Switch |  | on/off switch |  | Heistek, Tim | VU/F/BETA/CNCR/INF | WN.B408 | - |  |  |  | 1
EQ019120 |  | Power Supply |  | xy servo | Afdeling Elektronica Faculteit Biologie VU | Timmerman, AJ | VU/F/BETA/CNCR/INF | WN.C423K | - |  |  |  | 1
EQ019119 |  | Signal filter |  | bessel filter | Krohn-Hite | Heistek, Tim | VU/F/BETA/CNCR/INF | WN.C423H | - |  |  |  | 1 | 3381
EQ019118 |  | Syringe Pump |  | Syringe Infusion Pumps | World Precision Instruments | Heistek, Tim | VU/F/BETA/CNCR/INF | WN.C423H | - |  |  |  | 1 | sp210iw
EQ019117 |  | Temperature Control Module |  | temperature controler nr 4 | Multi Channel Systems | Timmerman, AJ | VU/F/BETA/CNCR/INF | WN.C423I | - |  |  |  | 0 | tc/02
EQ019116 |  | Temperature Control Module |  | temperature controler nr 4 | Multi Channel Systems | Timmerman, AJ | VU/F/BETA/CNCR/INF | WN.C423I | - |  |  |  | 1 | tc/02
EQ019115 |  | Temperature Control Module |  | temperature controler nr 3 | Multi Channel Systems | Timmerman, AJ | VU/F/BETA/CNCR/INF | WN.C423I | - |  |  |  | 1 | tc/02
EQ019114 |  | Temperature Control Module |  | temperature controler nr 2 | Multi Channel Systems | Timmerman, AJ | VU/F/BETA/CNCR/INF | WN.C423I | - |  |  |  | 1 | tc/02
EQ019113 |  | Temperature Control Module |  | temperature controler nr 1 | Multi Channel Systems | Timmerman, AJ | VU/F/BETA/CNCR/INF | WN.C423I | - |  |  |  | 0 | tc/02
EQ019112 |  | Temperature Control Module |  | temperature controler | Multi Channel Systems | Timmerman, AJ | VU/F/BETA/CNCR/INF | WN.C423I | - |  |  |  | 0 | tc/01
EQ019111 |  | Power Supply |  | stimulator stg4002 | Multi Channel Systems | Timmerman, AJ | VU/F/BETA/CNCR/INF | WN.C423I | - |  |  |  | 1 | stg4002
EQ019110 |  | Power Supply |  | stimulator stg2008 | Multi Channel Systems | Timmerman, AJ | VU/F/BETA/CNCR/INF | WN.C423I | - |  |  |  | 1 | stg2008
EQ019109 |  | Power Supply |  | stimulator stg2004 | Multi Channel Systems | Timmerman, AJ | VU/F/BETA/CNCR/INF | WN.C423I | - |  |  |  | 1 | stg2004
EQ019108 |  | Oscilloscope |  | osciloscoop | Tektronix | Timmerman, AJ | VU/F/BETA/CNCR/INF | WN.C423I | - |  |  |  | 1 | tds1002
EQ019107 |  | Control Unit |  | shutter | Vincent Associates | Timmerman, AJ | VU/F/BETA/CNCR/INF | WN.C423I | - |  |  |  | 1 | 14625
EQ019106 |  | Control Unit |  | shutter | Vincent Associates | Timmerman, AJ | VU/F/BETA/CNCR/INF | WN.C423I | - |  |  |  | 1 | 14625
EQ019105 |  | Power/Energy Meter |  | optical power meter | Newport | Timmerman, AJ | VU/F/BETA/CNCR/INF | WN.C423I | - |  |  |  | 1 | 840
EQ019104 |  | Signal Generator |  | Micro-Iontophoresis Programmer WPI 160 | WPI | Koene, JM | VU/F/BETA/CNCR/2967 | O2.13W24 | - |  |  |  | 1 | Model 160
EQ019103 |  | Microinjector |  | nanoject II | Drummond | Timmerman, AJ | VU/F/BETA/CNCR/INF | WN.C423H | - |  |  |  | 1 | II
EQ019102 |  | Microinjector |  | nanoject II | Drummond | Timmerman, AJ | VU/F/BETA/CNCR/INF | WN.C423H | - |  |  |  | 1 | II
EQ019101 |  | Pipette |  | Rainin Pipette 2-20µL | Rainin | Zwering, Emile | VU/F/BETA/A-LIFE/SyBi | O2.01E31 | - |  |  |  | 1 | Rainin pipet lite SL20 2-20µL
EQ019100 | J 19408 A | Pipette |  | Gilson Pipetman P2 | Gilson | Zwering, Emile | VU/F/BETA/A-LIFE/SyBi | O2.01E31 | - | 2024-09-20 |  |  | 1 | Pipetman P2
EQ019099 | P 67686 K | Pipette |  | Gilson Pipetman P20 | Gilson | Zwering, Emile | VU/F/BETA/A-LIFE/SyBi | O2.01E31 | - | 2024-09-20 |  |  | 1 | Pipetman P20
EQ019098 | N 28736 A | Pipette |  | Gilson Pipetman P200 | Gilson | Zwering, Emile | VU/F/BETA/A-LIFE/SyBi | O2.01E31 | - | 2024-09-06 |  |  | 1 | Pipetman P200
EQ019097 | CK 52194 | Pipette |  | Gilson Pipetman P1000 | Gilson | Zwering, Emile | VU/F/BETA/A-LIFE/SyBi | O2.01E31 | - | 2024-09-20 |  |  | 1 | Pipetman P1000
EQ019096 | K 84 14967 | Pipette |  | Gilson Pipetman P1000 | Gilson | Zwering, Emile | VU/F/BETA/A-LIFE/SyBi | O2.01E31 | - | 2024-09-20 |  |  | 1 | Pipetman P 1000
EQ019095 |  | Electrophoresis Power Supply |  | Electropheresis Power Supply | Biorad | Breeuwsma, Nicole | VU/F/BETA/CNCR/CTG | WN.G350 | - |  |  |  | 1 | PowerPac Basic
EQ019094 |  | Camera |  | EP50 camera | Olympus | Putten, Nathalie van der | VU/F/BETA/AW/AEK/AEKE | WN.M422 | - |  |  |  | 0
EQ019093 |  | Camera |  | EP50 camera | Olympus | Putten, Nathalie van der | VU/F/BETA/AW/AEK/AEKE | WN.M422 | - |  |  |  | 1
EQ019092 |  | Microscope |  | Olympus CX43 | Olympus | Putten, Nathalie van der | VU/F/BETA/AW/AEK/AEKE | WN.M422 | - |  |  |  | 1
EQ019091 |  | Cold light source |  | Olympus KL 1600 LED | Olympus | Putten, Nathalie van der | VU/F/BETA/AW/AEK/AEKE | WN.M422 | - |  |  |  | 1
EQ019090 |  | Microscope |  | Stereomicroscope Olympus SZX7 | Olympus | Putten, Nathalie van der | VU/F/BETA/AW/AEK/AEKE | WN.M422 | - |  |  |  | 1
EQ019089 |  | Cold light source |  | Cold light device | Ikea | Putten, Nathalie van der | VU/F/BETA/AW/AEK/AEKE | WN.M422 | - |  |  |  | 1
EQ019088 |  | Cold light source |  | Cold light device | Ikea | Putten, Nathalie van der | VU/F/BETA/AW/AEK/AEKE | WN.M422 | - |  |  |  | 1
EQ019087 |  | Binoculars |  | Olympus Tokyo 274209 | Olympus | Putten, Nathalie van der | VU/F/BETA/AW/AEK/AEKE | WN.M422 | - |  |  |  | 1
EQ019086 |  | Binoculars |  | Olympus Tokyo 250953 | Olympus | Putten, Nathalie van der | VU/F/BETA/AW/AEK/AEKE | WN.M422 | - |  |  |  | 1
EQ019085 |  | Binoculars |  | Binoc ID 18 | Olympus | Putten, Nathalie van der | VU/F/BETA/AW/AEK/AEKE | WN.M422 | - |  |  |  | 1
EQ019084 |  | Binoculars |  | Binoc ID 20 | Olympus | Putten, Nathalie van der | VU/F/BETA/AW/AEK/AEKE | WN.M422 | - |  |  |  | 1
EQ019083 |  | Microscope |  | Micro ID 3 AAW | Carl Zeiss | Putten, Nathalie van der | VU/F/BETA/AW/AEK/AEKE | WN.M422 | - |  |  |  | 1
EQ019082 | Speakers | Speakers |  | Speakers |  | Bakali, Chaimaa | VU/F/BETA/CNCR/MCN | WN.A305 | - |  |  |  | 1
EQ019081 |  | Lamp |  | extern lampje cryostaat |  | Gouwenberg, Y | VU/F/BETA/CNCR/MCN | WN.C206 | - |  |  |  | 1
EQ019080 |  | Extension Cable |  | Verdeeldoos |  | Koolman, Tiara | VU/F/BETA/CNCR/MCN | WN.C335 | - |  |  |  | 0
EQ019079 |  | Extension Cable |  | Verdeeldoos |  | Koolman, Tiara | VU/F/BETA/CNCR/MCN | WN.C335 | - |  |  |  | 0
EQ019078 |  | UV Cleaner Box |  | DNA/RNA UV-CLEANERBOX | Biosan | Timmerman, AJ | VU/F/BETA/CNCR/INF | WN.C423D | - |  |  |  | 1 | Biosan UVT-S-AR 90cm
EQ019077 |  | UV Cleaner Box |  | DNA/RNA UV-CLEANERBOX | Biosan | Timmerman, AJ | VU/F/BETA/CNCR/INF | WN.C414A | - |  |  |  | 1 | Biosan UVT-S-AR 125cm
EQ019076 |  | Power Supply |  | POWERSUPPLY | MSI | Timmerman, AJ | VU/F/BETA/CNCR/INF | WN.C416 | - |  |  |  | 1
EQ019075 |  | Sterilizing workstation |  | BEAD STERILIZER | Benchmark scientific | Timmerman, AJ | VU/F/BETA/CNCR/INF | WN.C416 | - |  |  |  | 1
EQ019074 |  | Camera |  | camera | Afdeling Elektronica Faculteit Biologie VU | Timmerman, AJ | VU/F/BETA/CNCR/INF | WN.C416 | - |  |  |  | 1 | BFS-U3-19S4M-C
EQ019073 |  | Microscope |  | microscoop | Leica | Timmerman, AJ | VU/F/BETA/CNCR/INF | WN.C416 | - |  |  |  | 1 | DMIL
EQ019072 |  | Laptop |  | laptop | MSI | Timmerman, AJ | VU/F/BETA/CNCR/INF | WN.C416 | - |  |  |  | 1
EQ019071 |  | Cell Counter |  | cellcounter | Corning | Timmerman, AJ | VU/F/BETA/CNCR/INF | WN.C416 | - |  |  |  | 1 | cytosmart
EQ019070 |  | Centrifuge |  | centrifuge | VWR | Timmerman, AJ | VU/F/BETA/CNCR/INF | WN.C416 | - |  |  |  | 1 | compact star CS8
EQ019069 |  | Water Bath |  | waterbath | Fisherbrand | Timmerman, AJ | VU/F/BETA/CNCR/INF | WN.C416 | - |  |  |  | 1 | Isotemp gpd05
EQ019068 |  | Vacuum Pump |  | SUCCIONPUMP FOR CULTURE | Vacuubrand | Timmerman, AJ | VU/F/BETA/CNCR/INF | WN.C416 | - |  |  |  | 1 | Vacuubrand BVC Professional
EQ019067 |  | Incubator |  | CO2 incubator | Memmert | Timmerman, AJ | VU/F/BETA/CNCR/INF | WN.C416 | - |  |  |  | 1 | ICO150
EQ019066 |  | Extension Cable |  | Verdeel stekker |  | Koolman, Tiara | VU/F/BETA/CNCR/MCN | WN.A305 | - |  |  |  | 1
EQ019065 |  | Extension Cable |  | extension cord 9 gate nr 1 | VU | Timmerman, AJ | VU/F/BETA/CNCR/INF | WN.C423I | - |  |  |  | 1
EQ019064 |  | Extension Cable |  | extension cord 4 gate nr 1 | VU | Timmerman, AJ | VU/F/BETA/CNCR/INF | WN.C423I | - |  |  |  | 1
EQ019063 |  | Extension Cable |  | extension cord 5 gate nr 1 | VU | Timmerman, AJ | VU/F/BETA/CNCR/INF | WN.C423K | - |  |  |  | 1
EQ019062 |  | Power Supply |  | soldeerstation | Weller | Timmerman, AJ | VU/F/BETA/CNCR/INF | WN.C423I | - |  |  |  | 0
EQ019061 |  | Computer Monitor |  | monitor | Dell | Timmerman, AJ | VU/F/BETA/CNCR/INF | WN.C423I | - |  |  |  | 0
EQ019060 |  | Computer Monitor |  | monitor | Dell | Timmerman, AJ | VU/F/BETA/CNCR/INF | WN.C423I | - |  |  |  | 0
EQ019059 |  | Computer |  | computer nr 3 | Dell | Timmerman, AJ | VU/F/BETA/CNCR/INF | WN.C423I | - |  |  |  | 0
EQ019058 |  | Computer |  | computer nr 2 | Dell | Timmerman, AJ | VU/F/BETA/CNCR/INF | WN.C423I | - |  |  |  | 0
EQ019057 |  | Computer |  | computer | Dell | Timmerman, AJ | VU/F/BETA/CNCR/INF | WN.C423I | - |  |  |  | 0
EQ019056 |  | Adapter |  | AC adapter (for Aim-TTi I-prober | (Aim-)TTi | Limburg, Rob | VU/F/BETA/TC/Electronica | WN.P043 | - |  |  |  | 1 | FRA012-S05-I
EQ019055 |  | Current Clamp |  | Positional Current Probe I-prober 520 | (Aim-)TTi | Limburg, Rob | VU/F/BETA/TC/Electronica | WN.P043 | - |  |  |  | 1 | I-prober 520
EQ019054 |  | Amplifier |  | 64 channel amplifier nr 2 | Panasonic | Timmerman, AJ | VU/F/BETA/CNCR/INF | WN.C423I | - |  |  |  | 0 | su-med640
EQ019053 |  | Amplifier |  | 64 channel amplifier nr 1 | Panasonic | Timmerman, AJ | VU/F/BETA/CNCR/INF | WN.C423I | - |  |  |  | 0 | su-med640
EQ019052 |  | Extension Cable |  | extensioncord 8 gate nr 1 | Afdeling Elektronica Faculteit Biologie VU | Heistek, Tim | VU/F/BETA/CNCR/INF | WN.C423F | - |  |  |  | 1
EQ019051 |  | Extension Cable |  | extensioncord 3 gate nr 1 | Afdeling Elektronica Faculteit Biologie VU | Heistek, Tim | VU/F/BETA/CNCR/INF | WN.C423F | - |  |  |  | 1
EQ019050 |  | Extension Cable |  | extensioncord 6 gate nr 1 | Afdeling Elektronica Faculteit Biologie VU | Heistek, Tim | VU/F/BETA/CNCR/INF | WN.C423F | - |  |  |  | 1
EQ019049 |  | Temperature Control Module |  | automated temperature controller | Warner | Heistek, Tim | VU/F/BETA/CNCR/INF | WN.C423F | - |  |  |  | 1 | tc-324c
EQ019048 |  | LED Controller |  | Channel LED driver | Thorlabs | Heistek, Tim | VU/F/BETA/CNCR/INF | WN.C423F | - |  |  |  | 1 | DC4104
EQ019047 |  | Camera |  | camera | Afdeling Elektronica Faculteit Biologie VU | Timmerman, AJ | VU/F/BETA/CNCR/INF | WN.C423F | - |  |  |  | 1
EQ019046 |  | Power Supply |  | Microscope halogen lamp power supply | Olympus | Heistek, Tim | VU/F/BETA/CNCR/INF | WN.C423F | - |  |  |  | 1 | TH4-200
EQ019045 |  | Camera controller |  | Microscope camera controller | Olympus | Heistek, Tim | VU/F/BETA/CNCR/INF | WN.C423F | - |  |  |  | 1
EQ019044 |  | Extension Cable |  | extension cord 6 gate nr 2 |  | Timmerman, AJ | VU/F/BETA/CNCR/INF | WN.B408 | - |  |  |  | 1 | 7 gate
EQ019043 |  | Extension Cable |  | extension cord 3 gate nr 1 |  | Timmerman, AJ | VU/F/BETA/CNCR/INF | WN.B408 | - |  |  |  | 1 | 3 gate
EQ019042 |  | Extension Cable |  | extension cord 4 gate nr 2 |  | Timmerman, AJ | VU/F/BETA/CNCR/INF | WN.B408 | - |  |  |  | 1 | 4 gate
EQ019041 |  | Extension Cable |  | extension cord 4 gate nr 1 |  | Timmerman, AJ | VU/F/BETA/CNCR/INF | WN.B408 | - |  |  |  | 1 | 4 gate
EQ019040 |  | Extension Cable |  | extension cord 7 gate nr 5 |  | Timmerman, AJ | VU/F/BETA/CNCR/INF | WN.B408 | - |  |  |  | 1 | 7 gate
EQ019039 |  | Extension Cable |  | extension cord 6 gate nr 3 |  | Timmerman, AJ | VU/F/BETA/CNCR/INF | WN.B408 | - |  |  |  | 0 | 6 gate
EQ019038 |  | Extension Cable |  | extension cord 7 gate nr 4 |  | Timmerman, AJ | VU/F/BETA/CNCR/INF | WN.B408 | - |  |  |  | 1 | 7 gate
EQ019037 |  | Extension Cable |  | extension cord 7 gate nr 3 |  | Timmerman, AJ | VU/F/BETA/CNCR/INF | WN.B408 | - |  |  |  | 1 | 7 gate
EQ019036 |  | Extension Cable |  | extension cord 7 gate nr 2 |  | Timmerman, AJ | VU/F/BETA/CNCR/INF | WN.B408 | - |  |  |  | 1 | 7 gate
EQ019035 |  | Extension Cable |  | extension cord 7 gate nr 1 |  | Timmerman, AJ | VU/F/BETA/CNCR/INF | WN.B408 | - |  |  |  | 1 | 7 gate
EQ019034 |  | Extension Cable |  | extension cord 6 gate nr 1 |  | Timmerman, AJ | VU/F/BETA/CNCR/INF | WN.B408 | - |  |  |  | 1 | 6 gate
EQ019033 |  | Extension Cable |  | extension cord 5 gate nr 3 |  | Timmerman, AJ | VU/F/BETA/CNCR/INF | WN.B408 | - |  |  |  | 1 | 5 gate
EQ019032 |  | Extension Cable |  | extension cord 5 gate nr 2 |  | Timmerman, AJ | VU/F/BETA/CNCR/INF | WN.B408 | - |  |  |  | 1 | 5 gate
EQ019031 |  | Extension Cable |  | extension cord 5 gate |  | Timmerman, AJ | VU/F/BETA/CNCR/INF | WN.B408 | - |  |  |  | 1 | 5 gate
EQ019030 |  | Camera |  | camera | Afdeling Elektronica Faculteit Biologie VU | Timmerman, AJ | VU/F/BETA/CNCR/INF | WN.C423F | - |  |  |  | 1
EQ019029 |  | Power Supply |  | lamp power supply | Leica | Timmerman, AJ | VU/F/BETA/CNCR/INF | WN.C423F | - |  |  |  | 1 | EBQ100
EQ019028 |  | Digital Indicator |  | digitizer | National Instruments | Timmerman, AJ | VU/F/BETA/CNCR/INF | WN.C423F | - |  |  |  | 1 | NI usb-6343
EQ019027 |  | Extension Cable |  | extension cord 4 gate 2 | Afdeling Elektronica Faculteit Biologie VU | Timmerman, AJ | VU/F/BETA/CNCR/INF | WN.C423F | - |  |  |  | 1
EQ019026 |  | Extension Cable |  | extension cord 4 gate 2 | Afdeling Elektronica Faculteit Biologie VU | Timmerman, AJ | VU/F/BETA/CNCR/INF | WN.C423F | - |  |  |  | 1
EQ019025 |  | Camera |  | camera | Basler | Timmerman, AJ | VU/F/BETA/CNCR/INF | WN.C423F | - |  |  |  | 1 | aca1300
EQ019024 |  | Extension Cable |  | extension cord 6 gate | Afdeling Elektronica Faculteit Biologie VU | Timmerman, AJ | VU/F/BETA/CNCR/INF | WN.C423F | - |  |  |  | 1
EQ019023 |  | Extension Cable |  | extension cord 4 gate 1 | Afdeling Elektronica Faculteit Biologie VU | Timmerman, AJ | VU/F/BETA/CNCR/INF | WN.C423F | - |  |  |  | 1
EQ019022 |  | Extension Cable |  | extinction cord 1 gate 3 | Afdeling Elektronica Faculteit Biologie VU | Timmerman, AJ | VU/F/BETA/CNCR/INF | WN.C423K | - |  |  |  | 1
EQ019021 |  | Extension Cable |  | extinction cord 1 gate 2 | Afdeling Elektronica Faculteit Biologie VU | Timmerman, AJ | VU/F/BETA/CNCR/INF | WN.C423K | - |  |  |  | 1
EQ019020 |  | Extension Cable |  | extinction cord 1 gate 1 | Afdeling Elektronica Faculteit Biologie VU | Timmerman, AJ | VU/F/BETA/CNCR/INF | WN.C423K | - |  |  |  | 1
EQ019019 |  | Extension Cable |  | extinction cord 4 gate 2 | Afdeling Elektronica Faculteit Biologie VU | Timmerman, AJ | VU/F/BETA/CNCR/INF | WN.C423K | - |  |  |  | 1
EQ019018 |  | Extension Cable |  | extinction cord 4 gate 1 | Afdeling Elektronica Faculteit Biologie VU | Timmerman, AJ | VU/F/BETA/CNCR/INF | WN.C423K | - |  |  |  | 1
EQ019017 |  | Extension Cable |  | extinction cord 6 gate 6 | Brennenstuhl | Timmerman, AJ | VU/F/BETA/CNCR/INF | WN.C423K | - |  |  |  | 1
EQ019016 |  | Extension Cable |  | extinction cord 6 gate 5 | Brennenstuhl | Timmerman, AJ | VU/F/BETA/CNCR/INF | WN.C423K | - |  |  |  | 1
EQ019015 |  | Extension Cable |  | extinction cord 6 gate 4 | Brennenstuhl | Timmerman, AJ | VU/F/BETA/CNCR/INF | WN.C423K | - |  |  |  | 1
EQ019014 |  | Extension Cable |  | extinction cord 6 gate 3 | Brennenstuhl | Timmerman, AJ | VU/F/BETA/CNCR/INF | WN.C423K | - |  |  |  | 1
EQ019013 |  | Extension Cable |  | extinction cord 6 gate 2 | Brennenstuhl | Timmerman, AJ | VU/F/BETA/CNCR/INF | WN.C423K | - |  |  |  | 1
EQ019012 |  | Extension Cable |  | extinction cord 6 gate | Brennenstuhl | Timmerman, AJ | VU/F/BETA/CNCR/INF | WN.C423K | - |  |  |  | 1
EQ019011 |  | Extension Cable |  | extinction cord 8 gate | Afdeling Elektronica Faculteit Biologie VU | Timmerman, AJ | VU/F/BETA/CNCR/INF | WN.C423K | - |  |  |  | 1
EQ019010 |  | Extension Cable |  | extinction cord 8 gate | Afdeling Elektronica Faculteit Biologie VU | Timmerman, AJ | VU/F/BETA/CNCR/INF | WN.C423K | - |  |  |  | 1
EQ019009 |  | Photodetector |  | PMT amp | Hamamatsu | Timmerman, AJ | VU/F/BETA/CNCR/INF | WN.CK20C | - |  |  |  | 1 | 2017-2864-02
EQ019008 |  | Photodetector |  | PMT amp | Hamamatsu | Timmerman, AJ | VU/F/BETA/CNCR/INF | WN.CK20C | - |  |  |  | 1 | 2017-2864-02
EQ019007 |  | Motor driver |  | solist Mp motorcontroller | Afdeling Elektronica Faculteit Biologie VU | Timmerman, AJ | VU/F/BETA/CNCR/INF | WN.CK20C | - |  |  |  | 1
EQ019006 |  | Cooling Unit |  | EXT440 liquid cooling system | Koolance | Timmerman, AJ | VU/F/BETA/CNCR/INF | WN.CK20C | - |  |  |  | 1
EQ019005 |  | Control Unit |  | digital Piezo controller | PI | Timmerman, AJ | VU/F/BETA/CNCR/INF | WN.CK20C | - |  |  |  | 1 | E-709
EQ019004 |  | Photodetector |  | FPC-04 | Afdeling Elektronica Faculteit Biologie VU | Timmerman, AJ | VU/F/BETA/CNCR/INF | WN.CK20C | - |  |  |  | 1 | FPC-04
EQ019003 |  | Photodetector |  | pmt-amp | Hamamatsu | Timmerman, AJ | VU/F/BETA/CNCR/INF | WN.CK20C | - |  |  |  | 1 | 2017-2864-02
EQ019002 |  | Photodetector |  | pmt-amp | Hamamatsu | Timmerman, AJ | VU/F/BETA/CNCR/INF | WN.CK20C | - |  |  |  | 1 | 2017-2864-02
EQ019001 |  | Motor driver |  | motor steinmeyer XYZ | VU | Timmerman, AJ | VU/F/BETA/CNCR/INF | WN.CK20C | - |  |  |  | 1
EQ019000 |  | Control Unit |  | control unit | VU | Timmerman, AJ | VU/F/BETA/CNCR/INF | WN.CK20C | - |  |  |  | 1
EQ018999 |  | Extension Cable |  | extensioncord | Intertek | Timmerman, AJ | VU/F/BETA/CNCR/INF | WN.CK20C | - |  |  |  | 1
EQ018998 |  | Extension Cable |  | extensioncord | Brennenstuhl | Timmerman, AJ | VU/F/BETA/CNCR/INF | WN.CK20C | - |  |  |  | 1
EQ018997 |  | Splitter |  | 7-port usb hub | Renkforce | Timmerman, AJ | VU/F/BETA/CNCR/INF | WN.CK20C | - |  |  |  | 1 | GCUS7W
EQ018996 |  | Adapter |  | usb to serial adapter | Coherent | Timmerman, AJ | VU/F/BETA/CNCR/INF | WN.CK20C | - |  |  |  | 1 | 151047
EQ018995 |  | Control Unit |  | OPO controler | Coherent | Timmerman, AJ | VU/F/BETA/CNCR/INF | WN.CK20C | - |  |  |  | 1
EQ018994 |  | Control Unit |  | femto controler | Coherent | Timmerman, AJ | VU/F/BETA/CNCR/INF | WN.CK20C | - |  |  |  | 1
EQ018993 |  | Control Unit |  | precomp controler | Coherent | Timmerman, AJ | VU/F/BETA/CNCR/INF | WN.CK20C | - |  |  |  | 1
EQ018992 |  | Filter Wheel |  | filter | Thorlabs | Timmerman, AJ | VU/F/BETA/CNCR/INF | WN.CK20C | - |  |  |  | 1 | prm1-mz8
EQ018991 |  | Control Unit |  | DC servo controller | Thorlabs | Timmerman, AJ | VU/F/BETA/CNCR/INF | WN.CK20C | - |  |  |  | 1 | tdc001
EQ018990 |  | Unknown |  | breakout box PXIe-6356 | National Instruments | Timmerman, AJ | VU/F/BETA/CNCR/INF | WN.CK20C | - |  |  |  | 1
EQ018989 |  | Unknown |  | breakout box PXIe-6356 | National Instruments | Timmerman, AJ | VU/F/BETA/CNCR/INF | WN.CK20C | - |  |  |  | 1
EQ018988 |  | Optical Unit |  | chameleon Precomp | Coherent | Timmerman, AJ | VU/F/BETA/CNCR/INF | WN.CK20C | - |  |  |  | 1 | PreComp
EQ018987 |  | Optical Unit |  | chameleon OPO | Coherent | Timmerman, AJ | VU/F/BETA/CNCR/INF | WN.CK20C | - |  |  |  | 1 | OPO
EQ018986 |  | Motor driver |  | xyz joystick | Afdeling Elektronica Faculteit Biologie VU | Timmerman, AJ | VU/F/BETA/CNCR/INF | WN.CK20C | - |  |  |  | 1 | Machiv42174msw
EQ018985 |  | Motor driver |  | aerotech agr150 | Afdeling Elektronica Faculteit Biologie VU | Timmerman, AJ | VU/F/BETA/CNCR/INF | WN.CK20C | - |  |  |  | 1 | AGR150
EQ018984 |  | Power Supply |  | 2-photon microscoop 2 galvo | Afdeling Elektronica Faculteit Biologie VU | Timmerman, AJ | VU/F/BETA/CNCR/INF | WN.CK20C | - |  |  |  | 1
EQ018983 |  | Digital Indicator |  | digitizer | National Instruments | Timmerman, AJ | VU/F/BETA/CNCR/INF | WN.CK20C | - |  |  |  | 1 | nipxie1073
EQ018982 |  | Shaker/Mixer |  | Infors shaker | Infors ht | Gouwenberg, Y | VU/F/BETA/CNCR/MCN | WN.A336 | - |  |  |  | 1
EQ018981 |  | Control Unit |  | cube sm-10 | Luigs and Newman | Heistek, Tim | VU/F/BETA/CNCR/INF | WN.C423F | - |  |  |  | 1
EQ018980 |  | Motor driver |  | xy stage | Luigs and Newman | Heistek, Tim | VU/F/BETA/CNCR/INF | WN.C423F | - |  |  |  | 1
EQ018979 |  | Unknown |  | pipet manipulator right | Axon Instruments | Heistek, Tim | VU/F/BETA/CNCR/INF | WN.C423F | - |  |  |  | 1
EQ018978 |  | Unknown |  | pipet manipulator left | Axon Instruments | Heistek, Tim | VU/F/BETA/CNCR/INF | WN.C423F | - |  |  |  | 1
EQ018977 |  | Extension Cable |  | Extension cable | VU | Heistek, Tim | VU/F/BETA/CNCR/INF | WN.C423F | - |  |  |  | 1
EQ018976 |  | Ultrasonic Cleaner |  | pipetcleaning system | Luigs and Newman | Timmerman, AJ | VU/F/BETA/CNCR/INF | WN.C423F | - |  |  |  | 1 | ln-pcs
EQ018975 | 069921 | Computer |  | computer | Hewlett Packard (HP) | Timmerman, AJ | VU/F/BETA/CNCR/INF | WN.C423F | - |  |  |  | 1 | z2
EQ018974 |  | Vacuum Pump |  | Vacuum pump | KNF | Bakali, Chaimaa | VU/F/BETA/CNCR/MCN | WN.C321 | - |  |  |  | 1 | N86 KN.18
EQ018973 | Vacuum pump | Vacuum Pump |  | Vacuum pump |  | Bakali, Chaimaa | VU/F/BETA/CNCR/MCN | WN.B304 | - |  |  |  | 1
EQ018972 | Vacuum pump | Vacuum Pump |  | Vacuum pump |  | Bakali, Chaimaa | VU/F/BETA/CNCR/MCN | WN.B304 | - |  |  |  | 1
EQ018971 | pc08102 | Computer |  | cumputer | Hewlett Packard (HP) | Timmerman, AJ | VU/F/BETA/CNCR/INF | WN.B408 | - |  |  |  | 1
EQ018970 |  | Computer Monitor |  | monitor | Dell | Timmerman, AJ | VU/F/BETA/CNCR/INF | WN.B408 | - |  |  |  | 1
EQ018969 |  | Oscilloscope |  | combiscope | Hameg | Timmerman, AJ | VU/F/BETA/CNCR/INF | WN.B408 | - |  |  |  | 1 | HM1508
EQ018968 |  | Unknown |  | window discriminator | FHC Inc. | Timmerman, AJ | VU/F/BETA/CNCR/INF | WN.B408 | - |  |  |  | 1
EQ018967 |  | Power Supply |  | powersupply | National Instruments | Timmerman, AJ | VU/F/BETA/CNCR/INF | WN.B408 | - |  |  |  | 1 | BNC2090
EQ018966 |  | Power Supply |  | powersupply | Neuralynx | Timmerman, AJ | VU/F/BETA/CNCR/INF | WN.B408 | - |  |  |  | 1 | lynx 8
EQ018965 |  | Amplifier |  | amplifier | Neuralynx | Timmerman, AJ | VU/F/BETA/CNCR/INF | WN.B408 | - |  |  |  | 1
EQ018964 |  | Computer Monitor |  | monitor | Dell | Timmerman, AJ | VU/F/BETA/CNCR/INF | WN.B408 | - |  |  |  | 1 | 1707fpc
EQ018963 |  | Electrode Puller |  | puller p87 | Sutter Instrument Company (SIC) | Heistek, Tim | VU/F/BETA/CNCR/INF | WN.C423K | - |  |  |  | 1 | P87
EQ018962 |  | Electrode Puller |  | puller p97 | Sutter Instrument Company (SIC) | Heistek, Tim | VU/F/BETA/CNCR/INF | WN.C423K | - |  |  |  | 1 | P97
EQ018961 |  | Computer |  | computer | Hewlett Packard (HP) | Heistek, Tim | VU/F/BETA/CNCR/INF | WN.C423K | - |  |  |  | 1 | z600
EQ018960 |  | Photometer |  | lightmeter | Spectra Physics | Heistek, Tim | VU/F/BETA/CNCR/INF | WN.C423K | - |  |  |  | 1 | 407A
EQ018959 |  | Modulation controller |  | SM10 | Luigs and Newman | Heistek, Tim | VU/F/BETA/CNCR/INF | WN.C423K | - |  |  |  | 1 | SMT
EQ018958 |  | Pressure controller |  | LN pcs | Luigs and Newman | Heistek, Tim | VU/F/BETA/CNCR/INF | WN.C423K | - |  |  |  | 1 | PCS
EQ018957 |  | Data Converter |  | Heka DAC | Heka | Heistek, Tim | VU/F/BETA/CNCR/INF | WN.C423K | - |  |  |  | 1 | INstrutech itc1600
EQ018956 |  | Microinjector |  | Picospritzer Microinjector | General Valve Corporation | Heistek, Tim | VU/F/BETA/CNCR/INF | WN.C423K | - |  |  |  | 1 | III
EQ018955 |  | Camera |  | camera | Basler | Timmerman, AJ | VU/F/BETA/CNCR/INF | WN.C423K | - |  |  |  | 1
EQ018954 |  | Camera |  | camera | Basler | Timmerman, AJ | VU/F/BETA/CNCR/INF | WN.C423K | - |  |  |  | 1
EQ018953 |  | Power Supply |  | leddriver fluo | Thorlabs | Timmerman, AJ | VU/F/BETA/CNCR/INF | WN.C423K | - |  |  |  | 1 | LEDD-1B
EQ018952 |  | Power Supply |  | leddriver IR | Thorlabs | Timmerman, AJ | VU/F/BETA/CNCR/INF | WN.C423K | - |  |  |  | 1 | LEDD-1B
EQ018951 |  | Computer Monitor |  | monitor 3 | Dell | Timmerman, AJ | VU/F/BETA/CNCR/INF | WN.C423K | - |  |  |  | 1
EQ018950 |  | Computer Monitor |  | monitor 2 | Hewlett Packard (HP) | Timmerman, AJ | VU/F/BETA/CNCR/INF | WN.C423K | - |  |  |  | 1
EQ018949 |  | Computer Monitor |  | monitor | Hewlett Packard (HP) | Timmerman, AJ | VU/F/BETA/CNCR/INF | WN.C423K | - |  |  |  | 1
EQ018948 |  | Computer |  | computer | Lenovo | Timmerman, AJ | VU/F/BETA/CNCR/INF | WN.C423K | - |  |  |  | 1 | thinkstation
EQ018947 |  | Computer |  | computer XY stage | Siemens | Timmerman, AJ | VU/F/BETA/CNCR/INF | WN.C423K | - |  |  |  | 1 | esprimo
EQ018946 |  | Motor driver |  | Galvo scanner driver | Afdeling Elektronica Faculteit Biologie VU | Timmerman, AJ | VU/F/BETA/CNCR/INF | WN.C423K | - |  |  |  | 1 | micromax
EQ018945 |  | Data Acquisition Instrument |  | DAQ | National Instruments | Timmerman, AJ | VU/F/BETA/CNCR/INF | WN.C423K | - |  |  |  | 1 | NIPXLE-1073
EQ018944 |  | Motor driver |  | motordriver Z | PI | Timmerman, AJ | VU/F/BETA/CNCR/INF | WN.C423K | - |  |  |  | 1 | mercury
EQ018943 |  | Peristaltic Pump |  | pump | Gilson | Timmerman, AJ | VU/F/BETA/CNCR/INF | WN.C423K | - |  |  |  | 1 | minipluls3
EQ018942 |  | Temperature Control Module |  | temperature controller | Warner | Timmerman, AJ | VU/F/BETA/CNCR/INF | WN.C423K | - |  |  |  | 1 | tc-324c
EQ018941 |  | Amplifier |  | pmt gain | Afdeling Elektronica Faculteit Biologie VU | Timmerman, AJ | VU/F/BETA/CNCR/INF | WN.C423K | - |  |  |  | 1 | fpc04
EQ018940 |  | Amplifier |  | amplifier pmt-4 | Afdeling Elektronica Faculteit Biologie VU | Timmerman, AJ | VU/F/BETA/CNCR/INF | WN.C423K | - |  |  |  | 1
EQ018939 |  | Amplifier |  | amplifier pmt-3 | Afdeling Elektronica Faculteit Biologie VU | Timmerman, AJ | VU/F/BETA/CNCR/INF | WN.C423K | - |  |  |  | 1
EQ018938 |  | Amplifier |  | amplifier pmt-2 | Afdeling Elektronica Faculteit Biologie VU | Timmerman, AJ | VU/F/BETA/CNCR/INF | WN.C423K | - |  |  |  | 1
EQ018937 |  | Amplifier |  | amplifier pmt-1 | Afdeling Elektronica Faculteit Biologie VU | Timmerman, AJ | VU/F/BETA/CNCR/INF | WN.C423K | - |  |  |  | 1
EQ018936 |  | Cooling Unit |  | galvo cooler | Afdeling Elektronica Faculteit Biologie VU | Timmerman, AJ | VU/F/BETA/CNCR/INF | WN.C423K | - |  |  |  | 1
EQ018935 |  | Power Supply |  | pmt powersupply B | Afdeling Elektronica Faculteit Biologie VU | Timmerman, AJ | VU/F/BETA/CNCR/INF | WN.C423K | - |  |  |  | 1
EQ018934 |  | Power Supply |  | pmt powersupply A | Afdeling Elektronica Faculteit Biologie VU | Timmerman, AJ | VU/F/BETA/CNCR/INF | WN.C423K | - |  |  |  | 1
EQ018933 |  | Filter |  | luchtfilter |  | Timmerman, AJ | VU/F/BETA/CNCR/INF | WN.C423K | - |  |  |  | 1
EQ018932 |  | Unknown |  | ventilator |  | Timmerman, AJ | VU/F/BETA/CNCR/INF | WN.C423K | - |  |  |  | 1
EQ018931 |  | Unknown |  | usb hub | Renkforce | Timmerman, AJ | VU/F/BETA/CNCR/INF | WN.C423K | - |  |  |  | 1 | 7port usb hub
EQ018930 |  | Unknown |  | usb hub | LogiLink | Timmerman, AJ | VU/F/BETA/CNCR/INF | WN.C423K | - |  |  |  | 1 | 10port usb hub
EQ018929 |  | Shutter Driver |  | shutter driver | UniBlitz | Timmerman, AJ | VU/F/BETA/CNCR/INF | WN.C423K | - |  |  |  | 1 | vmm-d3
EQ018928 |  | Modulation controller |  | pockelcell image |  | Timmerman, AJ | VU/F/BETA/CNCR/INF | WN.C423K | - |  |  |  | 1 | 302rm
EQ018927 |  | Modulation controller |  | pockelcell uncage |  | Timmerman, AJ | VU/F/BETA/CNCR/INF | WN.C423K | - |  |  |  | 1 | 302rm
EQ018926 | Freezer Room 2 | Keycard |  | Keycard Freezer Room 2 | VU-FGB | Cengiz, Cemre | VU/F/FGB | MF.B659 | - |  |  |  | 1
EQ018925 |  | Laser |  | laser chiller 3 | Coherent | Timmerman, AJ | VU/F/BETA/CNCR/INF | WN.C423K | - |  |  |  | 1 | chameleon chiller
EQ018924 | Freezer Room 1 | Keycard |  | Keycard Freezer Room 1 | VU-FGB | Cengiz, Cemre | VU/F/FGB | MF.B659 | - |  |  |  | 1
EQ018923 |  | Laser |  | laser chiller 1 | Coherent | Timmerman, AJ | VU/F/BETA/CNCR/INF | WN.C423K | - |  |  |  | 1 | chameleon chiller
EQ018922 |  | Laser |  | laser mru3 | Coherent | Timmerman, AJ | VU/F/BETA/CNCR/INF | WN.C423K | - |  |  |  | 1 | chameleon mru-x
EQ018921 |  | Laser |  | laser mru1 | Coherent | Timmerman, AJ | VU/F/BETA/CNCR/INF | WN.C423K | - |  |  |  | 1 | chameleon mru-x
EQ018920 |  | Laser |  | laser unit 3 | Coherent | Timmerman, AJ | VU/F/BETA/CNCR/INF | WN.C423K | - |  |  |  | 1 | chameleon
EQ018919 |  | Laser |  | laser unit 1 | Coherent | Timmerman, AJ | VU/F/BETA/CNCR/INF | WN.C423K | - |  |  |  | 1 | chameleon
EQ018918 |  | Oscilloscope |  | oscilloscoop | Tektronix | Timmerman, AJ | VU/F/BETA/CNCR/INF | WN.C423K | - |  |  |  | 1 | tds3034c
EQ018917 |  | Amplifier |  | master9 amplifier | A.M.P.I | Timmerman, AJ | VU/F/BETA/CNCR/INF | WN.C423K | - |  |  |  | 1 | master 9
EQ018916 | 003064 | Computer Monitor |  | Dell Monitor 003064 | Dell | Tuinder, Vincent | VU/F/FGB | MF.C679 | - |  |  |  | 1
EQ018915 |  | Thermal Cycler / PCR System |  | Bio-rad thermal cycler | Biorad | Gouwenberg, Y | VU/F/BETA/CNCR/MCN | WN.C335 | - |  |  |  | 1 | C1000
EQ018914 | Speakers | Speakers |  | Speakers |  | Bakali, Chaimaa | VU/F/BETA/CNCR/MCN | WN.A305 | - |  |  |  | 1
EQ018913 | Verlichting | Light Source |  | Light source decoration |  | Bakali, Chaimaa | VU/F/BETA/CNCR/MCN | WN.A305 | - |  |  |  | 1
EQ018912 | Verlichting | Light Source |  | Light source decoration |  | Bakali, Chaimaa | VU/F/BETA/CNCR/MCN | WN.A305 | - |  |  |  | 1
EQ018911 |  | Vacuum Pump |  | Vacuum Pump | Edwards | Koolman, Tiara | VU/F/BETA/CNCR/MCN | WN.C322 | - |  |  |  | 1 | 30
EQ018910 |  | Extension Cable |  | Extension Cable | VU | Gouwenberg, Y | VU/F/BETA/CNCR/MCN | WN.B316 | - |  |  |  | 1
EQ018909 |  | Heater |  | Heated lid |  | Gouwenberg, Y | VU/F/BETA/CNCR/MCN | WN.C321 | - |  |  |  | 1
EQ018908 |  | Sealer |  | Seal apparaat | Fellowes | Gouwenberg, Y | VU/F/BETA/CNCR/MCN | WN.C335 | - |  |  |  | 1 | Saturn3i A4
EQ018907 | Timer | Timer |  | Timer |  | Bakali, Chaimaa | VU/F/BETA/CNCR/MCN | WN.A303 | - |  |  |  | 1
EQ018906 | Timer | Timer |  | Timer |  | Bakali, Chaimaa | VU/F/BETA/CNCR/MCN | WN.B304 | - |  |  |  | 1
EQ018905 | Timer | Timer |  | Timer |  | Bakali, Chaimaa | VU/F/BETA/CNCR/MCN | WN.B316 | - |  |  |  | 1
EQ018904 |  | Light Source |  | light source |  | Timmerman, AJ | VU/F/BETA/CNCR/INF | WN.B408 | - |  |  |  | 1 | hal100
EQ018903 |  | Unknown |  | manupilator | Luigs and Newman | Timmerman, AJ | VU/F/BETA/CNCR/INF | WN.B408 | - |  |  |  | 1 | LNmini25
EQ018902 |  | Camera |  | dalsa camera |  | Timmerman, AJ | VU/F/BETA/CNCR/INF | WN.B408 | - |  |  |  | 1 | 1M60
EQ018901 |  | Computer Monitor |  | monitor | Dell | Timmerman, AJ | VU/F/BETA/CNCR/INF | WN.B408 | - |  |  |  | 1
EQ018900 | 022785 | Computer Monitor |  | monitor | Dell | Timmerman, AJ | VU/F/BETA/CNCR/INF | WN.B408 | - |  |  |  | 1
EQ018899 | 036388 | Computer |  | computer | Hewlett Packard (HP) | Timmerman, AJ | VU/F/BETA/CNCR/INF | WN.B408 | - |  |  |  | 1 | z440
EQ018898 | 036799 | Computer |  | computer | Hewlett Packard (HP) | Timmerman, AJ | VU/F/BETA/CNCR/INF | WN.B408 | - |  |  |  | 1 | z440
EQ018897 |  | Oscilloscope |  | osciloscoop | Tektronix | Timmerman, AJ | VU/F/BETA/CNCR/INF | WN.B408 | - |  |  |  | 1 | tds210
EQ018896 |  | Light Source |  | optical imaging lightsource | Max-Planck-Institut (MPI) | Timmerman, AJ | VU/F/BETA/CNCR/INF | WN.B408 | - |  |  |  | 1
EQ018895 |  | Computer interface |  | optical imaging interface | Max-Planck-Institut (MPI) | Timmerman, AJ | VU/F/BETA/CNCR/INF | WN.B408 | - |  |  |  | 1 | imager 3001 lab interface
EQ018894 |  | Power Supply |  | Power Strip |  | Huijgen, Judith | VU/F/BETA/CNCR/FGA | WN.A330 | - |  |  |  | 1
EQ018893 |  | Power Supply |  | powersupply |  | Timmerman, AJ | VU/F/BETA/CNCR/INF | WN.B408 | - |  |  |  | 1
EQ018892 |  | Fridge freezer |  | Fridge Freezer Combination | Zanussi | Huijgen, Judith | VU/F/BETA/CNCR/FGA | WN.A330 | - |  |  |  | 1
EQ018891 |  | Freezer |  | Freezer | Liebherr | Huijgen, Judith | VU/F/BETA/CNCR/FGA | WN.A330 | - |  |  |  | 1
EQ018890 |  | Unknown |  | manipulator electrodesxyz | Luigs and Newman | Timmerman, AJ | VU/F/BETA/CNCR/INF | WN.B408 | - |  |  |  | 1 | sm1
EQ018889 |  | Pipette |  | Automatic Pipet Eppendorf | Eppendorf | Huijgen, Judith | VU/F/BETA/CNCR/FGA | WN.A330 | - |  |  |  | 1
EQ018888 |  | Thermal Cycler / PCR System |  | Thermocycler | Biorad | Huijgen, Judith | VU/F/BETA/CNCR/FGA | WN.A330 | - |  |  |  | 1
EQ018887 | mon09-977 | Computer Monitor |  | monitor | Hewlett Packard (HP) | Timmerman, AJ | VU/F/BETA/CNCR/INF | WN.B408 | - |  |  |  | 1 | 1740
EQ018886 |  | Speakers |  | Speaker Subwoofer Set | Logitech | Huijgen, Judith | VU/F/BETA/CNCR/FGA | WN.A330 | - |  |  |  | 1
EQ018885 |  | Computer Monitor |  | monitor | Acer | Timmerman, AJ | VU/F/BETA/CNCR/INF | WN.B408 | - |  |  |  | 1 | v173
EQ018884 |  | Centrifuge |  | Mini Centrifuge Prisism | Labnet | Huijgen, Judith | VU/F/BETA/CNCR/FGA | WN.A330 | - |  |  |  | 1
EQ018883 |  | Computer interface |  | interface | VU | Timmerman, AJ | VU/F/BETA/CNCR/INF | WN.B408 | - |  |  |  | 1
EQ018882 |  | Microscope |  | Zeiss Microscoop | Zeiss | Huijgen, Judith | VU/F/BETA/CNCR/FGA | WN.A367 | - |  |  |  | 1 | Telaval 31
EQ018881 | 031014 | Computer |  | computer | Acer | Timmerman, AJ | VU/F/BETA/CNCR/INF | WN.B408 | - |  |  |  | 1
EQ018880 |  | Boiler |  | Water Boiler | Daalderop (itho) | Klein, Bart | VU/F/BETA/CNCR/FGA | WN.A327 | - |  |  |  | 1
EQ018879 |  | Ultrasonic Processor |  | Ultrasonic Processor |  | Klein, Bart | VU/F/BETA/CNCR/FGA | WN.A327 | - |  |  |  | 1 | Hielscher Ultrasonics
EQ018878 |  | Amplifier |  | amplifier | Max-Planck-Institut (MPI) | Timmerman, AJ | VU/F/BETA/CNCR/INF | WN.B408 | - |  |  |  | 1
EQ018877 |  | Amplifier |  | amplifier | Max-Planck-Institut (MPI) | Timmerman, AJ | VU/F/BETA/CNCR/INF | WN.B408 | - |  |  |  | 1
EQ018876 |  | Thermal Cycler / PCR System |  | Thermocycler | Sensoquest | Huijgen, Judith | VU/F/BETA/CNCR/FGA | WN.A327 | - |  |  |  | 1
EQ018875 |  | Blotter |  | Transblot Turbo | Biorad | Klein, Bart | VU/F/BETA/CNCR/FGA | WN.A327 | - |  |  |  | 1
EQ018874 |  | Vacuum Pump |  | Vacuum Pump | KNF | Klein, Bart | VU/F/BETA/CNCR/FGA | WN.A327 | - |  |  |  | 1
EQ018873 |  | Pipette |  | AccuJet Pipetboy | Accu-jet | Klein, Bart | VU/F/BETA/CNCR/FGA | WN.A327 | - |  |  |  | 1
EQ018872 |  | Pipette |  | AccuJet Pipetboy | Accu-jet | Klein, Bart | VU/F/BETA/CNCR/FGA | WN.A327 | - |  |  |  | 1
EQ018871 |  | Data-acquisition |  | open ephys box |  | Timmerman, AJ | VU/F/BETA/CNCR/INF | WN.B408 | - |  |  |  | 1
EQ018870 |  | Magnetic Stirrer |  | Magnetic Stirrer | IKA | Klein, Bart | VU/F/BETA/CNCR/FGA | WN.A327 | - |  |  |  | 1
EQ018869 |  | Microscope |  | microscoop | Olympus | Timmerman, AJ | VU/F/BETA/CNCR/INF | WN.B408 | - |  |  |  | 1 | sz61
EQ018868 |  | Cold light source |  | schott light source | Schott | Timmerman, AJ | VU/F/BETA/CNCR/INF | WN.B408 | - |  |  |  | 0 | kl1500lcd
EQ018867 |  | Cold light source |  | schott light source | Schott | Timmerman, AJ | VU/F/BETA/CNCR/INF | WN.B408 | - |  |  |  | 1 | kl1500lcd
EQ018866 |  | Computer Monitor |  | monitor |  | Timmerman, AJ | VU/F/BETA/CNCR/INF | WN.B408 | - |  |  |  | 1 | beetronics 15
EQ018865 |  | Computer Monitor |  | monitor |  | Timmerman, AJ | VU/F/BETA/CNCR/INF | WN.B408 | - |  |  |  | 1 | beetronics 15
EQ018864 |  | Computer Monitor |  | monitor |  | Timmerman, AJ | VU/F/BETA/CNCR/INF | WN.B408 | - |  |  |  | 1 | beetronics 15
EQ018863 |  | Camera |  | camera | Nikon | Timmerman, AJ | VU/F/BETA/CNCR/INF | WN.B408 | - |  |  |  | 1 | motion scope M3
EQ018862 |  | Light Source |  | infrarood lamp |  | Timmerman, AJ | VU/F/BETA/CNCR/INF | WN.B408 | - |  |  |  | 1
EQ018861 |  | Light Source |  | infrarood lamp |  | Timmerman, AJ | VU/F/BETA/CNCR/INF | WN.B408 | - |  |  |  | 1
EQ018860 |  | Multimeter |  | Digital Multimeter | Voltcraft | Gouwenberg, Y | VU/F/BETA/CNCR/MCN | WN.C335 | - |  |  |  | 1 | VC155
EQ018859 |  | Glue Gun |  | Lijmpistool | HBM | Gouwenberg, Y | VU/F/BETA/CNCR/MCN | WN.C335 | - |  |  |  | 1 | TY-G4001A
EQ018858 |  | Motion Controller/Driver |  | sm5 | Luigs and Newman | Timmerman, AJ | VU/F/BETA/CNCR/INF | WN.B408 | - |  |  |  | 1 | display sm5
EQ018857 |  | Motion Controller/Driver |  | sm6 controller | Luigs and Newman | Timmerman, AJ | VU/F/BETA/CNCR/INF | WN.B408 | - |  |  |  | 1 | display sm5
EQ018856 |  | Laser |  | sloclasers | Shanghai Laser & Optics Century Co., Ltd. (SLOC) | Timmerman, AJ | VU/F/BETA/CNCR/INF | WN.B408 | - |  |  |  | 1 | dpssl driver
EQ018855 |  | Electrophoresis Power Supply |  | Electrophoresis Power Supply | Bio-Rad | Gouwenberg, Y | VU/F/BETA/CNCR/FGA | WN.A447 | - |  |  |  | 1 | Power Pac Basic
EQ018854 |  | Magnetic Stirrer |  | Magnetic Stirrer | Labinco | Huijgen, Judith | VU/F/BETA/CNCR/FGA | WN.A447 | - |  |  |  | 1
EQ018853 |  | Magnetic Stirrer |  | Magnetic Stirrer | Labinco | Huijgen, Judith | VU/F/BETA/CNCR/FGA | WN.A447 | - |  |  |  | 0
EQ018852 |  | Magnetic Stirrer |  | Magnetic Stirrer | Labinco | Huijgen, Judith | VU/F/BETA/CNCR/FGA | WN.A447 | - |  |  |  | 1
EQ018851 |  | Magnetic Stirrer |  | Stir Plate VWR | VWR | Huijgen, Judith | VU/F/BETA/CNCR/FGA | WN.A447 | - |  |  |  | 1
EQ018850 |  | Roller mixer |  | Rollerbank | Labinco | Huijgen, Judith | VU/F/BETA/CNCR/FGA | WN.A447 | - |  |  |  | 1
EQ018849 |  | Shaker/Mixer |  | Rotator Mixer | Benchmark scientific | Huijgen, Judith | VU/F/BETA/CNCR/FGA | WN.A447 | - |  |  |  | 1
EQ018848 |  | Syringe Pump |  | perfussion pump | Gilson | Timmerman, AJ | VU/F/BETA/CNCR/INF | WN.B408 | - |  |  |  | 1 | miniplus3
EQ018847 |  | Shaker/Mixer |  | Tube Rocker | Benchmark scientific | Huijgen, Judith | VU/F/BETA/CNCR/FGA | WN.A447 | - |  |  |  | 1
EQ018846 |  | Unknown |  | oxigen concentrator |  | Timmerman, AJ | VU/F/BETA/CNCR/INF | WN.B408 | - |  |  |  | 1 | 525dd-331rev A
EQ018845 |  | Active Scavenging Unit |  | scavengerunit | Vettech Solutions | Timmerman, AJ | VU/F/BETA/CNCR/INF | WN.B408 | - |  |  |  | 1
EQ018844 |  | Radio |  | radio |  | Timmerman, AJ | VU/F/BETA/CNCR/INF | WN.B408 | - |  |  |  | 1 | tr510
EQ018843 |  | Unknown |  | scantainer |  | Timmerman, AJ | VU/F/BETA/CNCR/INF | WN.B408 | - |  |  |  | 1 | scanbur
EQ018842 |  | Water Bath |  | ultrasone bath | Elma | Timmerman, AJ | VU/F/BETA/CNCR/INF | WN.B408 | - |  |  |  | 1 | s10h
EQ018841 |  | Microscope |  | microscope | Leica | Timmerman, AJ | VU/F/BETA/CNCR/INF | WN.B408 | - |  |  |  | 1 | mz6
EQ018840 |  | Temperature Control Module |  | temperature controler | FHC Inc. | Timmerman, AJ | VU/F/BETA/CNCR/INF | WN.B408 | - |  |  |  | 1
EQ018839 |  | Vacuum Cleaner |  | vacuumcleaner | AEG | Timmerman, AJ | VU/F/BETA/CNCR/INF | WN.B408 | - |  |  |  | 1 | vx821eco
EQ018838 |  | Balance |  | scale | VWR | Timmerman, AJ | VU/F/BETA/CNCR/INF | WN.B408 | - |  |  |  | 1 | se422c
EQ018837 |  | Balance |  | scale | Kern | Timmerman, AJ | VU/F/BETA/CNCR/INF | WN.B408 | - |  |  |  | 1 | emb1200-1
EQ018836 |  | Temperature Control Module |  | temperature controler | FHC Inc. | Timmerman, AJ | VU/F/BETA/CNCR/INF | WN.B408 | - |  |  |  | 1
EQ018835 |  | Light Source |  | red light source | Philips | Timmerman, AJ | VU/F/BETA/CNCR/INF | WN.B408 | - |  |  |  | 1 | tmw065-236d
EQ018834 |  | Magnetic Stirrer |  | hotplate stirrer | IKA | Timmerman, AJ | VU/F/BETA/CNCR/INF | WN.B408 | - |  |  |  | 1 | basic2
EQ018833 |  | Magnetic Stirrer |  | hotplate stirrer | VWR | Timmerman, AJ | VU/F/BETA/CNCR/INF | WN.B408 | - |  |  |  | 1 | 985vw7ahseua
EQ018832 |  | Light Source |  | red light source | Philips | Timmerman, AJ | VU/F/BETA/CNCR/INF | WN.B408 | - |  |  |  | 1 | tmw065-1361
EQ018831 |  | Cold light source |  | schott light source | Schott | Timmerman, AJ | VU/F/BETA/CNCR/INF | WN.B408 | - |  |  |  | 1 | kl1500
EQ018830 |  | Cold light source |  | schott light source | Schott | Timmerman, AJ | VU/F/BETA/CNCR/INF | WN.B408 | - |  |  |  | 1 | kl1500
EQ018829 |  | Temperature Control Module |  | temperature controler | FHC Inc. | Timmerman, AJ | VU/F/BETA/CNCR/INF | WN.B408 | - |  |  |  | 1
EQ018828 |  | Drill |  | drill driver | Osada Electric Co., Ltd. | Timmerman, AJ | VU/F/BETA/CNCR/INF | WN.B408 | - |  |  |  | 1 | osada success 40
EQ018827 |  | Light Source |  | uvlight charger |  | Timmerman, AJ | VU/F/BETA/CNCR/INF | WN.B408 | - |  |  |  | 1 | smartlight
EQ018826 |  | Vacuum Pump |  | Vacuum Pump |  | Heijneman, Jorin Petrus Henricus | VU/F/BETA/CNCR/FGA | WN.A209 | - |  |  |  | 0 | Manufacturer: Laboport
EQ018825 |  | Vacuum Pump |  | Vacuum Pump |  | Heijneman, Jorin Petrus Henricus | VU/F/BETA/CNCR/FGA | WN.A209 | - |  |  |  | 1 | Manufacturer: Laboport
EQ018824 |  | Vortex |  | Lab Dancer Vortex | IKA | Heijneman, Jorin Petrus Henricus | VU/F/BETA/CNCR/FGA | WN.A209 | - |  |  |  | 1
EQ018823 |  | Vortex |  | Minivortex | VWR | Heijneman, Jorin Petrus Henricus | VU/F/BETA/CNCR/FGA | WN.A209 | - |  |  |  | 1
EQ018822 |  | Gas Burner |  | Electric Gas Burner |  | Heijneman, Jorin Petrus Henricus | VU/F/BETA/CNCR/FGA | WN.A209 | - |  |  |  | 0
EQ018821 |  | Orbital shaker |  | Rotomax Shaker | Heidolph | Heijneman, Jorin Petrus Henricus | VU/F/BETA/CNCR/FGA | WN.A209 | - |  |  |  | 1 | Rotomax
EQ018820 |  | Speakers |  | Speaker Set |  | Heijneman, Jorin Petrus Henricus | VU/F/BETA/CNCR/FGA | WN.A209 | - |  |  |  | 0
EQ018819 |  | Cell Counter |  | Cell Counter CytoSmart | Corning | Heijneman, Jorin Petrus Henricus | VU/F/BETA/CNCR/FGA | WN.A209 | - |  |  |  | 1
EQ018818 |  | Microscope |  | Nikon Eclipse TS2 | Nikon | Heijneman, Jorin Petrus Henricus | VU/F/BETA/CNCR/FGA | WN.A209 | - |  |  |  | 1
EQ018817 |  | Extension Cable |  | Power Strip |  | Huijgen, Judith | VU/F/BETA/CNCR/FGA | WN.A220 | - |  |  |  | 1
EQ018816 |  | Pipette |  | Drummond Pipetboy | Drummond | Huijgen, Judith | VU/F/BETA/CNCR/FGA | WN.A220 | - |  |  |  | 1
EQ018815 |  | Pipette |  | VWR Pipetboy | VWR | Huijgen, Judith | VU/F/BETA/CNCR/FGA | WN.A220 | - |  |  |  | 1
EQ018814 |  | Centrifuge |  | Centrifuge Eppendorf | Eppendorf | Huijgen, Judith | VU/F/BETA/CNCR/FGA | WN.A220 | - |  |  |  | 1
EQ018813 |  | Heater |  | Air heater | Okolab | Broeke, Jurjen | VU/F/BETA/CNCR/FGA | WN.A219 | - |  |  |  | 1 | H201 T
EQ018812 |  | Light Source |  | CoolLED | CoolLED | Broeke, Jurjen | VU/F/BETA/CNCR/FGA | WN.A219 | - |  |  |  | 1 | pE-4000
EQ018811 |  | Camera controller |  | AX controller | Nikon | Broeke, Jurjen | VU/F/BETA/CNCR/FGA | WN.A219 | - |  |  |  | 1 | AX
EQ018810 |  | Fluorescence Detector |  | Detector unit | Nikon | Broeke, Jurjen | VU/F/BETA/CNCR/FGA | WN.A219 | - |  |  |  | 1 | DUX-ST
EQ018809 |  | Laser Array |  | Nikon Laser box | Nikon | Broeke, Jurjen | VU/F/BETA/CNCR/FGA | WN.A219 | - |  |  |  | 1 | LUA-S4
EQ018808 |  | Pipette |  | Drummond Pipetboy | Drummond | Huijgen, Judith | VU/F/BETA/CNCR/FGA | WN.A405 | - |  |  |  | 1
EQ018807 |  | Pipette |  | Drummond Pipetboy | Drummond | Huijgen, Judith | VU/F/BETA/CNCR/FGA | WN.A405 | - |  |  |  | 1
EQ018806 | Pipette boy | Pipette |  | Pipette |  | Otto, Alexandra | VU/F/BETA/A-LIFE/MM | O2.07E35 | - |  |  |  | 1 | VWR Pipette Conroller
EQ018805 |  | Pump/Compressor |  | Air pump | Okolab | Broeke, Jurjen | VU/F/BETA/CNCR/FGA | WN.A221 | - |  |  |  | 0
EQ018804 |  | Flow Controller |  | CO2 controller | Okolab | Broeke, Jurjen | VU/F/BETA/CNCR/FGA | WN.A221 | - |  |  |  | 1
EQ018803 | Food fridge | Fridge |  | Food fridge | Liebherr | Bakali, Chaimaa | VU/F/BETA/CNCR/MCN | WN.C331 | - |  |  |  | 0
EQ018802 | Vacuum cleaner | Vacuum Cleaner |  | Vacuum cleaner |  | Bakali, Chaimaa | VU/F/BETA/CNCR/MCN | WN.C331 | - |  |  |  | 1 | Lion 15
EQ018801 | PFA fridge | Fridge |  | PFA fridge |  | Bakali, Chaimaa | VU/F/BETA/CNCR/MCN | WN.C331 | - |  |  |  | 1
EQ018800 | Electric gas burner | Gas Burner |  | Gas burner | ggmgastro | Gouwenberg, Y | VU/F/BETA/CNCR/MCN | WN.B316 | - |  |  |  | 1
EQ018799 | Pipet boy | Pipette |  | Pipet boy | Fisher Scientific / Fisher Emergo | Bakali, Chaimaa | VU/F/BETA/CNCR/MCN | WN.B316 | - |  |  |  | 1
EQ018798 |  | Extension Cable |  | extension cable | VU | Gouwenberg, Y | VU/F/BETA/CNCR/MCN | WN.C324A | - |  |  |  | 1
EQ018797 |  | Router/Switch |  | Allied Telesis Switch |  | Koolman, Tiara | VU/F/BETA/CNCR/MCN | WN.C324A | - |  |  |  | 1 | AT-GS910/8
EQ018796 |  | Extension Cable |  | extension cable | VU | Gouwenberg, Y | VU/F/BETA/CNCR/MCN | WN.C324A | - |  |  |  | 1
EQ018795 |  | Mass Spectrometer Interface Unit (MSIU) |  | MS noise reducer | MS Noise | Koolman, Tiara | VU/F/BETA/CNCR/MCN | WN.C324A | - |  |  |  | 1
EQ018794 |  | Mass Spectrometer Interface Unit (MSIU) |  | MS noise reducer | MS Noise | Koolman, Tiara | VU/F/BETA/CNCR/MCN | WN.C324A | - |  |  |  | 1
EQ018793 |  | Extension Cable |  | extension cable | VU | Gouwenberg, Y | VU/F/BETA/CNCR/MCN | WN.C324 | - |  |  |  | 1
EQ018792 | Mercury lamp power supply | Power Supply |  | Super high pressure mercury lamp power supply | Nikon | Bakali, Chaimaa | VU/F/BETA/CNCR/MCN | WN.A353 | - |  |  |  | 1 | HB-10104AF
EQ018791 |  | Extension Cable |  | Extension cable | VU | Bakali, Chaimaa | VU/F/BETA/CNCR/MCN | WN.A353 | - |  |  |  | 1
EQ018790 |  | Extension Cable |  | Extension cable | VU | Bakali, Chaimaa | VU/F/BETA/CNCR/MCN | WN.A353 | - |  |  |  | 1
EQ018789 | Small coffee machine | Coffee machine |  | Small coffee machine | Krups | Bakali, Chaimaa | VU/F/BETA/CNCR/MCN | WN.A305 | - |  |  |  | 1 | XN3005
EQ018788 |  | Control Unit |  | Microtoom controller | Reichert | Weering, JRT van | VU/F/BETA/CNCR/FGA | WN.C208 | - |  |  |  | 1
EQ018787 |  | Microtome |  | Microtoom | Reichert | Weering, JRT van | VU/F/BETA/CNCR/FGA | WN.C208 | - |  |  |  | 1
EQ018786 |  | Lamp |  | Klemlamp | VU | Weering, JRT van | VU/F/BETA/CNCR/FGA | WN.C208 | - |  |  |  | 1 | Twist
EQ018785 |  | Heater |  | Strekplaat | Medite | Weering, JRT van | VU/F/BETA/CNCR/FGA | WN.C206 | - |  |  |  | 1
EQ018784 |  | Shaker/Mixer |  | Epon mixer | VU | Weering, JRT van | VU/F/BETA/CNCR/FGA | WN.C206 | - |  |  |  | 1
EQ018783 |  | Recirculating Chiller |  | Chiller | Van der Heijden labortechnik GmbH | Weering, JRT van | VU/F/BETA/CNCR/FGA | WN.B216 | - |  |  |  | 1
EQ018782 |  | Transformer |  | Transformator | Belpha | Weering, JRT van | VU/F/BETA/CNCR/FGA | WN.B216 | - |  |  |  | 1 | M400 230-9
EQ018781 |  | Hair Dryer |  | Fohn | VU | Weering, JRT van | VU/F/BETA/CNCR/FGA | WN.B210 | - |  |  |  | 1
EQ018780 |  | Power Supply |  | Voeding Cryo-pomp | Leica | Weering, JRT van | VU/F/BETA/CNCR/FGA | WN.A203C | - |  |  |  | 1
EQ018779 |  | Pump/Compressor |  | Leica Cryo-pomp | Leica | Weering, JRT van | VU/F/BETA/CNCR/FGA | WN.A203C | - |  |  |  | 1
EQ018778 |  | Camera |  | Leica ICA | Leica | Weering, JRT van | VU/F/BETA/CNCR/FGA | WN.A203C | - |  |  |  | 1
EQ018777 |  | Heater |  | Strekplaat | Kunz Instruments | Weering, JRT van | VU/F/BETA/CNCR/FGA | WN.A203 | - |  |  |  | 1
EQ018776 |  | Vacuum Pump |  | Vacuum Pump | VU | Gouwenberg, Y | VU/F/BETA/CNCR/MCN | WN.C321 | - |  |  |  | 1 | Neuberger N 860.3 FT 40.18
EQ018775 |  | Vacuum Pump |  | Vacuum Pump | KNF | Gouwenberg, Y | VU/F/BETA/CNCR/MCN | WN.C335 | - |  |  |  | 1 | N86 KN.18
EQ018774 |  | Extension Cable |  | extension cable | VU | Gouwenberg, Y | VU/F/BETA/CNCR/MCN | WN.C335 | - |  |  |  | 1
EQ018773 |  | Extension Cable |  | extension cable | VU | Gouwenberg, Y | VU/F/BETA/CNCR/MCN | WN.C335 | - |  |  |  | 1
EQ018772 |  | Extension Cable |  | extension cable | VU | Gouwenberg, Y | VU/F/BETA/CNCR/MCN | WN.C335 | - |  |  |  | 1
EQ018771 |  | Extension Cable |  | extension cable | VU | Gouwenberg, Y | VU/F/BETA/CNCR/MCN | WN.C335 | - |  |  |  | 1
EQ018770 |  | Extension Cable |  | extension cable | VU | Gouwenberg, Y | VU/F/BETA/CNCR/MCN | WN.C335 | - |  |  |  | 1
EQ018769 |  | Extension Cable |  | extension cable | VU | Gouwenberg, Y | VU/F/BETA/CNCR/MCN | WN.C335 | - |  |  |  | 0
EQ018768 |  | Extension Cable |  | extension cable | VU | Gouwenberg, Y | VU/F/BETA/CNCR/MCN | WN.C335 | - |  |  |  | 1
EQ018767 |  | Power Supply |  | Power supply | Voltcraft | Sasbrink, Bart | VU/F/BETA/N&S/BF&E | WN.G159 | - |  |  |  | 1 | hps-11560
EQ018766 |  | Power Supply |  | Delta power supply | Delta Elektronika | Sasbrink, Bart | VU/F/BETA/N&S/BF&E | WN.G159 | - |  |  |  | 1 | 030-10
EQ018765 |  | Extension Cable |  | extension cable | VU | Gouwenberg, Y | VU/F/BETA/CNCR/MCN | WN.C321A | - |  |  |  | 1
EQ018764 | Radio eiwitlab | Radio |  | Radio | JVC | Gouwenberg, Y | VU/F/BETA/CNCR/MCN | WN.C321 | - |  |  |  | 1
EQ018763 |  | Pipette |  | Automatic pipet 2-125 ul | Thermo | Gouwenberg, Y | VU/F/BETA/CNCR/MCN | WN.C335 | - |  |  |  | 1 | E1-ClipTip
EQ018762 |  | Extension Cable |  | extension cable brown |  | Gouwenberg, Y | VU/F/BETA/CNCR/MCN | WN.C335D | - |  |  |  | 1
EQ018761 |  | Microscope |  | microscope | Nikon | Gouwenberg, Y | VU/F/BETA/CNCR/MCN | WN.C335D | - |  |  |  | 1 | eclipse E400
EQ018760 |  | Shaker/Mixer |  | Shaker small | VU | Gouwenberg, Y | VU/F/BETA/CNCR/MCN | WN.C335 | - |  |  |  | 1 | Vrije Universiteit
EQ018759 |  | Sealer |  | Sealer | Audion electro | Bakali, Chaimaa | VU/F/BETA/CNCR/MCN | WN.A305 | - |  |  |  | 0
EQ018758 | Vacuum cleaner wet & dry | Vacuum cleaner wet & dry |  | Vacuum cleaner wet & dry |  | Bakali, Chaimaa | VU/F/BETA/CNCR/MCN | WN.C331 | - |  |  |  | 1
EQ018757 | Ventilator | Flow Controller |  | Ventilator | Kaz | Bakali, Chaimaa | VU/F/BETA/CNCR/MCN | WN.C331 | - |  |  |  | 0
EQ018756 | Screen | Computer Monitor |  | Screen | Logitech | Bakali, Chaimaa | VU/F/BETA/CNCR/MCN | WN.A305 | - |  |  |  | 1
EQ018755 | Kettle | Kettle |  | Kettle | Severin | Bakali, Chaimaa | VU/F/BETA/CNCR/MCN | WN.A305 | - |  |  |  | 1
EQ018754 | Extension cable | Extension Cable |  | Extension cable | VU | Bakali, Chaimaa | VU/F/BETA/CNCR/MCN | WN.A305 | - |  |  |  | 1
EQ018753 | Extension cable | Extension Cable |  | Extension cable | VU | Bakali, Chaimaa | VU/F/BETA/CNCR/MCN | WN.A305 | - |  |  |  | 1
EQ018752 | Microwave | Microwave oven |  | Microwave | Samsung | Bakali, Chaimaa | VU/F/BETA/CNCR/MCN | WN.A305 | - |  |  |  | 1 | MS28J5215AB
EQ018751 | Toaster | Toaster |  | Toaster | Tefal | Bakali, Chaimaa | VU/F/BETA/CNCR/MCN | WN.A305 | - |  |  |  | 1 | 6670 s1
EQ018750 |  | Incubator |  | Incubator | Binder | Gouwenberg, Y | VU/F/BETA/CNCR/MCN | WN.A208 | - |  |  |  | 1
EQ018749 |  | Air Purifier |  | Portable Air Conditioner | Amcor | Huijgen, Judith | VU/F/BETA/CNCR/FGA | WN.A208 | - |  |  |  | 0
EQ018748 |  | Gas Burner |  | Electric Gas Burner | WLD-Tec | Huijgen, Judith | VU/F/BETA/CNCR/FGA | WN.A208 | - |  |  |  | 1
EQ018747 |  | Gas Burner |  | Electric Gas Burner | WLD-Tec | Huijgen, Judith | VU/F/BETA/CNCR/FGA | WN.A208 | - |  |  |  | 1
EQ018746 |  | Gas Burner |  | Electric Gas Burner | WLD-Tec | Huijgen, Judith | VU/F/BETA/CNCR/FGA | WN.A208 | - |  |  |  | 1
EQ018745 |  | Gas Burner |  | Electric Gas Burner | WLD-Tec | Huijgen, Judith | VU/F/BETA/CNCR/FGA | WN.A208 | - |  |  |  | 1
EQ018744 |  | Lamp |  | UV Lamp |  | Huijgen, Judith | VU/F/BETA/CNCR/FGA | WN.A208 | - |  |  |  | 1 | Kendro Laboratory Products
EQ018743 |  | Speakers |  | Speaker Subwoofer Set | Logitech | Huijgen, Judith | VU/F/BETA/CNCR/FGA | WN.A208 | - |  |  |  | 1
EQ018742 |  | Microscope |  | Nikon Eclipse TS2 | Nikon | Huijgen, Judith | VU/F/BETA/CNCR/FGA | WN.A208 | - |  |  |  | 1
EQ018741 |  | Vacuum Pump |  | Vacuum Pump |  | Huijgen, Judith | VU/F/BETA/CNCR/FGA | WN.A208 | - |  |  |  | 1 | Manufacturer: Laboport
EQ018740 |  | Vacuum Pump |  | Vacuum Pump |  | Huijgen, Judith | VU/F/BETA/CNCR/FGA | WN.A208 | - |  |  |  | 1 | Manufacturer: Laboport
EQ018739 |  | Extension Cable |  | Power Strip |  | Huijgen, Judith | VU/F/BETA/CNCR/FGA | WN.A208 | - |  |  |  | 1
EQ018738 |  | Extension Cable |  | Power Strip |  | Huijgen, Judith | VU/F/BETA/CNCR/FGA | WN.A208 | - |  |  |  | 1
EQ018737 |  | Centrifuge |  | Centrifuge | Eppendorf | Huijgen, Judith | VU/F/BETA/CNCR/FGA | WN.A208 | - |  |  |  | 1 | 5415 D
EQ018736 |  | Centrifuge |  | Centrifuge | Thermo Fisher Scientific | Huijgen, Judith | VU/F/BETA/CNCR/FGA | WN.A208 | - |  |  |  | 1 | Megafuge 8
EQ018735 |  | Vibrator |  | Lonza Nucleofector |  | Huijgen, Judith | VU/F/BETA/CNCR/FGA | WN.A208 | - |  |  |  | 1 | Manufacturer: Lonza
EQ018734 |  | Computer Monitor |  | Monitor | Dell | Huijgen, Judith | VU/F/BETA/CNCR/FGA | WN.A208 | - |  |  |  | 0
EQ018733 |  | Light Source |  | Light Source | Nikon | Huijgen, Judith | VU/F/BETA/CNCR/FGA | WN.A208 | - |  |  |  | 1
EQ018732 |  | Microscope |  | Nikon TS100 | Nikon | Huijgen, Judith | VU/F/BETA/CNCR/FGA | WN.A208 | - |  |  |  | 1
EQ018731 | Electric gas burner | Gas Burner |  | Electric gas burner |  | Bakali, Chaimaa | VU/F/BETA/CNCR/MCN | WN.B304 | - |  |  |  | 1
EQ018730 |  | Laminar Air Flow Cabinet |  | Outward Flow Small | Heraeus | Huijgen, Judith | VU/F/BETA/CNCR/FGA | WN.A208 | - |  |  |  | 1
EQ018729 |  | Water Bath |  | Water Bath | Julabo | Huijgen, Judith | VU/F/BETA/CNCR/FGA | WN.A208 | - |  |  |  | 1
EQ018728 |  | Speakers |  | CD-Player with Speakers Philips | Philips | Huijgen, Judith | VU/F/BETA/CNCR/FGA | WN.A208 | - |  |  |  | 1
EQ018727 | Electric gas burner | Gas Burner |  | Electric gas burner |  | Bakali, Chaimaa | VU/F/BETA/CNCR/MCN | WN.A303 | - |  |  |  | 1
EQ018726 |  | Fridge |  | Fridge | Liebherr | Huijgen, Judith | VU/F/BETA/CNCR/FGA | WN.A208 | - |  |  |  | 1
EQ018725 |  | Fridge |  | Fridge | Liebherr | Huijgen, Judith | VU/F/BETA/CNCR/FGA | WN.A208 | - |  |  |  | 0
EQ018724 |  | Pipette |  | Drummond Pipetboy | Drummond | Huijgen, Judith | VU/F/BETA/CNCR/FGA | WN.A208 | - |  |  |  | 1
EQ018723 |  | Pipette |  | Drummond Pipetboy | Drummond | Huijgen, Judith | VU/F/BETA/CNCR/FGA | WN.A208 | - |  |  |  | 1
EQ018722 |  | Pipette |  | Drummond Pipetboy | Drummond | Huijgen, Judith | VU/F/BETA/CNCR/FGA | WN.A208 | - |  |  |  | 1
EQ018721 |  | Pipette |  | Drummond Pipetboy | Drummond | Huijgen, Judith | VU/F/BETA/CNCR/FGA | WN.A208 | - |  |  |  | 1
EQ018720 |  | Pipette |  | Drummond Pipetboy | Drummond | Huijgen, Judith | VU/F/BETA/CNCR/FGA | WN.A208 | - |  |  |  | 1
EQ018719 |  | Pipette |  | Drummond Pipetboy | Drummond | Huijgen, Judith | VU/F/BETA/CNCR/FGA | WN.A208 | - |  |  |  | 1
EQ018718 |  | Fridge freezer |  | Fridge Freezer Combination | Zanussi | Huijgen, Judith | VU/F/BETA/CNCR/FGA | WN.A208 | - |  |  |  | 1 | Veripart
EQ018717 |  | Fridge freezer |  | Fridge Freezer Combination |  | Huijgen, Judith | VU/F/BETA/CNCR/FGA | WN.A208 | - |  |  |  | 1 | Veripart
EQ018716 |  | Water Bath |  | Water Bath Beads | Thermo Fisher Scientific | Huijgen, Judith | VU/F/BETA/CNCR/FGA | WN.A208 | - |  |  |  | 1
EQ018715 | Autoclave | Autoclave |  | Autoclave |  | Bakali, Chaimaa | VU/F/BETA/CNCR/MCN | WN.C331 | - |  |  |  | 1
EQ018714 |  | Heater |  | Plate heater |  | Gouwenberg, Y | VU/F/BETA/CNCR/MCN | WN.C321 | - |  |  |  | 1 | HPII
EQ018713 | Speedvac | SpeedVac System |  | Concentrator plus | Eppendorf | Bakali, Chaimaa | VU/F/BETA/CNCR/MCN | WN.A305 | - |  |  |  | 1
EQ018712 | Extension cable | Extension Cable |  | Extension cable | VU | Bakali, Chaimaa | VU/F/BETA/CNCR/MCN | WN.A303 | - |  |  |  | 1
EQ018711 | Extension cable | Extension Cable |  | Extension cable | VU | Bakali, Chaimaa | VU/F/BETA/CNCR/MCN | WN.A303 | - |  |  |  | 1
EQ018710 | Pipet boy (backup cellculture) | Pipette |  | Pipet boy | Gilson | Bakali, Chaimaa | VU/F/BETA/CNCR/MCN | WN.A303 | - |  |  |  | 1
EQ018709 | Pipet boy (human cellculture) | Pipette |  | Pipet boy | VWR | Bakali, Chaimaa | VU/F/BETA/CNCR/MCN | WN.A303 | - |  |  |  | 1
EQ018708 | Pipet boy (mouse cellculture) | Pipette |  | Pipet boy | Fisher Scientific / Fisher Emergo | Bakali, Chaimaa | VU/F/BETA/CNCR/MCN | WN.A303 | - |  |  |  | 1
EQ018707 | CNCR cryostaat | Cryogenic System |  | Cryostat NX50 | Thermo | Gouwenberg, Y | VU/F/BETA/CNCR/MCN | WN.C206 | - |  |  |  | 1
EQ018706 |  | Gas Burner |  | Electric Gas Burner |  | Huijgen, Judith | VU/F/BETA/CNCR/FGA | WN.A405 | - |  |  |  | 1
EQ018705 |  | Gas Burner |  | Electric Gas Burner |  | Huijgen, Judith | VU/F/BETA/CNCR/FGA | WN.A405 | - |  |  |  | 1
EQ018704 |  | Gas Burner |  | Electric Gas Burner |  | Huijgen, Judith | VU/F/BETA/CNCR/FGA | WN.A405 | - |  |  |  | 1
EQ018703 |  | Gas Burner |  | Electric Gas Burner |  | Huijgen, Judith | VU/F/BETA/CNCR/FGA | WN.A405 | - |  |  |  | 1
EQ018702 |  | Gas Burner |  | Electric Gas Burner |  | Huijgen, Judith | VU/F/BETA/CNCR/FGA | WN.A405 | - |  |  |  | 1
EQ018701 |  | Incubator |  | PHCBI Incubator | PHCbi | Huijgen, Judith | VU/F/BETA/CNCR/FGA | WN.A405 | - |  |  |  | 1
EQ018700 |  | Incubator |  | PHCBI Incubator | PHCbi | Huijgen, Judith | VU/F/BETA/CNCR/FGA | WN.A405 | - |  |  |  | 1
EQ018699 |  | Incubator |  | PHCBI Incubator | PHCbi | Huijgen, Judith | VU/F/BETA/CNCR/FGA | WN.A405 | - |  |  |  | 1
EQ018698 |  | Incubator |  | PHCBI Incubator | PHCbi | Huijgen, Judith | VU/F/BETA/CNCR/FGA | WN.A405 | - |  |  |  | 1
EQ018697 |  | Incubator |  | PHCBI Incubator | PHCbi | Huijgen, Judith | VU/F/BETA/CNCR/FGA | WN.A405 | - |  |  |  | 1
EQ018696 |  | Incubator |  | PHCBI Incubator | PHCbi | Huijgen, Judith | VU/F/BETA/CNCR/FGA | WN.A405 | - |  |  |  | 1
EQ018695 |  | Incubator |  | PHCBI Incubator | PHCbi | Huijgen, Judith | VU/F/BETA/CNCR/FGA | WN.A405 | - |  |  |  | 1
EQ018694 |  | Incubator |  | PHCBI Incubator | PHCbi | Huijgen, Judith | VU/F/BETA/CNCR/FGA | WN.A405 | - |  |  |  | 1
EQ018693 |  | Incubator |  | Incubator Incusafe | Sanyo | Huijgen, Judith | VU/F/BETA/CNCR/FGA | WN.A405 | - |  |  |  | 1
EQ018692 |  | Incubator |  | Incubator Incusafe | Sanyo | Huijgen, Judith | VU/F/BETA/CNCR/FGA | WN.A405 | - |  |  |  | 1
EQ018691 |  | Extension Cable |  | Power Strip |  | Huijgen, Judith | VU/F/BETA/CNCR/FGA | WN.A405 | - |  |  |  | 1
EQ018690 |  | Extension Cable |  | Power Strip |  | Huijgen, Judith | VU/F/BETA/CNCR/FGA | WN.A405 | - |  |  |  | 0
EQ018689 |  | Extension Cable |  | Power Strip |  | Huijgen, Judith | VU/F/BETA/CNCR/FGA | WN.A405 | - |  |  |  | 1
EQ018688 |  | Extension Cable |  | Power Strip |  | Huijgen, Judith | VU/F/BETA/CNCR/FGA | WN.A405 | - |  |  |  | 1
EQ018687 |  | Extension Cable |  | Power Strip |  | Huijgen, Judith | VU/F/BETA/CNCR/FGA | WN.A405 | - |  |  |  | 0
EQ018686 |  | Extension Cable |  | Power Strip |  | Huijgen, Judith | VU/F/BETA/CNCR/FGA | WN.A405 | - |  |  |  | 1
EQ018685 |  | Extension Cable |  | Power Strip |  | Huijgen, Judith | VU/F/BETA/CNCR/FGA | WN.A405 | - |  |  |  | 1
EQ018684 |  | Extension Cable |  | Extension Cord |  | Huijgen, Judith | VU/F/BETA/CNCR/FGA | WN.A405 | - |  |  |  | 1
EQ018683 |  | Extension Cable |  | Extension Cord |  | Huijgen, Judith | VU/F/BETA/CNCR/FGA | WN.A405 | - |  |  |  | 0
EQ018682 |  | Speakers |  | Wavemaster Speaker Subwoofer Set | Wavemaster | Huijgen, Judith | VU/F/BETA/CNCR/FGA | WN.A405 | - |  |  |  | 1
EQ018681 |  | Lamp |  | UV Lamp |  | Huijgen, Judith | VU/F/BETA/CNCR/FGA | WN.A405 | - |  |  |  | 1
EQ018680 |  | Vacuum Pump |  | Vacuum Pump |  | Huijgen, Judith | VU/F/BETA/CNCR/FGA | WN.A405 | - |  |  |  | 1
EQ018679 |  | Vacuum Pump |  | Vacuum Pump |  | Huijgen, Judith | VU/F/BETA/CNCR/FGA | WN.A405 | - |  |  |  | 1
EQ018678 |  | Vacuum Pump |  | Vacuum Pump | Vacuubrand | Huijgen, Judith | VU/F/BETA/CNCR/FGA | WN.A405 | - |  |  |  | 1
EQ018677 |  | Vacuum Pump |  | Vacuum Pump | Vacuubrand | Huijgen, Judith | VU/F/BETA/CNCR/FGA | WN.A405 | - |  |  |  | 1
EQ018676 |  | Freezer |  | Freezer |  | Huijgen, Judith | VU/F/BETA/CNCR/FGA | WN.B404 | - |  |  |  | 1
EQ018675 |  | Freezer |  | Freezer |  | Huijgen, Judith | VU/F/BETA/CNCR/FGA | WN.A405 | - |  |  |  | 1
EQ018674 |  | Fridge freezer |  | Fridge Freezer Combination |  | Huijgen, Judith | VU/F/BETA/CNCR/FGA | WN.B404A | - |  |  |  | 1
EQ018673 |  | Fridge freezer |  | Fridge Freezer Combination |  | Huijgen, Judith | VU/F/BETA/CNCR/FGA | WN.A405 | - |  |  |  | 1
EQ018672 |  | Cell Counter |  | Cell Counter CytoSmart | Corning | Huijgen, Judith | VU/F/BETA/CNCR/FGA | WN.A405 | - |  |  |  | 1
EQ018671 |  | Microscope |  | Nikon Eclipse TS2 with Surface | Nikon | Huijgen, Judith | VU/F/BETA/CNCR/FGA | WN.A405 | - |  |  |  | 1
EQ018670 |  | Microscope |  | Nikon Eclipse TS100 | Nikon | Huijgen, Judith | VU/F/BETA/CNCR/FGA | WN.A405 | - |  |  |  | 1
EQ018669 |  | Cooling Unit |  | WKL 26 water recirculator | Thermo | Gouwenberg, Y | VU/F/BETA/CNCR/MCN | WN.C321 | - |  |  |  | 1 | WKL 26
EQ018668 | Open Ephys power cable | Cables |  | Power cable Open Ephys |  | Gouwenberg, Y | VU/F/BETA/CNCR/MCN | WN.A336 | - |  |  |  | 1
EQ018667 | UV-cabinet | UV Cleaner Box |  | UV-cabinet DNA/RNA |  | Gouwenberg, Y | VU/F/BETA/CNCR/MCN | WN.A336 | - |  |  |  | 1
EQ018666 |  | Roller mixer |  | Rollermixer 6 | Stuart Scientific | Gouwenberg, Y | VU/F/BETA/CNCR/MCN | WN.C335 | - |  |  |  | 1 | SRT6
EQ018665 | QPRCR auto pipet | Pipette |  | Satrius auto pipet 5-120 ul | Sartorius | Gouwenberg, Y | VU/F/BETA/CNCR/MCN | WN.A330 | - |  |  |  | 1 | Biohit
EQ018664 | Blot koelkast | Fridge |  | Fridge for blotting | Liebherr | Gouwenberg, Y | VU/F/BETA/CNCR/MCN | WN.C321 | - |  |  |  | 1 | 5443
EQ018663 |  | Computer |  | HP computer | Hewlett Packard (HP) | Koolman, Tiara | VU/F/BETA/CNCR/MCN | WN.C324A | - |  |  |  | 1
EQ018662 |  | Computer |  | HP computer | Hewlett Packard (HP) | Koolman, Tiara | VU/F/BETA/CNCR/MCN | WN.C324A | - |  |  |  | 1
EQ018661 | O-0558 | Computer Accesories |  | Keypad O-0558 | Logitech | Helpdesk, FGB | VU/F/FGB | MF.B659 | - |  |  |  | 1 | N305
EQ018660 |  | Computer Monitor |  | HP monitor | Hewlett Packard (HP) | Koolman, Tiara | VU/F/BETA/CNCR/MCN | WN.C324A | - |  |  |  | 1
EQ018659 | Monica | Vacuum Pump |  | Vacuumpump | Heto Lab Equipment | Gouwenberg, Y | VU/F/BETA/CNCR/MCN | WN.C321 | - |  |  |  | 0 | SUQ 3
EQ018658 |  | Liquid Chromatograph |  | Evosep |  | Koolman, Tiara | VU/F/BETA/CNCR/MCN | WN.C324A | - |  |  |  | 1 | Evosepone
EQ018657 |  | Mass Spectrometer Interface Unit (MSIU) |  | Mass spectrometry timsTOFHT | Bruker | Koolman, Tiara | VU/F/BETA/CNCR/MCN | WN.C324A | - |  |  |  | 1
EQ018656 | IKA big-squid | Magnetic Stirrer |  | IKA magnetic stirrer | IKA | Gouwenberg, Y | VU/F/BETA/CNCR/MCN | WN.C321 | - |  |  |  | 1 | Big squid
EQ018655 |  | Computer |  | Laptop Nanodrop | Hewlett Packard (HP) | Gouwenberg, Y | VU/F/BETA/CNCR/MCN | WN.C321 | - |  |  |  | 1 | 8540w
EQ018654 |  | Computer Monitor |  | Computer monitor | Dell | Gouwenberg, Y | VU/F/BETA/CNCR/MCN | WN.C321A | - |  |  |  | 1
EQ018653 |  | UV/VIS Detector |  | PDA-detector for HPLC-systemen | Dionex | Koolman, Tiara | VU/F/BETA/CNCR/MCN | WN.C324 | - |  |  |  | 1
EQ018652 | Computer Biorad scanner | Computer |  | Computer Biorad scanner | Dell | Gouwenberg, Y | VU/F/BETA/CNCR/MCN | WN.C321A | - |  |  |  | 1 | Optiplex 3070
EQ018651 | MGA-PC206 | Computer |  | Dell computer | Dell | Koolman, Tiara | VU/F/BETA/CNCR/MCN | WN.C324 | - |  |  |  | 1
EQ018650 | VUMC: 060995937 | UV/VIS Detector |  | PDA-detector for HPLC-systemen | Dionex | Koolman, Tiara | VU/F/BETA/CNCR/MCN | WN.C324 | - |  |  |  | 1
EQ018649 |  | Cables |  | power cable Eppendorf multichannel auto pipet | Eppendorf | Gouwenberg, Y | VU/F/BETA/CNCR/MCN | WN.C335 | - |  |  |  | 1
EQ018648 |  | Hair Dryer |  | Fohn |  | Gouwenberg, Y | VU/F/BETA/CNCR/MCN | WN.C335 | - |  |  |  | 1
EQ018647 | VU:022771 | Computer Monitor |  | Dell monitor | Dell | Koolman, Tiara | VU/F/BETA/CNCR/MCN | WN.C324 | - |  |  |  | 0
EQ018646 | onderwijs microsoop | Microscope |  | Microsope | Nikon | Gouwenberg, Y | VU/F/BETA/CNCR/MCN | WN.C335 | - |  |  |  | 1
EQ018645 | vu:021541 | Computer |  | HP computer | Hewlett Packard (HP) | Koolman, Tiara | VU/F/BETA/CNCR/MCN | WN.C324 | - |  |  |  | 1 | Windows vista
EQ018644 |  | Magnetic Stirrer |  | Pressure injection cell with magnetic stirplate |  | Koolman, Tiara | VU/F/BETA/CNCR/MCN | WN.C324 | - |  |  |  | 1
EQ018643 |  | Autosampler |  | Automated Sample Injector | Dionex | Koolman, Tiara | VU/F/BETA/CNCR/MCN | WN.C324 | - |  |  |  | 1 | ASI-1000
EQ018642 |  | Water Bath |  | Water Bath Beads | Thermo Fisher Scientific | Huijgen, Judith | VU/F/BETA/CNCR/FGA | WN.A405 | - |  |  |  | 1
EQ018641 |  | Water Bath |  | Water Bath | GFL | Huijgen, Judith | VU/F/BETA/CNCR/FGA | WN.A405 | - |  |  |  | 1
EQ018640 |  | Centrifuge |  | Centrifuge | Corning | Huijgen, Judith | VU/F/BETA/CNCR/FGA | WN.A405 | - |  |  |  | 1
EQ018639 |  | Centrifuge |  | Centrifuge | Eppendorf | Huijgen, Judith | VU/F/BETA/CNCR/FGA | WN.A405 | - |  |  |  | 1
EQ018638 |  | Centrifuge |  | Minicentrifuge | VWR | Huijgen, Judith | VU/F/BETA/CNCR/FGA | WN.A405 | - |  |  |  | 1
EQ018637 |  | Vortex |  | Vortex |  | Huijgen, Judith | VU/F/BETA/CNCR/FGA | WN.A405 | - |  |  |  | 1
EQ018636 |  | Pipette |  | Falcon Pipetboy | Falcon | Huijgen, Judith | VU/F/BETA/CNCR/FGA | WN.A405 | - |  |  |  | 1
EQ018635 |  | Pipette |  | Drummond Pipetboy | Drummond | Huijgen, Judith | VU/F/BETA/CNCR/FGA | WN.A405 | - |  |  |  | 1
EQ018634 |  | Pipette |  | Drummond Pipetboy | Drummond | Huijgen, Judith | VU/F/BETA/CNCR/FGA | WN.A405 | - |  |  |  | 1
EQ018633 |  | Pipette |  | AccuJet Pipetboy | Accu-jet | Huijgen, Judith | VU/F/BETA/CNCR/FGA | WN.A405 | - |  |  |  | 1
EQ018632 |  | Pipette |  | AccuJet Pipetboy | Accu-jet | Huijgen, Judith | VU/F/BETA/CNCR/FGA | WN.A405 | - |  |  |  | 1
EQ018631 |  | Pipette |  | AccuJet Pipetboy | Accu-jet | Huijgen, Judith | VU/F/BETA/CNCR/FGA | WN.A405 | - |  |  |  | 1
EQ018630 |  | Pipette |  | AccuJet Pipetboy | Accu-jet | Huijgen, Judith | VU/F/BETA/CNCR/FGA | WN.A405 | - |  |  |  | 1
EQ018629 |  | Pipette |  | AccuJet Pipetboy | Accu-jet | Huijgen, Judith | VU/F/BETA/CNCR/FGA | WN.A405 | - |  |  |  | 1
EQ018628 |  | Lamp |  | Light Source | Leica | Huijgen, Judith | VU/F/BETA/CNCR/FGA | WN.A413 | - |  |  |  | 1
EQ018627 |  | Microscope |  | Dissection Microscope |  | Huijgen, Judith | VU/F/BETA/CNCR/FGA | WN.A413 | - |  |  |  | 1
EQ018626 |  | Laminar Air Flow Cabinet |  | Outward Flow | Heraeus | Huijgen, Judith | VU/F/BETA/CNCR/FGA | WN.A413 | - |  |  |  | 1
EQ018625 |  | Lamp |  | Light Source |  | Huijgen, Judith | VU/F/BETA/CNCR/FGA | WN.A413 | - |  |  |  | 1
EQ018624 |  | Microscope |  | Dissection Microscope |  | Huijgen, Judith | VU/F/BETA/CNCR/FGA | WN.A413 | - |  |  |  | 1
EQ018623 |  | Extension Cable |  | Stekkerdoos | VU | Broeke, Jurjen | VU/F/BETA/CNCR/FGA | WN.C423J | - |  |  |  | 1
EQ018622 |  | Computer |  | PC |  | Huijgen, Judith | VU/F/BETA/CNCR/FGA | WN.A413 | - |  |  |  | 1
EQ018621 |  | Extension Cable |  | Stekkerdoos | VU | Broeke, Jurjen | VU/F/BETA/CNCR/FGA | WN.C423J | - |  |  |  | 1
EQ018620 |  | Extension Cable |  | Stekkerdoos | VU | Broeke, Jurjen | VU/F/BETA/CNCR/FGA | WN.C423J | - |  |  |  | 1
EQ018619 |  | Computer Monitor |  | Monitor |  | Huijgen, Judith | VU/F/BETA/CNCR/FGA | WN.A413 | - |  |  |  | 1
EQ018618 |  | Label Writer |  | Brady Label Printer | Brady NL | Huijgen, Judith | VU/F/BETA/CNCR/FGA | WN.A413 | - |  |  |  | 1
EQ018617 |  | Computer Monitor |  | Monitor | Dell | Broeke, Jurjen | VU/F/BETA/CNCR/FGA | WN.C423J | - |  |  |  | 1
EQ018616 |  | Microscope |  | IX71 Microscope | Olympus | Broeke, Jurjen | VU/F/BETA/CNCR/FGA | WN.C423J | - |  |  |  | 1 | IX71
EQ018615 |  | Camera |  | Camera | Thorlabs | Broeke, Jurjen | VU/F/BETA/CNCR/FGA | WN.C423J | - |  |  |  | 1
EQ018614 |  | Motion Controller/Driver |  | Motion controller | Luigs and Newman | Broeke, Jurjen | VU/F/BETA/CNCR/FGA | WN.C423J | - |  |  |  | 1 | SM-5
EQ018613 |  | Trigger pulse interface |  | VU-Pulse generator | Afdeling Elektronica Faculteit Biologie VU | Broeke, Jurjen | VU/F/BETA/CNCR/FGA | WN.C423J | - |  |  |  | 1
EQ018612 |  | Light Source |  | Brightfield lamp | Olympus | Broeke, Jurjen | VU/F/BETA/CNCR/FGA | WN.C423J | - |  |  |  | 1 | TH4-200
EQ018611 |  | Computer |  | HP Computer | Hewlett Packard (HP) | Broeke, Jurjen | VU/F/BETA/CNCR/FGA | WN.C423J | - |  |  |  | 1
EQ018610 |  | Computer |  | Computer Dell | Dell | Broeke, Jurjen | VU/F/BETA/CNCR/FGA | WN.C423J | - |  |  |  | 1
EQ018609 |  | Amplifier |  | Patch amplifier | Axon Instruments | Broeke, Jurjen | VU/F/BETA/CNCR/FGA | WN.C423J | - |  |  |  | 1 | 200B
EQ018608 |  | Data Acquisition Instrument |  | Digitizer | Axon Instruments | Broeke, Jurjen | VU/F/BETA/CNCR/FGA | WN.C423J | - |  |  |  | 1 | 1440A
EQ018607 |  | Trigger pulse interface |  | Stimulus generator | A.M.P.I | Broeke, Jurjen | VU/F/BETA/CNCR/FGA | WN.C423J | - |  |  |  | 1 | Master-8
EQ018606 |  | Flow Controller |  | VU Pinch-valve Controller | VU | Broeke, Jurjen | VU/F/BETA/CNCR/FGA | WN.C423J | - |  |  |  | 1
EQ018605 |  | Perfusion System |  | Perfusion fast-step | Warner | Broeke, Jurjen | VU/F/BETA/CNCR/FGA | WN.C423J | - |  |  |  | 1 | SF-77B
EQ018604 |  | Microinjector |  | Manipulator | Narishige | Broeke, Jurjen | VU/F/BETA/CNCR/FGA | WN.C423J | - |  |  |  | 1
EQ018603 |  | Microinjector |  | Manipulator | Narishige | Broeke, Jurjen | VU/F/BETA/CNCR/FGA | WN.C423J | - |  |  |  | 1
EQ018602 |  | Computer Monitor |  | Monitor | Benq | Broeke, Jurjen | VU/F/BETA/CNCR/FGA | WN.C423J | - |  |  |  | 1
EQ018601 |  | Computer |  | Computer | Dell | Broeke, Jurjen | VU/F/BETA/CNCR/FGA | WN.C423J | - |  |  |  | 1
EQ018600 |  | Camera controller |  | Realtime controller | Olympus | Broeke, Jurjen | VU/F/BETA/CNCR/FGA | WN.C423J | - |  |  |  | 1
EQ018599 |  | Extension Cable |  | Stekkerdoos | VU | Broeke, Jurjen | VU/F/BETA/CNCR/FGA | WN.C423J | - |  |  |  | 1
EQ018598 |  | Fridge |  | Big fridge | Liebherr | Gouwenberg, Y | VU/F/BETA/CNCR/MCN | WN.C335 | - |  |  |  | 1 | Profiline
EQ018597 | Hete Henk | Hot Plate |  | Slide Warmer |  | Gouwenberg, Y | VU/F/BETA/CNCR/MCN | WN.C335 | - |  |  |  | 1 | SW 85
EQ018596 |  | Microscope |  | Microscope controller | Olympus | Broeke, Jurjen | VU/F/BETA/CNCR/FGA | WN.C423J | - |  |  |  | 1 | UCB2
EQ018595 |  | Cables |  | Power Pax pipetboy VWR |  | Gouwenberg, Y | VU/F/BETA/CNCR/MCN | WN.C335 | - |  |  |  | 1 | P1318
EQ018594 |  | Extension Cable |  | Stekkerdoos | VU | Broeke, Jurjen | VU/F/BETA/CNCR/FGA | WN.C423J | - |  |  |  | 1
EQ018593 |  | Extension Cable |  | Stekkerdoos | VU | Broeke, Jurjen | VU/F/BETA/CNCR/FGA | WN.C423J | - |  |  |  | 1
EQ018592 |  | Extension Cable |  | stekkerdoos | VU | Broeke, Jurjen | VU/F/BETA/CNCR/FGA | WN.C423J | - |  |  |  | 1
EQ018591 |  | Light Source |  | Brightfield lamp | Olympus | Broeke, Jurjen | VU/F/BETA/CNCR/FGA | WN.C423J | - |  |  |  | 1
EQ018590 |  | Laser Controller Unit |  | Rapp controller | Rapp OptoElectronic | Broeke, Jurjen | VU/F/BETA/CNCR/FGA | WN.C423J | - |  |  |  | 1
EQ018589 |  | Light Source |  | MT20 Light Source | Olympus | Broeke, Jurjen | VU/F/BETA/CNCR/FGA | WN.C423J | - |  |  |  | 1 | MT20
EQ018588 |  | Microscope |  | IX81 Microscope | Olympus | Broeke, Jurjen | VU/F/BETA/CNCR/FGA | WN.C423J | - |  |  |  | 1 | IX81
EQ018587 |  | Camera |  | Hamamatsu Camera | Hamamatsu | Broeke, Jurjen | VU/F/BETA/CNCR/FGA | WN.C423J | - |  |  |  | 1 | C9100
EQ018586 |  | Laser |  | Laser 561nm | Olympus | Broeke, Jurjen | VU/F/BETA/CNCR/FGA | WN.C423J | - |  |  |  | 1
EQ018585 |  | Laser |  | Laser 488nm | Olympus | Broeke, Jurjen | VU/F/BETA/CNCR/FGA | WN.C423J | - |  |  |  | 1
EQ018584 |  | Flow Controller |  | VU Pinch-valve Controller | VU | Broeke, Jurjen | VU/F/BETA/CNCR/FGA | WN.C423J | - |  |  |  | 1
EQ018583 |  | Transformer |  | Stimulus Isolator | World Precision Instruments | Broeke, Jurjen | VU/F/BETA/CNCR/FGA | WN.C423J | - |  |  |  | 1 | A 385
EQ018582 |  | Trigger pulse interface |  | Pulse Stimulator | A.M.P.I | Broeke, Jurjen | VU/F/BETA/CNCR/FGA | WN.C423J | - |  |  |  | 1 | Master-8
EQ018581 |  | Power Supply |  | Laser Power Supply | Nikon | Broeke, Jurjen | VU/F/BETA/CNCR/FGA | WN.A219 | - |  |  |  | 1
EQ018580 |  | Router/Switch |  | Foot Switch | Linemaster | Broeke, Jurjen | VU/F/BETA/CNCR/FGA | WN.A219 | - |  |  |  | 1
EQ018579 |  | Trigger pulse interface |  | Pulse Stimulator | A.M.P.I | Broeke, Jurjen | VU/F/BETA/CNCR/FGA | WN.A219 | - |  |  |  | 1 | Master-9
EQ018578 |  | Touch Screen Interface |  | OKO-touch | Okolab | Broeke, Jurjen | VU/F/BETA/CNCR/FGA | WN.A219 | - |  |  |  | 1
EQ018577 |  | Photoscanner |  | Confocal | Nikon | Broeke, Jurjen | VU/F/BETA/CNCR/FGA | WN.A219 | - |  |  |  | 1 | AX-R
EQ018576 |  | Camera |  | Prime 95B | Teledyne Photometrics | Broeke, Jurjen | VU/F/BETA/CNCR/FGA | WN.A219 | - |  |  |  | 1 | Prime 95B
EQ018575 |  | Microscope |  | Nikon Eclipse Ti-2 |  | Broeke, Jurjen | VU/F/BETA/CNCR/FGA | WN.A219 | - |  |  |  | 1 | Ti-2
EQ018574 |  | Ultrasonic Cleaner |  | ultrasonic cleaner |  | Koolman, Tiara | VU/F/BETA/CNCR/MCN | WN.C324 | - |  |  |  | 1 | u100
EQ018573 | 040996 | Computer Monitor |  | HP Monitor 040996 | Hewlett Packard (HP) | Tuinder, Vincent | VU/F/FGB | MF.C679 | - |  |  | 3 | 0 | HP E233
EQ018572 |  | Computer |  | Dell Sciex workstation | Sciex | Koolman, Tiara | VU/F/BETA/CNCR/MCN | WN.C324 | - |  |  |  | 1 | alfa IPHA workstation 2020
EQ018571 | LT-046557 | Laptop |  | CPET4 laptop | Dell | Tuinder, Vincent | VU/F/FGB | MF.C679 | - |  |  |  | 1 | Latitude 5590
EQ018570 | 019839 | Computer Monitor |  | HP Monitor 019839 | Hewlett Packard (HP) | Tuinder, Vincent | VU/F/FGB | MF.C679 | - |  |  |  | 1 | HP
EQ018569 |  | Light Source |  | Microscope light source | Zeiss | Koolman, Tiara | VU/F/BETA/CNCR/MCN | WN.C324 | - |  |  |  | 1
EQ018568 |  | Microscope |  | Stereoscope | Zeiss | Koolman, Tiara | VU/F/BETA/CNCR/MCN | WN.C324 | - |  |  |  | 1 | stemi SV 11
EQ018567 | VU: 022780 | Computer Monitor |  | Screen | Hewlett Packard (HP) | Koolman, Tiara | VU/F/BETA/CNCR/MCN | WN.C324 | - |  |  |  | 1
EQ018566 | Vumc 060995938 | Fraction Collector |  | Fraction collector |  | Koolman, Tiara | VU/F/BETA/CNCR/MCN | WN.C324 | - |  |  |  | 1 | Foxy Jr, teledyne isco
EQ018565 |  | Lamp |  | Lamp |  | Koolman, Tiara | VU/F/BETA/CNCR/MCN | WN.C324 | - |  |  |  | 1 | Lucide
EQ018564 |  | Heat sealer |  | Heat sealer | Eppendorf | Koolman, Tiara | VU/F/BETA/CNCR/MCN | WN.C321 | - |  |  |  | 1 | 5390000024
EQ018563 |  | Water Bath |  | Water bath | Julabo | Koolman, Tiara | VU/F/BETA/CNCR/MCN | WN.C321 | - |  |  |  | 1 | Mini II
EQ018562 |  | Computer |  | Computer | Hewlett Packard (HP) | Koolman, Tiara | VU/F/BETA/CNCR/MCN | WN.C324 | - |  |  |  | 1 | Z6
EQ018561 | 026500 | Computer |  | LG computer | LG | Koolman, Tiara | VU/F/BETA/CNCR/MCN | WN.C324 | - |  |  |  | 1 | Z230
EQ018560 | VUmc 060995936 | HPLC Pump |  | P680 HPLC pump | Dionex | Koolman, Tiara | VU/F/BETA/CNCR/MCN | WN.C324 | - |  |  |  | 1 | P680
EQ018559 |  | HPLC Pump |  | P680 HPLC pump | Dionex | Koolman, Tiara | VU/F/BETA/CNCR/MCN | WN.C324 | - |  |  |  | 1 | P680
EQ018558 |  | Magnetic Stirrer |  | Magnetic stirrer | Candor | Koolman, Tiara | VU/F/BETA/CNCR/MCN | WN.C321 | - |  |  |  | 1 | MR 3001 K
EQ018557 |  | Magnetic Stirrer |  | Magnetic stirrer | Candor | Koolman, Tiara | VU/F/BETA/CNCR/MCN | WN.C321 | - |  |  |  | 1 | MR 3001 K
EQ018556 |  | Oven |  | Oven met rotator |  | Gouwenberg, Y | VU/F/BETA/CNCR/MCN | WN.C335 | - |  |  |  | 1 | FinePCR Combi-H
EQ018555 | Wisseltation | Equipment |  | Changing Station | Tecniplast | Bos, Natasja | VU/F/BETA/UPC | AMC.VU1 | - | 2025-03-11 |  |  | 1 | 9CS601TNNN
EQ018554 | Slimline 16 | Equipment |  | Touch Slim Plus | Tecniplast | Bos, Natasja | VU/F/BETA/UPC | AMC.VU1 | - | 2025-03-11 |  |  | 1 | BOXUNSS
EQ018553 |  | EMG-EEG-ECG |  | EEG AD-box 2 (use in MF-B449 only) | Biosemi | Cengiz, Cemre | VU/F/FGB | MF.B449D | - |  |  |  | 1 | ActiveTwo 280 Channel EEG - Brain & Behaviour Lab
EQ018552 |  | EMG-EEG-ECG |  | EEG AD-box 1 (use in MF-B449 only) | Biosemi | Cengiz, Cemre | VU/F/FGB | MF.B449D | - |  |  |  | 1 | ActiveTwo 280 Channel EEG - Brain & Behaviour Lab
EQ018551 |  | Computer |  | Computer for Aminco Bowman Series 2 | Dell | Sasbrink, Bart | VU/F/BETA/N&S/BF&E | WN.G148 | - |  |  |  | 1 | Optiplex
EQ018550 |  | Spectrophotometer |  | Aminco Bowman Series 2 | SLM-Aminco | Sasbrink, Bart | VU/F/BETA/N&S/BF&E | WN.G148 | - |  |  |  | 1 | Series 2
EQ018549 |  | Computer |  | Dell PC for Agilent 8453 | Dell | Sasbrink, Bart | VU/F/BETA/N&S/BF&E | WN.G159 | - |  |  |  | 1 | Optiplex
EQ018548 |  | Spectrophotometer |  | Agilent 8453 | Agilent | Sasbrink, Bart | VU/F/BETA/N&S/BF&E | WN.G159 | - |  |  |  | 1 | 8453
EQ018547 |  | Amplifier |  | wa301 wideband amplifier | (Aim-)TTi | Stoop, Albert | VU/F/BETA/N&S/BMB | WN.TK30 | - |  |  |  | 1 | WA301
EQ018546 | NOVA-II - Freek | Laser power meter |  | Ophir Laser Power Meter | Ophir | Stoop, Albert | VU/F/BETA/N&S/BMB | WN.KA151 | - |  |  |  | 1 | Nova II
EQ018545 | SRS SR844 RF | Amplifier |  | Lock in amplifier | Stanford Research Systems (SRS) | Stoop, Albert | VU/F/BETA/N&S/BMB | WN.N179 | - |  |  |  | 1 | SR844 RF
EQ018544 | NOVA II - powermeter 1 TK30 | Laser power meter |  | Ophir Laser Power Meter | Ophir | Stoop, Albert | VU/F/BETA/N&S/BMB | WN.TK30 | - | 2025-02-07 |  |  | 1 | NOVA-II
EQ018543 |  | Vacuum Cleaner |  | Waterzuiger | Karcher | Bos, Natasja | VU/F/BETA/UPC | MF.JK91f | - |  |  |  | 1 | NT50/! Tact Te L
EQ018542 |  | Vacuum Cleaner |  | Waterzuiger | Karcher | Bos, Natasja | VU/F/BETA/UPC | MF.J094i | - |  |  |  | 1 | NT 50/1 Tact Te L
EQ018541 | C Series Digial Modules (Sinking Output) | Data-acquisition |  | NIMod-36 | National Instruments | Helpdesk, FGB | VU/F/FGB | MF.C679 | - |  |  |  | 1 | NI9478 DSUB
EQ018540 | C-Series Stepper Drive | Data-acquisition |  | NIMod-44 | National Instruments | Helpdesk, FGB | VU/F/FGB | MF.C679 | - |  |  |  | 1 | NI 9503
EQ018539 | C Series Motor Drive Interface Module | Data-acquisition |  | NIMod-39 | National Instruments | Helpdesk, FGB | VU/F/FGB | MF.C679 | - |  |  |  | 1 | NI 9516
EQ018538 | C Series Motor Drive Interface Module | Data-acquisition |  | NIMod-37 | National Instruments | Helpdesk, FGB | VU/F/FGB | MF.C679 | - |  |  |  | 1 | NI 9516
EQ018537 | C Series Voltage Input Module | Data-acquisition |  | NIMod-40 | National Instruments | Helpdesk, FGB | VU/F/FGB | MF.C679 | - |  |  |  | 1 | NI 9264 DSUB
EQ018536 | C Series Voltage Input Module | Data-acquisition |  | NIMod-27 | National Instruments | Helpdesk, FGB | VU/F/FGB | MF.C679 | - |  |  |  | 1 | NI 9264 DSUB
EQ018535 | C Series Voltage Input Module | Data-acquisition |  | NIMod-14 | National Instruments | Helpdesk, FGB | VU/F/FGB | MF.C679 | - |  |  |  | 1 | NI 9263 Spring Terminal
EQ018534 | C Series Voltage Input Module | Data-acquisition |  | NIMod-10 | National Instruments | Helpdesk, FGB | VU/F/FGB | MF.C679 | - |  |  |  | 1 | NI 9263 Spring Terminal
EQ018533 | C Series Digital Module | Data-acquisition |  | NIMod-33 | National Instruments | Helpdesk, FGB | VU/F/FGB | MF.C679 | - |  |  |  | 1 | NI 9403 DSUB
EQ018532 | C Series Digital Module | Data-acquisition |  | NIMod-47 | National Instruments | Helpdesk, FGB | VU/F/FGB | MF.C679 | - |  |  |  | 1 | NI 9402 BNC
EQ018531 | C Series Digital Module | Data-acquisition |  | NIMod-11 | National Instruments | Helpdesk, FGB | VU/F/FGB | MF.C679 | - |  |  |  | 1 | NI 9402 BNC
EQ018530 | C Series Digital Module | Data-acquisition |  | NIMod-31 | National Instruments | Helpdesk, FGB | VU/F/FGB | MF.C679 | - |  |  |  | 1 | NI-9401 DSUB
EQ018529 | C Series Digital Module | Data-acquisition |  | NIMod-30 | National Instruments | Helpdesk, FGB | VU/F/FGB | MF.C679 | - |  |  |  | 1 | NI-9401 DSUB
EQ018528 | C Series Digital Module | Data-acquisition |  | NIMod-29 | National Instruments | Helpdesk, FGB | VU/F/FGB | MF.C679 | - |  |  |  | 1 | NI-9401 DSUB
EQ018527 | C Series Digital Module | Data-acquisition |  | NIMod-13 | National Instruments | Helpdesk, FGB | VU/F/FGB | MF.C679 | - |  |  |  | 1 | NI-9401 DSUB
EQ018526 | C Series Sound and Vibration Input Module | Data-acquisition |  | NIMod-45 | National Instruments | Helpdesk, FGB | VU/F/FGB | MF.C679 | - |  |  |  | 1 | NI-9234 BNC
EQ018525 | C Series Universal Analog Input Module (also bridge) | Data-acquisition |  | NIMod-19 | National Instruments | Helpdesk, FGB | VU/F/FGB | MF.C679 | - |  |  |  | 1 | NI 9218 DSUB
EQ018524 | C Series Universal Analog Input Module (also bridge) | Data-acquisition |  | NIMod-18 | National Instruments | Helpdesk, FGB | VU/F/FGB | MF.C679 | - |  |  |  | 1 | NI 9218 DSUB
EQ018523 | C Series Universal Analog Input Module (also bridge) | Data-acquisition |  | NIMod-8 | National Instruments | Helpdesk, FGB | VU/F/FGB | MF.C679 | - |  |  |  | 1 | NI 9218 DSUB
EQ018522 | C Series Voltage Input Module | Data-acquisition |  | NIMod-46 | National Instruments | Helpdesk, FGB | VU/F/FGB | MF.C679 | - |  |  |  | 1 | NI 9215 BNC
EQ018521 | C Series Voltage Input Module | Data-acquisition |  | NIMod-28 | National Instruments | Helpdesk, FGB | VU/F/FGB | MF.C679 | - |  |  |  | 1 | NI 9215 BNC
EQ018520 | C Series Voltage Input Module | Data-acquisition |  | NIMod-26 | National Instruments | Helpdesk, FGB | VU/F/FGB | MF.C679 | - |  |  |  | 1 | NI 9215 BNC
EQ018519 | C Series Voltage Input Module | Data-acquisition |  | NIMod-25 | National Instruments | Helpdesk, FGB | VU/F/FGB | MF.C679 | - |  |  |  | 1 | NI 9215 BNC
EQ018518 | C Series Voltage Input Module | Data-acquisition |  | NIMod-35 | National Instruments | Helpdesk, FGB | VU/F/FGB | MF.C679 | - |  |  |  | 1 | NI9205 Spring Terminal
EQ018517 | C Series Voltage Input Module | Data-acquisition |  | NIMod-43 | National Instruments | Helpdesk, FGB | VU/F/FGB | MF.C679 | - |  |  |  | 1 | NI 9205 DSUB
EQ018516 | C Series Voltage Input Module | Data-acquisition |  | NIMod-9 | National Instruments | Helpdesk, FGB | VU/F/FGB | MF.C679 | - |  |  |  | 1 | NI 9205 DSUB
EQ018515 | C Series Voltage Input Module | Data-acquisition |  | NIMod-12 | National Instruments | Helpdesk, FGB | VU/F/FGB | MF.C679 | - |  |  |  | 1 | NI 9201 DSUB
EQ018514 | C Series Strain/Bridge Input Module | Data-acquisition |  | NIMod-41 | National Instruments | Helpdesk, FGB | VU/F/FGB | MF.C679 | - |  |  |  | 1 | NI 9237 DSUB
EQ018513 | C Series Strain/Bridge Input Module | Data-acquisition |  | NIMod-24 | National Instruments | Helpdesk, FGB | VU/F/FGB | MF.C679 | - |  |  |  | 1 | NI 9237 DSUB
EQ018512 | C Series Strain/Bridge Input Module | Data-acquisition |  | NIMod-23 | National Instruments | Helpdesk, FGB | VU/F/FGB | MF.C679 | - |  |  |  | 1 | NI 9237 DSUB
EQ018511 | C Series Strain/Bridge Input Module | Data-acquisition |  | NIMod-22 | National Instruments | Helpdesk, FGB | VU/F/FGB | MF.C679 | - |  |  |  | 1 | NI 9237 DSUB
EQ018510 | C Series Strain/Bridge Input Module | Data-acquisition |  | NIMod-21 | National Instruments | Helpdesk, FGB | VU/F/FGB | MF.C679 | - |  |  |  | 1 | NI 9237 DSUB
EQ018509 | C Series Strain/Bridge Input Module | Data-acquisition |  | NIMod-20 | National Instruments | Helpdesk, FGB | VU/F/FGB | MF.C679 | - |  |  |  | 1 | NI 9237 DSUB
EQ018508 | C Series Strain/Bridge Input Module | Data-acquisition |  | NIMod-5 | National Instruments | Helpdesk, FGB | VU/F/FGB | MF.C679 | - |  |  |  | 1 | NI 9237 DSUB
EQ018507 | C Series Strain/Bridge Input Module | Data-acquisition |  | NIMod-4 | National Instruments | Helpdesk, FGB | VU/F/FGB | MF.C679 | - |  |  |  | 1 | NI 9237 DSUB
EQ018506 | C Series Strain/Bridge Input Module | Data-acquisition |  | NIMod-7 | National Instruments | Helpdesk, FGB | VU/F/FGB | MF.C679 | - |  |  |  | 1 | NI 9237 DSUB
EQ018505 | C Series Strain/Bridge Input Module | Data-acquisition |  | NIMod-6 | National Instruments | Helpdesk, FGB | VU/F/FGB | MF.C679 | - |  |  |  | 1 | NI 9237 DSUB
EQ018504 | C Series Strain/Bridge Input Module | Data-acquisition |  | NIMod-3 | National Instruments | Helpdesk, FGB | VU/F/FGB | MF.C679 | - |  |  |  | 1 | NI 9237 DSUB
EQ018503 | cDAQ chassis | Data-acquisition |  | NIDAQ-10 | National Instruments | Helpdesk, FGB | VU/F/FGB | MF.B659 | - |  |  |  | 1 | cDAQ-9171
EQ018502 | cDAQ chassis | Data-acquisition |  | NIDAQ-9 | National Instruments | Helpdesk, FGB | VU/F/FGB | MF.B659 | - |  |  |  | 1 | cDAQ-9171
EQ018501 | cDAQ chassis | Data-acquisition |  | NIDAQ-4 | National Instruments | Helpdesk, FGB | VU/F/FGB | MF.B659 | - |  |  |  | 1 | cDAQ-9174
EQ018500 | cDAQ chassis | Data-acquisition |  | NIDAQ-2 | National Instruments | Helpdesk, FGB | VU/F/FGB | MF.B659 | - |  |  |  | 1 | cDAQ-9174
EQ018499 | cDAQ chassis | Data-acquisition |  | NIDAQ-3 | National Instruments | Helpdesk, FGB | VU/F/FGB | MF.B659 | - |  |  |  | 1 | cDAQ-9174
EQ018498 | cDAQ chassis | Data-acquisition |  | NIDAQ-1 | National Instruments | Helpdesk, FGB | VU/F/FGB | MF.B659 | - |  |  |  | 1 | cDAQ-9174
EQ018497 | cDAQ chassis | Data-acquisition |  | NIDAQ-12 | National Instruments | Helpdesk, FGB | VU/F/FGB | MF.B659 | - |  |  |  | 1 | cDAQ-9171
EQ018496 | cDAQ chassis | Data-acquisition |  | NIDAQ-11 | National Instruments | Helpdesk, FGB | VU/F/FGB | MF.B659 | - |  |  |  | 1 | cDAQ-9171
EQ018495 | TM 21675 | Pipette |  | Gilson Pipetman P20 | Gilson | Zwering, Emile | VU/F/BETA/A-LIFE/SyBi | O2.01E71 | - | 2023-12-04 |  |  | 1 | Pipetman P20
EQ018494 | TL 22264 | Pipette |  | Gilson Pipetman P1000 | Gilson | Zwering, Emile | VU/F/BETA/A-LIFE/SyBi | O2.01E31 | - | 2024-09-20 |  |  | 1 | Pipetman P1000
EQ018493 | TL 21894 | Pipette |  | Gilson Pipetman P20 | Gilson | Zwering, Emile | VU/F/BETA/A-LIFE/SyBi | O2.01E31 | - | 2024-09-20 |  |  | 1 | Pipetman P20
EQ018492 | TL 22640 | Pipette |  | Gilson Pipetman P200 | Gilson | Zwering, Emile | VU/F/BETA/A-LIFE/SyBi | O2.01E31 | - | 2024-09-20 |  |  | 1 | Pipetman P200
EQ018491 | 2022-2869-02 | Laser Controller Unit |  | Laser Shutter | Elektronica Bèta | Stoop, Albert | VU/F/BETA | WN.TK30 | - |  |  |  | 1 | V1.0
EQ018490 |  | Amplifier |  | AC Differential Amplifier DAM80 | World Precision Instruments | Brouwer, Tinco | VU/F/BETA/CNCR | O2.13W24 | - |  |  |  | 1 | DAM80
EQ018489 | VUmc 030231 INF 011548 | Signal Generator |  | Cerberus III pulse generator number 23 | Afdeling Elektronica Faculteit Biologie VU | Brouwer, Tinco | VU/F/BETA/CNCR/2967 | O2.13W24 | - |  |  |  | 1 | Cerberus III
EQ018488 | VUmc 032030 INF 011549 | Signal Generator |  | Cerberus III pulse generator number 21 | Afdeling Elektronica Faculteit Biologie VU | Brouwer, Tinco | VU/F/BETA/CNCR/2967 | O2.13W24 | - |  |  |  | 1 | Cerberus III
EQ018487 | VUmc 030227 INF 011549 | Signal Generator |  | Cerberus III pulse generator number 11 | Afdeling Elektronica Faculteit Biologie VU | Brouwer, Tinco | VU/F/BETA/CNCR/2967 | O2.13W24 | - |  |  |  | 1 | Cerberus III
EQ018486 | INF 005410 | Signal Generator |  | Cerberus III pulse generator number 10 | Afdeling Elektronica Faculteit Biologie VU | Brouwer, Tinco | VU/F/BETA/CNCR/2967 | O2.13W24 | - |  |  |  | 1 | Cerberus III
EQ018485 | INF 005408 | Signal Generator |  | Cerberus III pulse generator number 02 | Afdeling Elektronica Faculteit Biologie VU | Brouwer, Tinco | VU/F/BETA/CNCR/2967 | O2.13W24 | - |  |  |  | 1 | Cerberus III
EQ018484 | VUmc 030225 INF 011441 | Signal Generator |  | Cerberus III pulse generator number 04 | Afdeling Elektronica Faculteit Biologie VU | Brouwer, Tinco | VU/F/BETA/CNCR/2967 | O2.13W24 | - |  |  |  | 1 | Cerberus III
EQ018483 |  | Pipette |  | Gilson Pipet P100 | Gilson | Noort, wendy | VU/F/FGB/BW/Myolab | O2.13W31 | - |  |  |  | 1 | P100
EQ018482 |  | Pipette |  | Gilson Pipet P1000 | Gilson | Noort, wendy | VU/F/FGB/BW/Myolab | O2.13W31 | - |  |  |  | 1 | P1000
EQ018481 |  | Microscope |  | axioscope 5 | Zeiss | Noort, wendy | VU/F/FGB/BW/Myolab | O2.13W33 | - |  |  |  | 1 | axioscope 5
EQ018480 | 73699 | Oscilloscope |  | VC-6023 digital storage oscilloscope | Hitachi | Koene, JM | VU/F/BETA/CNCR/2967 | O2.13W24 | - |  |  |  | 1 | VC-6023 digital storage oscilloscope
EQ018479 | 21 | Oscilloscope |  | VC-6023 digital storage oscilloscope | Hitachi | Koene, JM | VU/F/BETA/CNCR/2967 | O2.13W24 | - |  |  |  | 1 | VC-6023 digital storage oscilloscope
EQ018478 | 07 | Amplifier |  | Egeria differential amplifier | Afdeling Elektronica Faculteit Biologie VU | Koene, JM | VU/F/BETA/CNCR/2967 | O2.13W24 | - |  |  |  | 1 | Egeria differential amplifier
EQ018477 | 17 | Amplifier |  | Egeria differential amplifier | Afdeling Elektronica Faculteit Biologie VU | Koene, JM | VU/F/BETA/CNCR/2967 | O2.13W24 | - |  |  |  | 1 | Egeria
EQ018476 | Biologie 30 1464 | Microscope |  | Stereo Microscope 2x 4x 8x | Carl Zeiss | Koene, JM | VU/F/BETA/CNCR/2967 | O2.13W24 | - |  |  |  | 1 | 47 52 00 9901
EQ018475 | B3 64160-94-108 | Power Supply |  | Regeltransformator Type 2208 | Siewers en Niesel | Koene, JM | VU/F/BETA/CNCR/2967 | O2.13W24 | - |  |  |  | 1 | 2208
EQ018474 | Afd. Biologie 39 870 | Power Supply |  | Microscooplampvoeding RL 104 | Het Lancet | Koene, JM | VU/F/BETA/CNCR/2967 | O2.13W24 | - |  |  |  | 1 | RL 104
EQ018473 |  | Adapter |  | AC/DC adapter FW3288 for TC30 |  | Koene, JM | VU/F/BETA/CNCR/2967 | O2.13W24 | - |  |  |  | 1 | FW3288
EQ018472 |  | Generator |  | TC 30 generator | Alpermann+Velte | Koene, JM | VU/F/BETA/CNCR/2967 | O2.13W24 | - |  |  |  | 1 | TC 30 generator
EQ018471 |  | Battery Charger |  | BC-1 Battery charger | World Precision Instruments | Koene, JM | VU/F/BETA/CNCR/2967 | O2.13W24 | - |  |  |  | 1 | BC-1
EQ018470 |  | Battery Charger |  | BC-1 Battery charger | World Precision Instruments | Koene, JM | VU/F/BETA/CNCR/2967 | O2.13W24 | - |  |  |  | 1 | BC-1
EQ018469 | 1 | Amplifier |  | DAM-6A Differential Amplifier | World Precision Instruments | Koene, JM | VU/F/BETA/CNCR/2967 | O2.13W24 | - |  |  |  | 1 | DAM-6A
EQ018468 | E2 | Amplifier |  | DAM-6A Differential Amplifier | World Precision Instruments | Koene, JM | VU/F/BETA/CNCR/2967 | O2.13W24 | - |  |  |  | 1 | DAM-6A
EQ018467 | A 1 | Amplifier |  | Audio Amplifier | Afdeling Elektronica Faculteit Biologie VU | Koene, JM | VU/F/BETA/CNCR | O2.13W24 | - |  |  |  | 1 | E.B.V.U. 21-1
EQ018466 | A12 | Amplifier |  | Audio Amplifier | Afdeling Elektronica Faculteit Biologie VU | Koene, JM | VU/F/BETA/CNCR/2967 | O2.13W24 | - |  |  |  | 1 | E.B.V.U. 21-1
EQ018465 | VUmc 030287 | Cold light source |  | KL1500 electronic | Zeiss | Koene, JM | VU/F/BETA/CNCR/2967 | O2.13W24 | - |  |  |  | 1 | KL1500 electronic
EQ018464 |  | Computer |  | Computer Microscoop | Hewlett Packard (HP) | Noort, wendy | VU/F/FGB | O2.13W33 | - |  |  |  | 1 | Pro Tower 400 G9
EQ018463 | 2023-2869-03.GalvoVoeding | Power Supply |  | Saturn 9B Galvos Power Supply | VU | Hillmann, Dierck | VU/F/BETA/N&S/BMB | WN.U060 | - |  |  |  | 1 | Saturn 9B Galvos Power Supply
EQ018462 | sn 107207 | Oscilloscope probe |  | RT-ZL03 Active 8 ch Logic Probe | Rohde&Schwarz | Limburg, Rob | VU/F/BETA/TC/Electronica | WN.P043 | - |  |  |  | 1 | RT-ZL03 Active 8 ch Logic Probe
EQ018461 | sn 107204 | Oscilloscope probe |  | RT-ZL03 Active 8 ch Logic Probe | Rohde&Schwarz | Limburg, Rob | VU/F/BETA/TC/Electronica | WN.P043 | - |  |  |  | 1 | RT-ZL03 Active 8 ch Logic Probe
EQ018460 | sn 103751 | Oscilloscope probe |  | RT-ZL03 Active 8 ch Logic Probe | Rohde&Schwarz | Limburg, Rob | VU/F/BETA/TC/Electronica | WN.P043 | - |  |  |  | 1 | RT-ZL03
EQ018459 | sn 103746 | Oscilloscope probe |  | RT-ZL03 Active 8 ch Logic Probe | Rohde&Schwarz | Limburg, Rob | VU/F/BETA/TC/Electronica | WN.P043 | - |  |  |  | 1 | RT-ZL03
EQ018458 | sn DE52421604 | Oscilloscope probe |  | 1 GHz Active Probe N2795A | Agilent | Limburg, Rob | VU/F/BETA/TC/Electronica | WN.P043 | - |  |  |  | 1 | N2795A
EQ018457 | sn DE52421635 | Oscilloscope probe |  | 1 GHz Active Probe N2795A | Agilent | Limburg, Rob | VU/F/BETA/TC/Electronica | WN.P043 | - |  |  |  | 1 | N2795A
EQ018456 | sn DE52421634 | Oscilloscope probe |  | 1 GHz Active Probe N2795A | Agilent | Limburg, Rob | VU/F/BETA/TC/Electronica | WN.P043 | - |  |  |  | 1 | N2795A
EQ018455 | sn DE52421634 | Oscilloscope probe |  | 1 GHz Active Probe N2795A | Agilent | Limburg, Rob | VU/F/BETA/TC/Electronica | WN.P043 | - |  |  |  | 1 | N2795A
EQ018454 | Deelfactor = 1000 | Test Probe |  | Model 80K-40 H.V. Probe | Fluke | Limburg, Rob | VU/F/BETA/TC/Electronica | WN.P043 | - |  |  |  | 1 | Model 80K-40 H.V. Probe
EQ018453 | Johan 1 | Multimeter |  | Monacor DMT-2015 | Monacor | Brouwer, Tinco | VU/F/BETA/TC/Electronica | WN.P043 | - |  |  |  | 1 | DMT-2015
EQ018452 | 000400 | Transformer |  | Scheidings/verhuistrafo 230->115V | VU | Limburg, Rob | VU/F/BETA/TC/Electronica | WN.P043 | - |  |  |  | 1
EQ018451 |  | Capacitance Bridge |  | 1413 Precision Decade Capacitor | General Radio (GenRad) | Brouwer, Tinco | VU/F/BETA/TC/Electronica | WN.P043 | - |  |  |  | 1 | 1413 Precision Decade Capacitor
EQ018450 |  | Attenuator |  | Attenuator set | Mini-Circuits | Limburg, Rob | VU/F/BETA/TC/Electronica | WN.P043 | - |  |  |  | 1
EQ018449 |  | Printer |  | Labelmanager 160 | Dymo | Limburg, Rob | VU/F/BETA/TC/Electronica | WN.P043 | - |  |  |  | 1 | Dymo Labelmanager 160
EQ018448 | RS 825-1203 | Oscilloscope probe |  | Isoprobe III - 100:1 | Stäubli Electrical Connectors AG | Limburg, Rob | VU/F/BETA/TC/Electronica | WN.P043 | - |  |  |  | 1 | Isoprobe III - 100:1
EQ018447 | RS 825-1203 | Oscilloscope probe |  | Isoprobe III - 100:1 | Stäubli Electrical Connectors AG | Limburg, Rob | VU/F/BETA/TC/Electronica | WN.P043 | - |  |  |  | 1 | Isoprobe III - 100:1
EQ018446 |  | Spectrometer |  | Fiber spectrometer | Avantes | Sasbrink, Bart | VU/F/BETA/N&S/BF&E | WN.G159 | - |  |  |  | 1 | AvaSpec-ULS2048CL-EVO-UA-50
EQ018445 | LT-053937 | Laptop |  | BW laptop for projects LT-053937 | Acer | Tuinder, Vincent | VU/F/FGB | MF.C679 | - |  |  |  | 1 | Travelmate P215-52
EQ018444 | LT-050811 | Laptop |  | Optic Stopwatch 2 LT-050811 | Dell | Tuinder, Vincent | VU/F/FGB | MF.C679 | - |  |  |  | 1 | Latitude 5500
EQ018443 | HDMI 10m 02 | Cables |  | HDMI 10m 02 |  | Helpdesk, FGB | VU/F/FGB | MF.B659 | - |  |  |  | 1
EQ018442 | HDMI 10m 01 | Cables |  | HDMI 10m 01 |  | Helpdesk, FGB | VU/F/FGB | MF.B659 | - |  |  |  | 1
EQ018441 | HDMI 5m 04 | Cables |  | HDMI 5m 04 |  | Helpdesk, FGB | VU/F/FGB | MF.B659 | - |  |  |  | 1
EQ018440 | HDMI 5m 03 | Cables |  | HDMI 5m 03 |  | Helpdesk, FGB | VU/F/FGB | MF.B659 | - |  |  |  | 1
EQ018439 | HDMI 5m 02 | Cables |  | HDMI 5m 02 |  | Helpdesk, FGB | VU/F/FGB | MF.B659 | - |  |  |  | 1
EQ018438 | HDMI 5m 01 | Cables |  | HDMI 5m 01 |  | Helpdesk, FGB | VU/F/FGB | MF.B659 | - |  |  |  | 1
EQ018437 | LT-046556 | Laptop |  | LT-046556 | Dell | Tuinder, Vincent | VU/F/FGB | MF.C679 | - |  |  |  | 1 | Latitude 5590
EQ018436 |  | Luminescent image analyzer |  | LAS800UV | Cytiva | Noort, wendy | VU/F/FGB/BW/Myolab | O2.13W28 | - |  |  |  | 1
EQ018435 |  | Microplate reader |  | Byonoy plate reader |  | Noort, wendy | VU/F/FGB/BW/Myolab | O2.13W28 | - |  |  |  | 1 | absorbance 96
EQ018434 | PSU-P2517 | Vortex |  | vortex small | IKA | Noort, wendy | VU/F/FGB/BW/Myolab | O2.13W37 | - |  |  |  | 1 | lab dancer
EQ018433 |  | Centrifuge |  | Fisherbrand microcentrifuge | Fisherbrand | Noort, wendy | VU/F/FGB/BW/Myolab | O2.13W35 | - |  |  |  | 1 | Sprout plus
EQ018432 | SHK01.735144 | Vortex |  | vortex small | IKA | Noort, wendy | VU/F/FGB/BW/Myolab | O2.13W35 | - |  |  |  | 1 | lab dancer
EQ018431 |  | Vortex |  | Vortex small | IKA | Noort, wendy | VU/F/FGB/BW/Myolab | O2.13W27 | - |  |  |  | 1 | Lab Dancer
EQ018430 |  | Vortex |  | Vortex small | IKA | Noort, wendy | VU/F/FGB/BW/Myolab | O2.13W37 | - |  |  |  | 1 | Lab dancer
EQ018429 | MCN P2-Human cell | Pipette |  | Pipette P2 | Gilson | Gouwenberg, Y | VU/F/BETA/CNCR/MCN | WN.A303 | - |  |  |  | 1 | P2G
EQ018428 |  | Laser power meter |  | S425C Thermal Power Sensor Head | Thorlabs | Sasbrink, Bart | VU/F/BETA/N&S/BF&E | WN.G159 | - |  |  |  | 1 | S425C
EQ018427 |  | Laser power meter |  | S121C photodiode sensor | Thorlabs | Sasbrink, Bart | VU/F/BETA/N&S/BF&E | WN.G159 | - |  |  |  | 1 | S121C
EQ018426 |  | Laser power meter |  | PM400 Laser power meter Console | Thorlabs | Sasbrink, Bart | VU/F/BETA/N&S/BF&E | WN.G159 | - |  |  |  | 1 | PM400
EQ018425 |  | Light Source |  | Schott KL 1600 LED | Schott | Noort, wendy | VU/F/FGB/BW/Myolab | O2.13W27 | - |  |  |  | 1 | KL 1600 LED
EQ018424 |  | Light Source |  | Schott KL 1600 LED | Schott | Noort, wendy | VU/F/FGB/BW/Myolab | O2.13W39 | - |  |  |  | 1 | KL 1600 LED
EQ018423 |  | Light Source |  | Schott KL 1600 LED | Schott | Noort, wendy | VU/F/FGB/BW/Myolab | O2.13W39 | - |  |  |  | 1 | KL1600 LED
EQ018422 |  | Light Source |  | Schott KL1600 LED | Schott | Noort, wendy | VU/F/FGB/BW/Myolab | O2.13W41 | - |  |  |  | 1 | KL1600 LED
EQ018421 |  | Light Source |  | Schott KL1600 LED | Schott | Noort, wendy | VU/F/FGB/BW/Myolab | O2.13W41 | - |  |  |  | 1 | KL 1600 LED
EQ018420 |  | Extension Cable |  | Selectpower Kabelhaspel |  | Logtestijn, RSP van | VU/F/BETA/A-LIFE | WN.N139B | - |  |  |  | 1 | H05VV-F
EQ018419 |  | Centrifuge |  | Eppendorf centrifuge 5804 R | Eppendorf | Dalebout, Tim | VU/F/BETA/N&S/BF&E | WN.G131 | - |  |  |  | 1 | 5804R
EQ018418 |  | Extension Cable |  | Gebro Kabelhaspel |  | Logtestijn, RSP van | VU/F/BETA/A-LIFE | WN.M513 | - |  |  |  | 1
EQ018417 |  | Lamp |  | Spectrabox LED lamp 100W |  | Logtestijn, RSP van | VU/F/BETA/A-LIFE | WN.M513 | - |  |  |  | 1 | 100W Spectrabox UFO
EQ018416 | 012491 | Light Source |  | LED Grow Light | Hortilight | Logtestijn, RSP van | VU/F/BETA/A-LIFE/SE | WN.M513 | VU/F/BETA/A-LIFE |  |  |  | 1 | HL270SF-II
EQ018415 | 012491 | Light Source |  | LED Grow Light | Hortilight | Logtestijn, RSP van | VU/F/BETA/A-LIFE/SE | WN.M513 | VU/F/BETA/A-LIFE |  |  |  | 1 | HL270SF-II
EQ018414 | 012491 | Light Source |  | LED Grow Light | Hortilight | Logtestijn, RSP van | VU/F/BETA/A-LIFE/SE | WN.M513 | VU/F/BETA/A-LIFE |  |  |  | 1 | HL270SF-II
EQ018413 | 012491 | Light Source |  | LED Grow Light | Hortilight | Logtestijn, RSP van | VU/F/BETA/A-LIFE/SE | WN.M513 | VU/F/BETA/A-LIFE |  |  |  | 1 | HL270SF-II
EQ018412 | 012491 | Light Source |  | LED Grow Light | Hortilight | Logtestijn, RSP van | VU/F/BETA/A-LIFE/SE | WN.M513 | VU/F/BETA/A-LIFE |  |  |  | 1 | HL270SF-II
EQ018411 | 012491 | Light Source |  | LED Grow Light | Hortilight | Logtestijn, RSP van | VU/F/BETA/A-LIFE/SE | WN.M513 | VU/F/BETA/A-LIFE |  |  |  | 1 | HL270SF-II
EQ018410 | 012491 | Light Source |  | LED Grow Light | Hortilight | Logtestijn, RSP van | VU/F/BETA/A-LIFE/SE | WN.M513 | VU/F/BETA/A-LIFE |  |  |  | 1 | HL270SF-II
EQ018409 | 012491 | Light Source |  | LED Grow Light | Hortilight | Logtestijn, RSP van | VU/F/BETA/A-LIFE/SE | WN.M529 | VU/F/BETA/A-LIFE |  |  |  | 1 | HL270SF-II
EQ018408 | 012491 | Light Source |  | LED Grow Light | Hortilight | Logtestijn, RSP van | VU/F/BETA/A-LIFE/SE | WN.M529 | VU/F/BETA/A-LIFE |  |  |  | 0 | HL270SF-II
EQ018407 | 012491 | Light Source |  | LED Grow Light | Hortilight | Logtestijn, RSP van | VU/F/BETA/A-LIFE/SE | WN.M529 | VU/F/BETA/A-LIFE |  |  |  | 0 | HL270SF-II
EQ018406 | 012491 | Light Source |  | LED Grow Light | Hortilight | Logtestijn, RSP van | VU/F/BETA/A-LIFE/SE | WN.M529 | VU/F/BETA/A-LIFE |  |  |  | 0 | HL270SF-II
EQ018405 | 012491 | Light Source |  | LED Grow Light | Hortilight | Logtestijn, RSP van | VU/F/BETA/A-LIFE/SE | WN.M529 | VU/F/BETA/A-LIFE |  |  |  | 0 | HL270SF-II
EQ018404 | 012491 | Light Source |  | LED Grow Light | Hortilight | Logtestijn, RSP van | VU/F/BETA/A-LIFE/SE | WN.M529 | VU/F/BETA/A-LIFE |  |  |  | 1 | HL270SF-II
EQ018403 | 012491 | Light Source |  | LED Grow Light | Hortilight | Logtestijn, RSP van | VU/F/BETA/A-LIFE/SE | WN.M529 | VU/F/BETA/A-LIFE |  |  |  | 1 | HL270SF-II
EQ018402 | 012491 | Light Source |  | LED Grow Light | Hortilight | Logtestijn, RSP van | VU/F/BETA/A-LIFE/SE | WN.M529 | VU/F/BETA/A-LIFE |  |  |  | 1 | HL270SF-II
EQ018401 | 012491 | Light Source |  | LED Grow Light | Hortilight | Logtestijn, RSP van | VU/F/BETA/A-LIFE/SE | WN.M529 | VU/F/BETA/A-LIFE |  |  |  | 1 | HL270SF-II
EQ018400 | 012491 | Light Source |  | LED Grow Light | Hortilight | Logtestijn, RSP van | VU/F/BETA/A-LIFE/SE | WN.M529 | VU/F/BETA/A-LIFE |  |  |  | 1 | HL270SF-II
EQ018399 | 012491 | Light Source |  | LED Grow Light | Hortilight | Logtestijn, RSP van | VU/F/BETA/A-LIFE/SE | WN.M529 | VU/F/BETA/A-LIFE |  |  |  | 1 | HL270SF-II
EQ018398 | 012491 | Light Source |  | LED Grow Light | Hortilight | Logtestijn, RSP van | VU/F/BETA/A-LIFE/SE | WN.M529 | VU/F/BETA/A-LIFE |  |  |  | 1 | HL270SF-II
EQ018397 | 012491 | Light Source |  | LED Grow Light | Hortilight | Logtestijn, RSP van | VU/F/BETA/A-LIFE/SE | WN.M529 | VU/F/BETA/A-LIFE |  |  |  | 1 | HL270SF-II
EQ018396 |  | Incubator |  | CO2 incubator Memmert ICO150 | Memmert | Noort, wendy | VU/F/FGB/BW/Myolab | O2.13W39 | - |  |  |  | 1 | ICO150
EQ018395 | 012491 | Light Source |  | LED Grow Light | Hortilight | Logtestijn, RSP van | VU/F/BETA/A-LIFE/SE | WN.M513 | VU/F/BETA/A-LIFE |  |  |  | 1 | HL270SF-II
EQ018394 |  | Electrical tool |  | Bosch Advanced grasscut 36 | Bosch | Logtestijn, RSP van | VU/F/BETA/A-LIFE | WN.N139B | - |  |  |  | 1 | Advanced grass cut 36
EQ018393 |  | Battery Charger |  | Bosch AL36V-20 charger | Bosch | Logtestijn, RSP van | VU/F/BETA/A-LIFE | WN.N139B | - |  |  |  | 1 | AL 36V-20
EQ018392 |  | Pipette |  | Gilson Pipetman P200 | Gilson | Zwering, Emile | VU/F/BETA/A-LIFE/SyBi | O2.01E31 | - |  |  |  | 1 | Pipetman P200
EQ018391 | Neurofys. | Transformer |  | Stufen-Trafo 6V 15W Carl Zeiss | Carl Zeiss | Koene, JM | VU | O2.13W24 | - |  |  |  | 1 | 39 25 64
EQ018390 | test | Pipette |  | TEST eq nr |  | Houben-Weerts, Judith | VU/F/BETA/Bedrijfsvoering/Huisvesting | WN.C153 | - |  |  |  | 0
EQ018389 |  | Centrifuge |  | VR Microstar 12 | VWR | Logtestijn, RSP van | VU/F/BETA/A-LIFE | O2.02E69 | - |  |  |  | 1 | Micro Star 12
EQ018388 | FGB MF-C478 | Keycard |  | Keycard MF-C478 Dual-beltlab 1 |  | Helpdesk, FGB | VU/F/FGB | MF.B659 | - |  |  |  | 1
EQ018387 | FGB MF-C482 pas no. 2 | Keycard |  | Keycard MF-C482b Coordination Dynamicslab-03 |  | Helpdesk, FGB | VU/F/FGB | MF.B659 | - |  |  |  | 1
EQ018386 | FGB MF-C477 pas no. 2 | Keycard |  | Keycard MF-C477 Control Room of the Observationlab-02 |  | Cengiz, Cemre | VU/F/FGB | MF.D638 | - |  |  |  | 1 | Brain & Behaviour Lab
EQ018385 |  | Blotter |  | Trans-Blot Turbo System | Biorad | Dalebout, Tim | VU/F/BETA/N&S/BF&E | WN.G131 | - |  |  |  | 1 | Trans-Blot Turbo System
EQ018384 |  | Electrophoresis device |  | Mini Protean Tetra Cell | Biorad | Dalebout, Tim | VU/F/BETA/N&S/BF&E | WN.G131 | - |  |  |  | 1 | Mini Protean Tetra Cell
EQ018383 |  | Lamp |  | Unilux Joker LED desk lamp | Unilux | Sasbrink, Bart | VU/F/BETA/N&S/BF&E | WN.G148 | - |  |  |  | 1 | Joker 2.0
EQ018382 |  | Lamp |  | Unilux Joker LED desk lamp | Unilux | Sasbrink, Bart | VU/F/BETA/N&S/BF&E | WN.G148 | - |  |  |  | 1 | Joker 2.0
EQ018381 |  | Lamp |  | Unilux Joker LED desk lamp | Unilux | Sasbrink, Bart | VU/F/BETA/N&S/BF&E | WN.G159 | - |  |  |  | 1 | Joker 2.0
EQ018380 |  | Lamp |  | Unilux Joker LED desk lamp | Unilux | Sasbrink, Bart | VU/F/BETA/N&S/BF&E | WN.G159 | - |  |  |  | 1 | Joker 2.0
EQ018379 |  | Lamp |  | Unilux Joker LED desk lamp | Unilux | Sasbrink, Bart | VU/F/BETA/N&S/BF&E | WN.G159 | - |  |  |  | 1 | Joker 2.0
EQ018378 |  | Balance |  | Precision balances | VWR | Stoop, Albert | VU/F/BETA/N&S/BMB | IMC.ZH4H315 | - |  |  |  | 1 | SE 422
EQ018377 |  | Thermal Cycler / PCR System |  | T100 Thermal Cycler | Biorad | Dalebout, Tim | VU/F/BETA/N&S/BF&E | WN.G131 | - |  |  |  | 1 | T100
EQ018376 |  | Blender |  | Philips Blender HR2291 | Philips | Logtestijn, RSP van | VU/F/BETA/A-LIFE | O2.02E69 | - |  |  |  | 1 | ProBlend
EQ018375 |  | Pipette |  | pipette 1000 |  | Noort, wendy | VU/F/FGB/BW/Myolab | O2.13W35 | - |  |  |  | 1
EQ018374 |  | Pipette |  | pipette 200 |  | Noort, wendy | VU/F/FGB/BW/Myolab | O2.13W35 | - |  |  |  | 1
EQ018373 |  | Pipette |  | Pipette 20 |  | Noort, wendy | VU/F/FGB/BW/Myolab | O2.13W35 | - |  |  |  | 1
EQ018372 | FGB MF-H432 pas no. 1 | Keycard |  | Keycard MF-H432 Biomechanicalab-01 |  | Helpdesk, FGB | VU/F/FGB | MF.D638 | - |  |  |  | 1
EQ018371 | HS Casio EX-FH25 | Camera |  | HS-06 (QR code with 005) | Casio | Helpdesk, FGB | VU/F/FGB | MF.B659 | - |  |  |  | 1 | 0000105572-03
EQ018370 | OWEMG-04 | EMG-EEG-ECG |  | EMG-O2-04 | TMSi | Helpdesk, FGB | VU/F/FGB | MF.B659 | - |  |  |  | 1 | Porti7
EQ018369 | Delsys 8 channel EMG wireless + Maize EMG Sensor | EMG-EEG-ECG |  | DELSYS 03+ Laptop LT066875 | Delsys | Helpdesk, FGB | VU/F/FGB | MF.B659 | - |  |  |  | 1 | 5.10
EQ018368 | Delsys 8 channel EMG wireless + Maize EMG Sensor | EMG-EEG-ECG |  | DELSYS 02+ Laptop LT068231 | Delsys | Helpdesk, FGB | VU/F/FGB | MF.B659 | - |  |  |  | 1 | 5.10
EQ018367 | Delsys 8 channel EMG wireless + Maize EMG Sensor | EMG-EEG-ECG |  | DELSYS 01+ Laptop LT068230 | Delsys | Helpdesk, FGB | VU/F/FGB | MF.B659 | - |  |  |  | 1 | 5.10
EQ018366 |  | Frequency counter |  | Frequency Counter | (Aim-)TTi | Sasbrink, Bart | VU/F/BETA/N&S/BF&E | WN.G159 | - |  |  |  | 1 | TF930
EQ018365 |  | Fridge freezer |  | Koelkast HV Beta | AEG | Charmant, Anita | VU/F/BETA/Bedrijfsvoering/Huisvesting | WN.C153 | - |  |  |  | 1 | Santo
EQ018364 |  | Equipment |  | ?? |  | Kortekaas, R | VU/F/BETA/N&S/AML | WN.KB225 | - |  |  |  | 0
EQ018363 | LT-050810 | Laptop |  | Optic Stopwatch 1 LT-050810 | Dell | Tuinder, Vincent | VU/F/FGB | MF.C679 | - |  |  |  | 1 | Latitude 5500
EQ018362 |  | Pipette |  | Gilson Pipetman P1000 | Gilson | Zwering, Emile | VU/F/BETA/A-LIFE/SyBi | O2.01E31 | - | 2023-12-04 |  |  | 1 | Pipetman P1000
EQ018361 |  | Pipette |  | Gilson Pipetman P1000 | Gilson | Zwering, Emile | VU/F/BETA/A-LIFE/SyBi | O2.01E31 | - | 2023-12-04 |  |  | 1 | Pipetman P1000
EQ018360 |  | Pipette |  | Gilson Pipetman P20 | Gilson | Zwering, Emile | VU/F/BETA/A-LIFE/SyBi | O2.01E31 | - | 2023-12-01 |  |  | 1 | Pipetman P20
EQ018359 |  | Pipette |  | Gilson Pipetman P1000 | Gilson | Zwering, Emile | VU/F/BETA/A-LIFE/SyBi | O2.01E31 | - | 2023-12-04 |  |  | 1 | Pipetman P1000
EQ018358 | TM 21175 | Pipette |  | Gilson Pipetman P200 | Gilson | Zwering, Emile | VU/F/BETA/A-LIFE/SyBi | O2.01E31 | - | 2024-07-18 |  |  | 1 | Pipetman P200
EQ018357 |  | Pipette |  | Gilson Pipetman P1000 | Gilson | Zwering, Emile | VU/F/BETA/A-LIFE/SyBi | O2.01E31 | - | 2023-12-04 |  |  | 1 | Pipetman P1000
EQ018356 | Eye tracking glasses | EYE |  | Pupil Pro Glasses | Pupil Gmbh | Tuinder, Vincent | VU/F/FGB | MF.C679 | - |  |  |  | 1 | Pupil Pro
EQ018355 |  | Pipette |  | Pipetboy VWR |  | Keizer, Esther | VU/F/BETA/A-LIFE/MM | O2.07E35 | - |  |  |  | 1
EQ018354 |  | Pipette |  | Pipetboy VWR |  | Keizer, Esther | VU/F/BETA/A-LIFE/MM | O2.07E35 | - |  |  |  | 1
EQ018353 | Digital Voice Recorder | AudioDevice |  | VoiceRec-030 | Olympus | Tuinder, Vincent | VU/F/FGB | MF.B659 | - |  |  |  | 1 | DS-2200
EQ018352 | Digital Voice Recorder | AudioDevice |  | VoiceRec-029 | Olympus | Tuinder, Vincent | VU/F/FGB | MF.B659 | - |  |  |  | 1 | DS-2200
EQ018351 | Digital Voice Recorder | AudioDevice |  | VoiceRec-028 | Olympus | Tuinder, Vincent | VU/F/FGB | MF.B659 | - |  |  |  | 1 | DS-2200
EQ018350 | Digital Voice Recorder | AudioDevice |  | VoiceRec-026 | Olympus | Tuinder, Vincent | VU/F/FGB | MF.B659 | - |  |  |  | 1 | DS-2200
EQ018349 | Digital Voice Recorder | AudioDevice |  | VoiceRec-022 | Olympus | Tuinder, Vincent | VU/F/FGB | MF.B659 | - |  |  |  | 1 | DS-2200
EQ018348 | Digital Voice Recorder | AudioDevice |  | VoiceRec-017 | Olympus | Tuinder, Vincent | VU/F/FGB | MF.B659 | - |  |  |  | 1 | DS-2200
EQ018347 | Digital Voice Recorder | AudioDevice |  | VoiceRec-015 | Olympus | Tuinder, Vincent | VU/F/FGB | MF.B659 | - |  |  |  | 1 | DS-2200
EQ018346 | Digital Voice Recorder | AudioDevice |  | VoiceRec-011 | Olympus | Tuinder, Vincent | VU/F/FGB | MF.B659 | - |  |  |  | 1 | DS-2200
EQ018345 | Digital Voice Recorder | AudioDevice |  | VoiceRec-008 | Olympus | Tuinder, Vincent | VU/F/FGB | MF.B659 | - |  |  |  | 1 | DS-2200
EQ018344 | Stelling 4 | Zebtec Mini |  | Zebtec Benchtop | Tecniplast | Bos, Natasja | VU/F/BETA/UPC | MF.JK91h | - | 2025-09-02 |  |  | 1 | ZB1020ERINTMN1
EQ018343 | Boiler 1 | Boiler |  | Boiler | Wahlbach Druckspreicher | Bos, Natasja | VU/F/BETA/UPC | MF.J094 | - |  |  |  | 1 | UTS15
EQ018342 | Boiler 6 | Boiler |  | Boiler | Wahlbach Druckspreicher | Bos, Natasja | VU/F/BETA/UPC | MF.JK91 | - |  |  |  | 1 | UTS15
EQ018341 | Boiler 14 | Boiler |  | Boiler | Wahlbach Druckspreicher | Bos, Natasja | VU/F/BETA/UPC | MF.JK91h | - |  |  |  | 1 | UTS15
EQ018340 | Boiler 13 | Boiler |  | Boiler | Wahlbach Druckspreicher | Bos, Natasja | VU/F/BETA/UPC | MF.JK91e | - |  |  |  | 1 | UTS15
EQ018339 | Boiler 12 | Boiler |  | Boiler | Wahlbach Druckspreicher | Bos, Natasja | VU/F/BETA/UPC | MF.JK91e | - |  |  |  | 1 | UTS15
EQ018338 | Boiler 11 | Boiler |  | Boiler | Wahlbach Druckspreicher | Bos, Natasja | VU/F/BETA/UPC | MF.JK91d | - |  |  |  | 1 | UTS15
EQ018337 | Boiler 10 | Boiler |  | Boiler | Wahlbach Druckspreicher | Bos, Natasja | VU/F/BETA/UPC | MF.JK91d | - |  |  |  | 1 | UTS15
EQ018336 | Boiler 7 | Boiler |  | Boiler | Wahlbach Druckspreicher | Bos, Natasja | VU/F/BETA/UPC | MF.JK91b | - |  |  |  | 1 | UTS15
EQ018335 | Boiler 9 | Boiler |  | Boiler | Wahlbach Druckspreicher | Bos, Natasja | VU/F/BETA/UPC | MF.JK91c | - |  |  |  | 1 | UTS15
EQ018334 | Boiler 8 | Boiler |  | Boiler | Wahlbach Druckspreicher | Bos, Natasja | VU/F/BETA/UPC | MF.JK91c | - |  |  |  | 1 | UTS15
EQ018333 | Stelling 3 | ZebTEC Photoperiod Cabinet |  | Photoperiod Cabinet | Tecniplast | Bos, Natasja | VU/F/BETA/UPC | MF.JK91c | - | 2025-09-02 |  |  | 1 | 3-00010518-0
EQ018332 | Stelling 1 | Zebtec Stand Alone Rack, TWIN |  | Rack, TWIN | Tecniplast | Bos, Natasja | VU/F/BETA/UPC | MF.JK91c | - | 2025-09-02 |  |  | 1 | ZB3050100ERSASX1
EQ018331 | Stelling 2 | Zebtec WTU |  | Zebtec WTU | Tecniplast | Bos, Natasja | VU/F/BETA/UPC | MF.JK91c | - | 2025-09-02 |  |  | 1 | ZBWTU0011
EQ018330 | Boiler 5 | Boiler |  | Boiler | Wahlbach Druckspreicher | Bos, Natasja | VU/F/BETA/UPC | MF.J094f | - |  |  |  | 1 | UTS15
EQ018329 | Boiler 4 | Boiler |  | Boiler | Wahlbach Druckspreicher | Bos, Natasja | VU/F/BETA/UPC | MF.J094e | - |  |  |  | 1 | UTS15
EQ018328 | Boiler 3 | Boiler |  | Boiler | Wahlbach Druckspreicher | Bos, Natasja | VU/F/BETA/UPC | MF.J094d | - |  |  |  | 1 | UTS15
EQ018327 | Boiler 2 | Boiler |  | Boiler | Wahlbach Druckspreicher | Bos, Natasja | VU/F/BETA/UPC | MF.J094b | - |  |  |  | 1 | UTS15
EQ018326 |  | Cell Counter |  | Cell counter | Corning | Bakali, Chaimaa | VU/F/BETA/CNCR/MCN | WN.A303 | - |  |  |  | 1 | Corning 6749
EQ018325 | Microscoop 3 | Microscope |  | Microscoop | World Precision Instruments | Bos, Natasja | VU/F/BETA/UPC | MF.JK91b | - |  |  |  | 1 | 504941
EQ018324 |  | Vacuum Pump |  | Vacuumpomp PicoPump | World Precision Instruments | Bos, Natasja | VU/F/BETA/UPC | MF.JK91b | - |  |  |  | 1 | PicoPump PV830
EQ018323 |  | Ice Machine |  | IJsmachine | Joly Ice | Bos, Natasja | VU/F/BETA/UPC | MF.JK91e | - |  |  |  | 1 | JF90C AC comact
EQ018322 |  | Reverse osmosis water storage tank |  | Osmose watertank dubbel | Tecniplast | Bos, Natasja | VU/F/BETA/UPC | MF.JK91f | - | 2025-09-02 |  |  | 1 | HR 7120
EQ018321 |  | Water purification system |  | Waterfilter systeem Milli-Q | Merck | Bos, Natasja | VU/F/BETA/UPC | MF.JK91f | - | 2025-01-04 |  |  | 1 | Milli-Q HR 7060
EQ018320 |  | Vortex |  | Vortex menger | Scientific Industries Inc. | Bos, Natasja | VU/F/BETA/UPC | MF.JK91b | - |  |  |  | 1 | Vortex Menger Genie 2
EQ018319 |  | Centrifuge |  | Centrifuge | Eppendorf | Bos, Natasja | VU/F/BETA/UPC | MF.JK91b | - |  |  |  | 1 | Minispin Plus
EQ018318 | Microscoop 4 | Microscope |  | Fluorescentie microscoop | Thermo Fisher Scientific | Bos, Natasja | VU/F/BETA/UPC | MF.JK91b | - |  |  |  | 1 | EVOS M5000 Imaging system
EQ018317 |  | Hatching system |  | Artemia unit | Zebcare | Bos, Natasja | VU/F/BETA/UPC | MF.JK91c | - |  |  |  | 1 | Artemia hatching unit
EQ018316 | Weegschaal 3 | Balance |  | Weegschaal | Kern | Bos, Natasja | VU/F/BETA/UPC | MF.JK91c | - |  |  |  | 1 | EHA500-2
EQ018315 | Weegschaal 2 | Balance |  | Weegschaal | Kern | Bos, Natasja | VU/F/BETA/UPC | MF.JK91c | - |  |  |  | 1 | EHA3000-0
EQ018314 | Broedstoof 2 | Incubator |  | Broedstoof | Memmert | Bos, Natasja | VU/F/BETA/UPC | MF.JK91h | - | 2024-09-15 |  |  | 1 | IPP30
EQ018313 | Broedstoof 1 | Incubator |  | Broedstoof | Memmert | Bos, Natasja | VU/F/BETA/UPC | MF.JK91b | - | 2024-09-15 |  |  | 1 | IPP110 EcoPlus
EQ018312 | Microscoop 2 | Microscope |  | Microscoop | Euromex | Bos, Natasja | VU/F/BETA/UPC | MF.JK91b | - |  |  |  | 1 | StereoBlue
EQ018311 | Koel-vriescombi 2 | Fridge freezer |  | Koel-vriescombinatie | Liebherr | Bos, Natasja | VU/F/BETA/UPC | MF.JK91f | - |  |  |  | 1 | Mediline
EQ018310 |  | Instrument washer desinfectors |  | Wasmachine | Steelco | Bos, Natasja | VU/F/BETA/UPC | MF.JK91e | - | 2025-06-21 |  |  | 1 | DS 610/1
EQ018309 |  | Autoclave |  | Autoclaaf | B-autoclaaf | Bos, Natasja | VU/F/BETA/UPC | MF.JK91e | - | 2025-06-06 |  |  | 1 | LFss23AA 23L
EQ018308 |  | Vacuum Cleaner |  | Schrob/zuigmachine | Karcher | Bos, Natasja | VU/F/BETA/UPC | MF.JK91f | - |  |  |  | 1 | Professional BR 30/4 C
EQ018307 |  | Vacuum Cleaner |  | Stof- en waterzuiger | Eurom | Bos, Natasja | VU/F/BETA/UPC | MF.JK91f | - |  |  |  | 0 | Force 1420S
EQ018306 |  | Vacuum Cleaner |  | Schrob/zuigmachine | Karcher | Bos, Natasja | VU/F/BETA/UPC | MF.J094i | - |  |  |  | 1 | Professional BR 30/4 C
EQ018305 |  | Vacuum Cleaner |  | Stof- en waterzuiger | Eurom | Bos, Natasja | VU/F/BETA/UPC | MF.J094i | - |  |  |  | 0 | Force 1420S
EQ018304 |  | Chemical storage cabinet |  | Plofkast | Dupa | Bos, Natasja | VU/F/BETA/UPC | MF.J094h | - | 2025-04-02 |  |  | 1 | Classic
EQ018303 |  | Instrument washer desinfectors |  | Wasmachine | Steelco | Bos, Natasja | VU/F/BETA/UPC | MF.J094f | - | 2025-05-23 |  |  | 1 | AC1300
EQ018302 | Koel-vriescombi 1 | Fridge freezer |  | Koel-vriescombinatie | Liebherr | Bos, Natasja | VU/F/BETA/UPC | MF.J094f | - |  |  |  | 1 | Mediline
EQ018301 |  | Refrigerator |  | Koelkast | Liebherr | Bos, Natasja | VU/F/BETA/UPC | MF.J094f | - |  |  |  | 1 | Mediline
EQ018300 |  | Clothing washer |  | Wasmachine | Samsung | Bos, Natasja | VU/F/BETA/UPC | MF.J094b | - |  |  |  | 1 | WD80T554ABT/S2
EQ018299 | Microscoop 1 | Microscope |  | Microscoop | Euromex | Bos, Natasja | VU/F/BETA/UPC | MF.J094e | - |  |  |  | 1 | StereoBlue
EQ018298 | Weegschaal 1 | Balance |  | Weegschaal | Kern | Bos, Natasja | VU/F/BETA/UPC | MF.J094e | - |  |  |  | 1 | EH3000-0
EQ018297 | Bak 11 | Stand Alone unit |  | Snails Tank Large | Tecniplast | Bos, Natasja | VU/F/BETA/UPC | MF.J094e | - |  |  |  | 1 | 3-00010514-0
EQ018296 | Bak 10 | Zebtec SAU |  | Snails Tank | Tecniplast | Bos, Natasja | VU/F/BETA/UPC | MF.J094e | - | 2025-09-02 |  |  | 1 | 3-00010513-0
EQ018295 | Bak 9 | Zebtec SAU |  | Snails Tank | Tecniplast | Bos, Natasja | VU/F/BETA/UPC | MF.J094e | - | 2025-09-02 |  |  | 1 | 3-00010513-0
EQ018294 | Bak 8 | Zebtec SAU |  | Snails Tank | Tecniplast | Bos, Natasja | VU/F/BETA/UPC | MF.J094e | - | 2025-09-02 |  |  | 1 | 3-00010513-0
EQ018293 | Stelling 1 | Zebtec SAU |  | Snails FLOW | Tecniplast | Bos, Natasja | VU/F/BETA/UPC | MF.J094e | - | 2025-09-02 |  |  | 1 | 00010516-0
EQ018292 |  | Chemical storage cabinet |  | Plofkast | Dupa | Bos, Natasja | VU/F/BETA/UPC | AMC.VU1 | - | 2025-08-29 |  |  | 1 | Classic L
EQ018291 | Bak 7 | Zebtec SAU |  | Snail Tank | Tecniplast | Bos, Natasja | VU/F/BETA/UPC | MF.J094d | - | 2025-09-02 |  |  | 1 | 3-00010513-0
EQ018290 | Bak 6 | Zebtec SAU |  | Snail Tank | Tecniplast | Bos, Natasja | VU/F/BETA/UPC | MF.J094d | - | 2025-09-02 |  |  | 1 | 3-00010513-0
EQ018289 | Bak 5 | Zebtec SAU |  | Snail Tank | Tecniplast | Bos, Natasja | VU/F/BETA/UPC | MF.J094d | - | 2025-09-02 |  |  | 1 | 3-00010513-0
EQ018288 | Bak 4 | Zebtec SAU |  | Snail Tank | Tecniplast | Bos, Natasja | VU/F/BETA/UPC | MF.J094d | - | 2025-09-02 |  |  | 1 | 3-00010513-0
EQ018287 | Bak 3 | Zebtec SAU |  | Snail Tank | Tecniplast | Bos, Natasja | VU/F/BETA/UPC | MF.J094d | - | 2025-09-02 |  |  | 1 | 3-00010513-0
EQ018286 | Bak 2 | Zebtec SAU |  | Snail Tank | Tecniplast | Bos, Natasja | VU/F/BETA/UPC | MF.J094d | - | 2025-09-02 |  |  | 1 | 3-00010513-0
EQ018285 | Bak 1 | Zebtec SAU |  | Snail Tank | Tecniplast | Bos, Natasja | VU/F/BETA/UPC | MF.J094d | - | 2025-09-02 |  |  | 1 | 3-00010513-0
EQ018284 |  | Centrifuge |  | PlateFuge | Benchmark scientific | Keizer, Esther | VU/F/BETA/A-LIFE/MM | O2.08E31 | - |  |  |  | 1
EQ018283 |  | Lamp |  | Spectrabox LED lamp 100W |  | Logtestijn, RSP van | VU/F/BETA/A-LIFE | WN.M513 | - |  |  |  | 1 | 100W Spectrabox UFO
EQ018282 |  | Cuvette holder |  | Quantum Northwest qX3 cuvette holder with temp. controller | Quantum Northwest | Sasbrink, Bart | VU/F/BETA/N&S/BF&E | WN.G159 | - |  |  |  | 1 | qX3
EQ018281 |  | Incubator |  | CO2 Incubator heracell 150i (cellkweek 02) | Thermo Fisher Scientific | Noort, wendy | VU/F/FGB/BW/Myolab | O2.13W31 | - | 2023-03-13 |  |  | 1 | HERACELL 150 i GP + 51900740
EQ018280 |  | Humidifier |  | Humidifier | PURE FACTORY | Logtestijn, RSP van | VU/F/BETA/A-LIFE | WN.M529 | - |  |  |  | 1 | GL-360
EQ018279 | BIBRO-1178 | Freezer |  | Ultra Low-Temperature Freezer | PHCbi | Veen, Chuck van der | VU/F/BETA/S&F/BAC | O2.07W43 | - |  |  |  | 1 | MDF-DU702VH
EQ018278 | 3 | Autoclave |  | Autoclave | Prestige Medical | Keizer, Esther | VU/F/BETA/A-LIFE/MM | O2.08E71 | - |  |  |  | 1 | Classic
EQ018277 | UPC B355 | Balance |  | Ohaus Compass | Ohaus | Bos, Natasja | VU/F/BETA/UPC | O2.12W29A | - |  |  |  | 1 | CR621
EQ018276 |  | Docking Station |  | CO2 Docking station | Vet-Tech | Bos, Natasja | VU/F/BETA/UPC | O2.12W27A | - | 2025-03-05 |  |  | 1
EQ018275 | Reserve | Balance |  | Ohaus Scout Pro | Ohaus | Bos, Natasja | VU/F/BETA/UPC | AMC.VU1 | - |  |  |  | 1 | SPU2001
EQ018274 | I.0B-095 | Balance |  | Ohaus Scout Pro | Ohaus | Bos, Natasja | VU/F/BETA/UPC | AMC.VU1 | - |  |  |  | 1 | SPU2001
EQ018273 | I.0B-090 | Balance |  | Ohaus Scout Pro | Ohaus | Bos, Natasja | VU/F/BETA/UPC | AMC.VU1 | - |  |  |  | 1 | SPU2001
EQ018272 | I.0B-079 | Balance |  | Ohaus Scout Pro | Ohaus | Bos, Natasja | VU/F/BETA/UPC | AMC.VU1 | - |  |  |  | 1 | SPU401
EQ018271 | I.0B-079 | Balance |  | Ohaus Scout Pro | Ohaus | Bos, Natasja | VU/F/BETA/UPC | AMC.VU1 | - |  |  |  | 1 | SPU401
EQ018270 | I.0B-078 | Balance |  | Ohaus Compass | Ohaus | Bos, Natasja | VU/F/BETA/UPC | AMC.VU1 | - |  |  |  | 1 | CR621
EQ018269 | Reserve | Balance |  | VWR | VWR | Bos, Natasja | VU/F/BETA/UPC | AMC.VU1 | - |  |  |  | 1 | SE2201
EQ018268 |  | Isoflurane Vaporizer |  | Penlon | UNO | Bos, Natasja | VU/F/BETA/UPC | WN.A003 | - |  |  |  | 1
EQ018267 |  | Isoflurane Vaporizer |  | Penlon | UNO | Bos, Natasja | VU/F/BETA/UPC | WN.A003 | - |  |  |  | 1
EQ018266 |  | Isoflurane Vaporizer |  | Penlon | UNO | Bos, Natasja | VU/F/BETA/UPC | WN.A003 | - |  |  |  | 1
EQ018265 | Reserve | Balance |  | VWR | VWR | Bos, Natasja | VU/F/BETA/UPC | AMC.VU1 | - |  |  |  | 1 | SE2201
EQ018264 | I.0B-081 | Balance |  | Ohaus Scout Pro | Ohaus | Bos, Natasja | VU/F/BETA/UPC | AMC.VU1 | - |  |  |  | 1 | SPU2001
EQ018263 | Rat 090 | Balance |  | Adam Equipment |  | Bos, Natasja | VU/F/BETA/UPC | AMC.VU1 | - |  |  |  | 0 | Q-Weigh
EQ018262 |  | Autoclave |  | Mocom | Vos en Zns | Bos, Natasja | VU/F/BETA/UPC | AMC.VU1 | - | 2024-08-07 |  |  | 1 | Millenium S2
EQ018261 | ISO 2 | Isoflurane Vaporizer |  | Penlon | UNO | Bos, Natasja | VU/F/BETA/UPC | AMC.VU1 | - | 2025-08-29 |  |  | 1 | Sigma Delta
EQ018260 | ISO 3 | Isoflurane Vaporizer |  | Penlon | UNO | Bos, Natasja | VU/F/BETA/UPC | AMC.VU1 | - | 2025-08-29 |  |  | 1 | Sigma Delta
EQ018259 | ISO 1 | Isoflurane Vaporizer |  | Penlon | UNO | Bos, Natasja | VU/F/BETA/UPC | AMC.VU1 | - | 2025-08-29 |  |  | 1 | Sigma Delta
EQ018258 | Weegschaal 095 | Balance |  | Mettler | Mettler (Toledo) | Bos, Natasja | VU/F/BETA/UPC | AMC.VU1 | - |  |  |  | 0 | PL1200
EQ018257 | I.0B-091 | Balance |  | Ohaus Scout Pro | Ohaus | Bos, Natasja | VU/F/BETA/UPC | AMC.VU1 | - |  |  |  | 1 | SPU2001
EQ018256 |  | X-ray |  | µCT | Bruker | Hogervorst, Jolanda | VU/F/ACTA/MGW/OCB | AC.11N28 | - |  |  |  | 1 | SkyScan 1272
EQ018255 |  | Camera |  | Digitale microscope camera | Leica | Hogervorst, Jolanda | VU/F/ACTA/MGW/OCB | AC.11N20 | - |  |  |  | 1 | K5C
EQ018254 |  | Vacuum Pump |  | Fluid aspiration system | Vacuubrand | Hogervorst, Jolanda | VU/F/ACTA/MGW/OCB | AC.11N14C | - |  |  |  | 1 | BVC professional
EQ018253 |  | Vacuum Pump |  | Fluid aspiration system | Vacuubrand | Hogervorst, Jolanda | VU/F/ACTA/MGW/OCB | AC.11N14B | - |  |  |  | 1 | BVC professional
EQ018252 |  | Vacuum Pump |  | Fluid aspiration system | Vacuubrand | Hogervorst, Jolanda | VU/F/ACTA/MGW/OCB | AC.11N14A | - |  |  |  | 1 | BVC professional
EQ018251 |  | Isoflurane Vaporizer |  | Northern Vaporizers | Northern Vaporisers LTD | Bos, Natasja | VU/F/BETA/UPC | AMC.VU1 | - | 2024-05-15 |  |  | 1
EQ018250 |  | Isoflurane Vaporizer |  | Penlon | UNO | Bos, Natasja | VU/F/BETA/UPC | AMC.VU1 | - | 2025-08-29 |  |  | 1 | Sigma Elite
EQ018249 |  | Isoflurane Vaporizer |  | Penlon | UNO | Bos, Natasja | VU/F/BETA/UPC | AMC.VU1 | - | 2025-08-29 |  |  | 1 | Sigma Delta
EQ018248 |  | Isoflurane Vaporizer |  | Penlon | UNO | Bos, Natasja | VU/F/BETA/UPC | AMC.VU1 | - | 2025-08-29 |  |  | 1 | Sigma Delta
EQ018247 | I.0B-093 | Balance |  | Ohaus Scout Pro | Ohaus | Bos, Natasja | VU/F/BETA/UPC | AMC.VU1 | - |  |  |  | 1 | SPU2001
EQ018246 | I.0B-089 | Balance |  | Ohaus Scout Pro | Ohaus | Bos, Natasja | VU/F/BETA/UPC | AMC.VU1 | - |  |  |  | 1 | SPU2001
EQ018245 | I.0B-084 | Balance |  | Ohaus Scout Pro | Ohaus | Bos, Natasja | VU/F/BETA/UPC | AMC.VU1 | - |  |  |  | 1 | SPU2001
EQ018244 | I.0B-078 | Balance |  | Ohaus Compass | Ohaus | Bos, Natasja | VU/F/BETA/UPC | AMC.VU1 | - |  |  |  | 1 | CR621
EQ018243 | I.0B-088 | Balance |  | Ohaus Scout | Ohaus | Bos, Natasja | VU/F/BETA/UPC | AMC.VU1 | - |  |  |  | 1 | SKX2201
EQ018242 | I.0B-082 | Balance |  | Ohaus Scout Pro | Ohaus | Bos, Natasja | VU/F/BETA/UPC | AMC.VU1 | - |  |  |  | 1 | SKX2201
EQ018241 |  | Docking Station |  | CO2 Docking station | Vet-Tech | Bos, Natasja | VU/F/BETA/UPC | AMC.VU1 | - | 2025-03-13 |  |  | 1
EQ018240 |  | Autoclave |  | Autoclaaf | B-autoclaaf | Bos, Natasja | VU/F/BETA/UPC | AMC.VU1 | - | 2025-11-01 |  |  | 1 | LFSS18AA
EQ018239 |  | Power Supply |  | Bio-Rad Power Supply | Bio-Rad | Koningstein, Greg | VU/F/BETA/A-LIFE/MM | O2.07E69 | - |  |  |  | 1 | PowerPac Basic
EQ018238 |  | Pipette |  | pipette | Gilson | Boegschoten, Roald | VU | O2.11W24 | - |  |  |  | 1
EQ018237 | Wisselstation | Equipment |  | Changing Station | Bio Services BV | Bos, Natasja | VU/F/BETA/UPC | AMC.VU1 | - | 2025-03-06 |  |  | 1 | 3070410
EQ018236 |  | Orbital shaker |  | Incubator shaker | New Brunswick Scientific | Koningstein, Greg | VU/F/BETA/A-LIFE/MM | O2.07E29 | - |  |  |  | 1 | Innova 44R
EQ018235 |  | Orbital shaker |  | Incubator shaker | New Brunswick Scientific | Koningstein, Greg | VU/F/BETA/A-LIFE/MM | O2.07E29 | - |  |  |  | 1 | Innova 44
EQ018234 | LT-066877 | Laptop |  | BW laptop for projects LT-066877 | Hewlett Packard (HP) | Tuinder, Vincent | VU/F/FGB | MF.C679 | - |  |  |  | 1 | HP Probook 450
EQ018233 | LT-066876 | Laptop |  | BW laptop for projects LT-066876 | Hewlett Packard (HP) | Tuinder, Vincent | VU/F/FGB | MF.C679 | - |  |  |  | 1 | HP Probook 450
EQ018232 | LT-066875 | Laptop |  | BW laptop for projects LT-066875 | Hewlett Packard (HP) | Tuinder, Vincent | VU/F/FGB | MF.C679 | - |  |  |  | 1 | HP Probook 450
EQ018231 | LT-066698 | Laptop |  | BW laptop for projects LT-066698 | Dell | Tuinder, Vincent | VU/F/FGB | MF.C679 | - |  |  |  | 1 | Precision 5570
EQ018230 |  | Battery Charger |  | Charger for Bosch cordless drill | Bosch | Logtestijn, RSP van | VU/F/BETA/A-LIFE | WN.A144 | - |  |  |  | 1 | GAL 18V-40
EQ018229 |  | Drill |  | Bosch Cordless Battery Drill | Bosch | Logtestijn, RSP van | VU/F/BETA/A-LIFE | WN.A144 | - |  |  |  | 1 | GSR 18V-21 3 601 JH1 000
EQ018228 | Slimline 14 | Equipment |  | Smartflow | Tecniplast | Bos, Natasja | VU/F/BETA/UPC | AMC.VU1 | - | 2025-03-13 |  |  | 1 | BOXUNSFEU
EQ018227 | Slimline | Equipment |  | Smartflow | Tecniplast | Bos, Natasja | VU/F/BETA/UPC | AMC.VU1 | - | 2025-03-13 |  |  | 1 | EMBOXUNSFEU
EQ018226 | Slimline 27 | Equipment |  | Smartflow | Tecniplast | Bos, Natasja | VU/F/BETA/UPC | AMC.VU1 | - | 2025-03-13 |  |  | 1 | BOXUNSFEU
EQ018225 | Slimline 6 | Equipment |  | Smartflow | Tecniplast | Bos, Natasja | VU/F/BETA/UPC | AMC.VU1 | - | 2025-03-10 |  |  | 1 | BOXUNSFEU
EQ018224 | Slimline 8 | Equipment |  | Smartflow | Tecniplast | Bos, Natasja | VU/F/BETA/UPC | AMC.VU1 | - | 2025-03-10 |  |  | 1 | BOXUNSFEU
EQ018223 | Wisselstation | Equipment |  | Changing Station | Tecniplast | Bos, Natasja | VU/F/BETA/UPC | AMC.VU1 | - | 2025-03-10 |  |  | 1 | 9CS601TNNN
EQ018222 |  | Shaker/Mixer |  | VWR Rocking Platform | VWR | Koningstein, Greg | VU/F/BETA/A-LIFE/MM | O2.07E63 | - |  |  |  | 1 | Rocking Platform
EQ018221 | Slimline | Equipment |  | Smartflow | Tecniplast | Bos, Natasja | VU/F/BETA/UPC | WN.A003 | - | 2022-11-09 |  |  | 1 | BOXUNSFEU
EQ018220 | Slimline 26 | Equipment |  | Smartflow | Tecniplast | Bos, Natasja | VU/F/BETA/UPC | WN.A003 | - | 2022-11-10 |  |  | 1 | BOXUNSFEU
EQ018219 | Wisselstation 4 | Equipment |  | Changing Station | Tecniplast | Bos, Natasja | VU/F/BETA/UPC | O2.12W29A | - | 2025-03-05 |  |  | 1 | 9CS5ETS1
EQ018218 | Slimline 13 | Equipment |  | Smartflow | Tecniplast | Bos, Natasja | VU/F/BETA/UPC | O2.12W29A | - | 2025-03-05 |  |  | 1 | BOXUNSFEU
EQ018217 |  | Adapter |  | AC Adapter | Intertek | Koningstein, Greg | VU/F/BETA/A-LIFE/MM | O2.07E71 | - |  |  |  | 1 | BI12L-050140-I
EQ018216 |  | CO2 Monitor |  | EGM5 nr 3 | PP Systems | Logtestijn, RSP van | VU/F/BETA/A-LIFE | WN.M513 | - |  |  |  | 1 | EGM-5
EQ018215 |  | Sealer |  | Sealer |  | Bakali, Chaimaa | VU/F/BETA/CNCR/MCN | WN.C206 | - |  |  |  | 1 | PFS-400
EQ018214 |  | Polishing System |  | EcoMet 30 Twin | Buehler | Hogervorst, Jolanda | VU/F/ACTA/MGW/OCB | AC.11N50 | - |  |  |  | 0 | 49-10072
EQ018213 |  | Autoclave |  | autoclaaf 24 liter | Vos Instrumenten | Hogervorst, Jolanda | VU/F/ACTA/MGW/OCB | AC.11N50 | - |  |  |  | 1 | VOS-13021
EQ018212 |  | Polishing System |  | EcoMet 30 Twin | Buehler | Hogervorst, Jolanda | VU/F/ACTA/MGW/OCB | AC.11N50 | - |  |  |  | 1 | 49-10072
EQ018211 |  | Adapter |  | AC Adapter |  | Koningstein, Greg | VU/F/BETA/A-LIFE/MM | O2.07E29 | - |  |  |  | 1 | PEAD150B-14-J6
EQ018210 |  | Microplate reader |  | Biotek Synergy H1 | Agilent | Koningstein, Greg | VU/F/BETA/A-LIFE/MM | O2.07E29 | - |  |  |  | 1 | Biotek Synergy H1
EQ018209 |  | Computer |  | HP desktop computer | Hewlett Packard (HP) | Koningstein, Greg | VU/F/BETA/A-LIFE/MM | O2.07E29 | - |  |  |  | 1 | HP desktop computer
EQ018208 |  | Computer Monitor |  | HP monitor | Hewlett Packard (HP) | Koningstein, Greg | VU/F/BETA/A-LIFE/MM | O2.07E29 | - |  |  |  | 1 | HP monitor
EQ018207 |  | Spot UV irradiation unit |  | Blak Ray UV lamp |  | Koningstein, Greg | VU/F/BETA/A-LIFE/MM | O2.07E29 | - |  |  |  | 1 | B-100AP High Intensity
EQ018206 |  | Computer |  | Nanopore Data Analyser |  | Kock, Wren Finch de | VU/F/BETA/S&F/CBB | O2.03W21 | - |  |  |  | 1
EQ018205 | Sequencer | Data Acquisition Instrument |  | Nanopore MinION Sequencer |  | Kock, Wren Finch de | VU/F/BETA/S&F/CBB | O2.03W21 | - |  |  |  | 1 | MinION Mk1B
EQ018204 |  | Extension Cable |  | Socket strip | Brennenstuhl | Althuisius, N | VU/F/BETA/Informatica/ond | WN.P043 | - |  |  |  | 1 | 1391000010
EQ018203 |  | Extension Cable |  | Socket strip | Brennenstuhl | Althuisius, N | VU/F/BETA/Informatica/ond | WN.P043 | - |  |  |  | 1 | 1391000010
EQ018202 |  | Extension Cable |  | Socket strip | Brennenstuhl | Althuisius, N | VU/F/BETA/Informatica/ond | WN.P043 | - |  |  |  | 1 | 1391000010
EQ018201 |  | Extension Cable |  | Socket strip | Brennenstuhl | Althuisius, N | VU/F/BETA/Informatica/ond | WN.P043 | - |  |  |  | 1 | 1391000010
EQ018200 |  | Extension Cable |  | Socket strip | Brennenstuhl | Althuisius, N | VU/F/BETA/Informatica/ond | WN.P043 | - |  |  |  | 1 | 1391000010
EQ018199 |  | Extension Cable |  | Socket strip | Brennenstuhl | Althuisius, N | VU/F/BETA/Informatica/ond | WN.P043 | - |  |  |  | 1 | 1391000010
EQ018198 |  | Extension Cable |  | Cable reel | Brennenstuhl | Althuisius, N | VU/F/BETA/Informatica/ond | WN.P043 | - |  |  |  | 1 | 1093200
EQ018197 |  | Extension Cable |  | Cable reel | Brennenstuhl | Althuisius, N | VU/F/BETA/Informatica/ond | WN.P043 | - |  |  |  | 1 | 1093200
EQ018196 | 2020-2864-02 | Control Unit |  | Laser Positie Stabilisatie V2 | Elektronica Bèta | Steinebach, Kees | VU/F/BETA/N&S/AML/2864A | WN.G179 | - |  |  |  | 1 | V2
EQ018195 | 2022-2869-02 | Laser Controller Unit |  | Laser Shutter | Elektronica Bèta | Stoop, Albert | VU/F/BETA | WN.TK30 | - |  | 2023-03-28 00:00:00 |  | 1 | V0.8
EQ018194 |  | Microplate reader |  | Microplate Reader | BMG Labtech | Zwering, Emile | VU/F/BETA/A-LIFE/SyBi | O2.01E67 | - |  |  |  | 1 | SPECTROstar Nano
EQ018193 | 2020-2864-02 | Control Unit |  | Laser Positie Stabilisatie V2 | Elektronica Bèta | Steinebach, Kees | VU/F/BETA/N&S/AML/2864A | WN.G179 | - |  | 2023-03-29 00:00:00 |  | 1 | V2
EQ018192 |  | Autoclave |  | Autoclave | Prestige Medical | Koningstein, Greg | VU/F/BETA/A-LIFE/MM | O2.07E71 | - |  |  |  | 1 | Classic
EQ018191 | LT-066697 | Laptop |  | BW laptop for projects LT-066697 | Dell | Tuinder, Vincent | VU/F/FGB | MF.C679 | - |  |  |  | 1 | Precision 5570
EQ018190 | Nad Lab | Room |  | MF-H669 Nad Lab |  | Dominici, N | VU/F/FGB | MF.H669 | - |  |  |  | 1
EQ018189 | Sensori Motorcontrol | Room |  | MF-H436 Sensori Motorcontrol |  | Brenner, Eli | VU/F/FGB | MF.H436 | - |  |  |  | 1
EQ018188 | Biomechanics Lab | Room |  | MF-H432 Biomechanics Lab |  | Kingma, I | VU/F/FGB | MF.H432 | - |  |  |  | 1
EQ018187 | Dynamometrie Lab 2 | Room |  | MF-G430 Dynamometrie Lab 2 |  | Helpdesk, FGB | VU/F/FGB | MF.G430 | - |  |  |  | 1
EQ018186 | Inspannings Practicum Lab | Room |  | MF-G418 Inspannings Practicum Lab |  | Haakma, Nienke | VU/F/FGB | MF.G418 | - |  |  |  | 1
EQ018185 | ECG lab | Room |  | MF-G411 ECG lab |  | Cengiz, Cemre | VU/F/FGB | MF.G411 | - |  |  |  | 1 | Brain & Behaviour Lab
EQ018184 | Kelder Lab | Room |  | MF-EK09 Kelder Lab |  | Koning, Jos de | VU/F/FGB | MF.EK09 | - |  |  |  | 1
EQ018183 | Basement Lab | Room |  | MF-EK08A Basement Lab |  | Helpdesk, FGB | VU/F/FGB | MF.EK08A | - |  |  |  | 1
EQ018182 | Haplab 3 | Room |  | MF-C487 Haplab 3 |  | Helpdesk, FGB | VU/F/FGB | MF.C487 | - |  |  |  | 1
EQ018181 | Coordination Dynamics | Room |  | MF-C482B Coordination Dynamics |  | Stins, John | VU/F/FGB | MF.C482B | - |  |  |  | 1
EQ018180 | Fysio Lab | Room |  | MF-C482A Fysio Lab |  | Goudzwaard, Annelies | VU/F/FGB | MF.C482A | - |  |  |  | 1
EQ018179 | Observation Lab | Room |  | MF-C479 Observation Lab |  | Cengiz, Cemre | VU/F/FGB | MF.C479 | - |  |  |  | 1 | Brain & Behaviour Lab
EQ018178 | Dual belt Lab | Room |  | MF-C478 Dual belt Lab |  | Helpdesk, FGB | VU/F/FGB | MF.C478 | - |  |  |  | 1
EQ018177 | Control Room Observation Lab | Room |  | MF-C477 Control Room Observation Lab |  | Cengiz, Cemre | VU/F/FGB | MF.C477 | - |  |  |  | 1 | Brain & Behaviour Lab
EQ018176 | Balance lab | Room |  | MF-C472 Balance lab |  | Bruijn, Sjoerd | VU/F/FGB | MF.C472 | - |  |  |  | 1
EQ018175 | Multipurpose lab | Room |  | MF-C470 Multipurpose lab |  | Helpdesk, FGB | VU/F/FGB | MF.C470 | - |  |  |  | 1
EQ018174 | Loopzaal Kistler | Room |  | MF-B645K Loopzaal Kistler |  | Helpdesk, FGB | VU/F/FGB | MF.B645K | - |  |  |  | 1
EQ018173 | Loopzaal Skatebelt | Room |  | MF-B645J Loopzaal Skatebelt |  | Helpdesk, FGB | VU/F/FGB | MF.B645J | - |  |  |  | 1
EQ018172 | Loopzaal Climbing wall | Room |  | MF-B645I Loopzaal Climbing wall |  | Helpdesk, FGB | VU/F/FGB | MF.B645I | - |  |  |  | 1
EQ018171 | Loopzaal Dynstable | Room |  | MF-B645H Loopzaal Dynstable |  | Helpdesk, FGB | VU/F/FGB | MF.B645H | - |  |  |  | 1
EQ018170 | Loopzaal | Room |  | MF-B645G/2 Loopzaal |  | Helpdesk, FGB | VU/F/FGB | MF.B645G/2 | - |  |  |  | 1
EQ018169 | Loopzaal C-mill | Room |  | MF-B645G/1 Loopzaal C-mill |  | Helpdesk, FGB | VU/F/FGB | MF.B645G/1 | - |  |  |  | 1
EQ018168 | Loopzaal | Room |  | MF-B645F Loopzaal |  | Helpdesk, FGB | VU/F/FGB | MF.B645F | - |  |  |  | 1
EQ018167 | Loopzaal | Room |  | MF-B645E Loopzaal |  | Helpdesk, FGB | VU/F/FGB | MF.B645E | - |  |  |  | 1
EQ018166 | Loopzaal | Room |  | MF-B645D Loopzaal |  | Helpdesk, FGB | VU/F/FGB | MF.B645D | - |  |  |  | 1
EQ018165 | Eyelink (Biosemi on request) | Room |  | MF-B449D Eyelink (reserve "EEG AD-box" separately) |  | Cengiz, Cemre | VU/F/FGB | MF.B449D | - |  |  |  | 1 | Brain & Behaviour Lab
EQ018164 | Eyelink (Biosemi on request) | Room |  | MF-B449C Eyelink (reserve "EEG AD-box" separately) |  | Cengiz, Cemre | VU/F/FGB | MF.B449C | - |  |  |  | 1 | Brain & Behaviour Lab
EQ018163 | Eyelink MF | Room |  | MF-B449B Eyelink (reserve "EEG AD-box" separately) |  | Cengiz, Cemre | VU/F/FGB | MF.B449B | - |  |  |  | 1 | Brain & Behaviour Lab
EQ018162 | Eyelink MF | Room |  | MF-B449A Eyelink (reserve "EEG AD-box" separately) |  | Cengiz, Cemre | VU/F/FGB | MF.B449A | - |  |  |  | 1 | Brain & Behaviour Lab
EQ018161 | EEG MF | Room |  | MF-B447C EEG + Eyelink |  | Cengiz, Cemre | VU/F/FGB | MF.B447C | - |  |  |  | 1 | Brain & Behaviour Lab
EQ018160 | EEG MF | Room |  | MF-B447B EEG + Eyelink |  | Cengiz, Cemre | VU/F/FGB | MF.B447B | - |  |  |  | 1 | Brain & Behaviour Lab
EQ018159 | EEG MF | Room |  | MF-B447A EEG + Eyelink |  | Cengiz, Cemre | VU/F/FGB | MF.B447A | - |  |  |  | 1 | Brain & Behaviour Lab
EQ018158 | Sensori Motor Control | Room |  | MF-A629 Sensori Motor Control |  | Brenner, Eli | VU/F/FGB | MF.A629 | - |  |  |  | 1
EQ018157 | Motor Learning Performance | Room |  | MF-A609 Motor Learning Performance |  | Mann, David | VU/F/FGB | MF.A609 | - |  |  |  | 1
EQ018156 | Motor Learning Performance | Room |  | MF-A605 Motor Learning Performance |  | Kamp, John van der | VU/F/FGB | MF.A605 | - |  |  |  | 1
EQ018155 | Motor Learning Performance | Room |  | MF-A601 Motor Learning Performance |  | Kamp, John van der | VU/F/FGB | MF.A601 | - |  |  | 2 | 1
EQ018154 | Cubicle | Room |  | MF-A437W Cubicle |  | Cengiz, Cemre | VU/F/FGB | MF.A437W | - |  |  |  | 1 | Brain & Behaviour Lab
EQ018153 | Cubicle | Room |  | MF-A437V Cubicle |  | Cengiz, Cemre | VU/F/FGB | MF.A437V | - |  |  |  | 1 | Brain & Behaviour Lab
EQ018152 | Cubicle | Room |  | MF-A437U Cubicle |  | Cengiz, Cemre | VU/F/FGB | MF.A437U | - |  |  |  | 1 | Brain & Behaviour Lab
EQ018151 | Cubicle | Room |  | MF-A437T Cubicle |  | Cengiz, Cemre | VU/F/FGB | MF.A437T | - |  |  |  | 1 | Brain & Behaviour Lab
EQ018150 | Cubicle | Room |  | MF-A437S Cubicle |  | Cengiz, Cemre | VU/F/FGB | MF.A437S | - |  |  |  | 1 | Brain & Behaviour Lab
EQ018149 | Cubicle | Room |  | MF-A437R Cubicle |  | Cengiz, Cemre | VU/F/FGB | MF.A437R | - |  |  |  | 1 | Brain & Behaviour Lab
EQ018148 | Cubicle | Room |  | MF-A437Q Cubicle |  | Cengiz, Cemre | VU/F/FGB | MF.A437Q | - |  |  |  | 1 | Brain & Behaviour Lab
EQ018147 | Cubicle | Room |  | MF-A437P Cubicle |  | Cengiz, Cemre | VU/F/FGB | MF.A437P | - |  |  |  | 1 | Brain & Behaviour Lab
EQ018146 | Cubicle | Room |  | MF-A437O Cubicle + Eyelink (Touchscreen) |  | Cengiz, Cemre | VU/F/FGB | MF.A437O | - |  |  |  | 1 | Brain & Behaviour Lab
EQ018145 | Cubicle | Room |  | MF-A437N Cubicle + Eyelink |  | Cengiz, Cemre | VU/F/FGB | MF.A437N | - |  |  |  | 1 | Brain & Behaviour Lab
EQ018144 | Cubicle | Room |  | MF-A437M Cubicle |  | Cengiz, Cemre | VU/F/FGB | MF.A437M | - |  |  |  | 1 | Brain & Behaviour Lab
EQ018143 | Cubicle | Room |  | MF-A437L Cubicle |  | Cengiz, Cemre | VU/F/FGB | MF.A437L | - |  |  |  | 1 | Brain & Behaviour Lab
EQ018142 | Cubicle | Room |  | MF-A437K Cubicle |  | Cengiz, Cemre | VU/F/FGB | MF.A437K | - |  |  |  | 1 | Brain & Behaviour Lab
EQ018141 | Cubicle | Room |  | MF-A437J Cubicle |  | Cengiz, Cemre | VU/F/FGB | MF.A437J | - |  |  |  | 1 | Brain & Behaviour Lab
EQ018140 | Cubicle | Room |  | MF-A437I Cubicle |  | Cengiz, Cemre | VU/F/FGB | MF.A437I | - |  |  |  | 1 | Brain & Behaviour Lab
EQ018139 | Cubicle | Room |  | MF-A437H Cubicle |  | Cengiz, Cemre | VU/F/FGB | MF.A437H | - |  |  |  | 1 | Brain & Behaviour Lab
EQ018138 | Cubicle | Room |  | MF-A437F Cubicle |  | Cengiz, Cemre | VU/F/FGB | MF.A437F | - |  |  |  | 1 | Brain & Behaviour Lab
EQ018137 | Cubicle | Room |  | MF-A437E Cubicle |  | Cengiz, Cemre | VU/F/FGB | MF.A437E | - |  |  |  | 1 | Brain & Behaviour Lab
EQ018136 | Cubicle | Room |  | MF-A437D Cubicle |  | Cengiz, Cemre | VU/F/FGB | MF.A437D | - |  |  |  | 1 | Brain & Behaviour Lab
EQ018135 | Cubicle | Room |  | MF-A437C Cubicle |  | Cengiz, Cemre | VU/F/FGB | MF.A437C | - |  |  |  | 1 | Brain & Behaviour Lab
EQ018134 | Cubicle | Room |  | MF-A437B Cubicle |  | Cengiz, Cemre | VU/F/FGB | MF.A437B | - |  |  |  | 1 | Brain & Behaviour Lab
EQ018133 | Cubicle | Room |  | MF-A437A Cubicle |  | Cengiz, Cemre | VU/F/FGB | MF.A437A | - |  |  |  | 1 | Brain & Behaviour Lab
EQ018132 | Multicubicle / VR 2 | Room |  | MF-A435 Multicubicle / VR 2 |  | Cengiz, Cemre | VU/F/FGB | MF.A435 | - |  |  |  | 1 | Brain & Behaviour Lab
EQ018131 | Multicubicle / VR 1 | Room |  | MF-A429 Multicubicle / VR 1 |  | Cengiz, Cemre | VU/F/FGB | MF.A429 | - |  |  |  | 1 | Brain & Behaviour Lab
EQ018130 | Climate Chamber | Room |  | MF-A411 Climate Chamber |  | Haakma, Nienke | VU/F/FGB | MF.A411 | - |  |  |  | 1
EQ018129 | Antopometry | Room |  | MF-A409F Antopometry |  | Haakma, Nienke | VU/F/FGB | MF.A409F | - |  |  |  | 1
EQ018128 | Human Performance Lab | Room |  | MF-A409D Human Performance Lab |  | Haakma, Nienke | VU/F/FGB | MF.A409D | - |  |  |  | 1
EQ018127 | Large Dynamometry | Room |  | MF-A409C Large Dynamometry |  | Haakma, Nienke | VU/F/FGB | MF.A409C | - |  |  |  | 1
EQ018126 | Dynamometry (Dino) | Room |  | MF-A409B Dynamometry (Dino) |  | Haakma, Nienke | VU/F/FGB | MF.A409B | - |  |  |  | 1
EQ018125 | Mercedes-Benz 209CDI Sprinter | Vehicle |  | BUS | Mercedes | Helpdesk, FGB | VU/F/FGB | MF.B659 | - |  |  |  | 1 | 906 KA 30 Sprinter 209CDI
EQ018124 | Slat Belt running surface | Treadmill |  | Slat-Belt | Woodway | Helpdesk, FGB | VU/F/FGB/BW | MF.B659 | - |  |  |  | 1 | Woodway PPS 55 MED
EQ018123 | Reha Sport B-645 | Treadmill |  | EN-Mill | Motek | Helpdesk, FGB | VU/F/FGB/BW | MF.B645 | - |  |  |  | 1
EQ018122 | Two belts different speed possible | Treadmill |  | Dual-Belt | Motek | Helpdesk, FGB | VU/F/FGB/BW | MF.C478 | - |  |  |  | 1 | Split belt
EQ018121 | Extra long (3m) B-645 | Treadmill |  | C-Mill | Motek | Helpdesk, FGB | VU/F/FGB/BW | MF.B645 | - |  |  |  | 1
EQ018120 | Spot Thermal Camera | Thermodynamics |  | Thermal-Camera | Somedic | Helpdesk, FGB | VU/F/FGB | MF.B659 | - |  |  |  | 1 | FlirONE IOS
EQ018119 | iPad 6 | Tablet |  | Psypad-380 | Apple | Helpdesk, FGB | VU/F/FGB | MF.B659 | - |  |  |  | 1 | iPad (6th gen) Wi-Fi
EQ018118 | iPad 6 | Tablet |  | Psypad-379 | Apple | Helpdesk, FGB | VU/F/FGB | MF.B659 | - |  |  |  | 1 | iPad (6th gen) Wi-Fi
EQ018117 | iPad 6 | Tablet |  | Psypad-378 | Apple | Helpdesk, FGB | VU/F/FGB | MF.B659 | - |  |  |  | 1 | iPad (6th gen) Wi-Fi
EQ018116 | iPad 6 | Tablet |  | Psypad-377 | Apple | Helpdesk, FGB | VU/F/FGB | MF.B659 | - |  |  |  | 1 | iPad (6th gen) Wi-Fi
EQ018115 | iPad 6 | Tablet |  | Psypad-376 | Apple | Helpdesk, FGB | VU/F/FGB | MF.B659 | - |  |  |  | 1 | iPad (6th gen) Wi-Fi
EQ018114 | iPad 6 | Tablet |  | Psypad-375 | Apple | Helpdesk, FGB | VU/F/FGB | MF.B659 | - |  |  |  | 1 | iPad (6th gen) Wi-Fi
EQ018113 | iPad 6 | Tablet |  | Psypad-374 | Apple | Helpdesk, FGB | VU/F/FGB | MF.B659 | - |  |  |  | 1 | iPad (6th gen) Wi-Fi
EQ018112 | iPad 6 | Tablet |  | Psypad-373 | Apple | Helpdesk, FGB | VU/F/FGB | MF.B659 | - |  |  |  | 1 | iPad (6th gen) Wi-Fi
EQ018111 | iPad 6 | Tablet |  | Psypad-372 | Apple | Helpdesk, FGB | VU/F/FGB | MF.B659 | - |  |  |  | 1 | iPad (6th gen) Wi-Fi
EQ018110 | iPad 6 | Tablet |  | Psypad-371 | Apple | Helpdesk, FGB | VU/F/FGB | MF.B659 | - |  |  |  | 1 | iPad (6th gen) Wi-Fi
EQ018109 | iPad 6 | Tablet |  | Psypad-370 | Apple | Helpdesk, FGB | VU/F/FGB | MF.B659 | - |  |  |  | 1 | iPad (6th gen) Wi-Fi
EQ018108 | iPad 6 | Tablet |  | Psypad-369 | Apple | Helpdesk, FGB | VU/F/FGB | MF.B659 | - |  |  |  | 1 | iPad (6th gen) Wi-Fi
EQ018107 | iPad 6 | Tablet |  | Psypad-368 | Apple | Helpdesk, FGB | VU/F/FGB | MF.B659 | - |  |  |  | 1 | iPad (6th gen) Wi-Fi
EQ018106 | iPad 6 | Tablet |  | Psypad-367 | Apple | Helpdesk, FGB | VU/F/FGB | MF.B659 | - |  |  |  | 1 | iPad (6th gen) Wi-Fi
EQ018105 | iPad 6 | Tablet |  | Psypad-366 | Apple | Helpdesk, FGB | VU/F/FGB | MF.B659 | - |  |  |  | 1 | iPad (6th gen) Wi-Fi
EQ018104 | iPad 6 | Tablet |  | Psypad-365 | Apple | Helpdesk, FGB | VU/F/FGB | MF.B659 | - |  |  |  | 1 | iPad (6th gen) Wi-Fi
EQ018103 | iPad 6 | Tablet |  | Psypad-364 | Apple | Helpdesk, FGB | VU/F/FGB | MF.B659 | - |  |  |  | 1 | iPad (6th gen) Wi-Fi
EQ018102 | iPad 6 | Tablet |  | Psypad-363 | Apple | Helpdesk, FGB | VU/F/FGB | MF.B659 | - |  |  |  | 1 | iPad (6th gen) Wi-Fi
EQ018101 | iPad 6 | Tablet |  | Psypad-362 | Apple | Helpdesk, FGB | VU/F/FGB | MF.B659 | - |  |  |  | 1 | iPad (6th gen) Wi-Fi
EQ018100 | iPad 6 | Tablet |  | Psypad-361 | Apple | Helpdesk, FGB | VU/F/FGB | MF.B659 | - |  |  |  | 1 | iPad (6th gen) Wi-Fi
EQ018099 | iPad 6 | Tablet |  | Psypad-360 | Apple | Helpdesk, FGB | VU/F/FGB | MF.B659 | - |  |  |  | 1 | iPad (6th gen) Wi-Fi
EQ018098 | iPad 6 | Tablet |  | Psypad-359 | Apple | Helpdesk, FGB | VU/F/FGB | MF.B659 | - |  |  |  | 1 | iPad (6th gen) Wi-Fi
EQ018097 | iPad 6 | Tablet |  | Psypad-358 | Apple | Helpdesk, FGB | VU/F/FGB | MF.B659 | - |  |  |  | 1 | iPad (6th gen) Wi-Fi
EQ018096 | iPad 6 | Tablet |  | Psypad-357 | Apple | Helpdesk, FGB | VU/F/FGB | MF.B659 | - |  |  |  | 1 | iPad (6th gen) Wi-Fi
EQ018095 | iPad 6 | Tablet |  | Psypad-356 | Apple | Helpdesk, FGB | VU/F/FGB | MF.B659 | - |  |  |  | 1 | iPad (6th gen) Wi-Fi
EQ018094 | iPad 6 | Tablet |  | Psypad-355 | Apple | Helpdesk, FGB | VU/F/FGB | MF.B659 | - |  |  |  | 1 | iPad (6th gen) Wi-Fi
EQ018093 | iPad 6 | Tablet |  | Psypad-354 | Apple | Helpdesk, FGB | VU/F/FGB | MF.B659 | - |  |  |  | 1 | iPad (6th gen) Wi-Fi
EQ018092 | iPad 6 | Tablet |  | Psypad-353 | Apple | Helpdesk, FGB | VU/F/FGB | MF.B659 | - |  |  |  | 1 | iPad (6th gen) Wi-Fi
EQ018091 | iPad 6 | Tablet |  | Psypad-352 | Apple | Helpdesk, FGB | VU/F/FGB | MF.B659 | - |  |  |  | 1 | iPad (6th gen) Wi-Fi
EQ018090 | iPad 6 | Tablet |  | Psypad-351 | Apple | Helpdesk, FGB | VU/F/FGB | MF.B659 | - |  |  |  | 1 | iPad (6th gen) Wi-Fi
EQ018089 | iPad | Tablet |  | PsyPad-350 | Apple | Helpdesk, FGB | VU/F/FGB | MF.B659 | - |  |  |  | 1 | iPad (6th gen) Wi-Fi
EQ018088 | iPad | Tablet |  | PsyPad-349 | Apple | Helpdesk, FGB | VU/F/FGB | MF.B659 | - |  |  |  | 1 | iPad (6th gen) Wi-Fi
EQ018087 | iPad 6 | Tablet |  | Psypad-348 | Apple | Helpdesk, FGB | VU/F/FGB | MF.B659 | - |  |  |  | 1 | iPad (6th gen) Wi-Fi
EQ018086 | iPad 6 | Tablet |  | Psypad-347 | Apple | Helpdesk, FGB | VU/F/FGB | MF.B659 | - |  |  |  | 1 | iPad (6th gen) Wi-Fi
EQ018085 | iPad 6 | Tablet |  | Psypad-346 | Apple | Helpdesk, FGB | VU/F/FGB | MF.B659 | - |  |  |  | 1 | iPad (6th gen) Wi-Fi
EQ018084 | iPad 6 | Tablet |  | Psypad-345 | Apple | Helpdesk, FGB | VU/F/FGB | MF.B659 | - |  |  |  | 1 | iPad (6th gen) Wi-Fi
EQ018083 | iPad 6 | Tablet |  | Psypad-344 | Apple | Helpdesk, FGB | VU/F/FGB | MF.B659 | - |  |  |  | 1 | iPad (6th gen) Wi-Fi
EQ018082 | iPad 6 | Tablet |  | Psypad-343 | Apple | Helpdesk, FGB | VU/F/FGB | MF.B659 | - |  |  |  | 1 | iPad (6th gen) Wi-Fi
EQ018081 | iPad 6 | Tablet |  | Psypad-342 | Apple | Helpdesk, FGB | VU/F/FGB | MF.B659 | - |  |  |  | 0 | iPad (6th gen) Wi-Fi
EQ018080 | iPad 6 | Tablet |  | Psypad-341 | Apple | Helpdesk, FGB | VU/F/FGB | MF.B659 | - |  |  |  | 1 | iPad (6th gen) Wi-Fi
EQ018079 | iPad 6 | Tablet |  | Psypad-340 | Apple | Helpdesk, FGB | VU/F/FGB | MF.B659 | - |  |  |  | 1 | iPad (6th gen) Wi-Fi
EQ018078 | iPad 6 | Tablet |  | Psypad-339 | Apple | Helpdesk, FGB | VU/F/FGB | MF.B659 | - |  |  |  | 1 | iPad (6th gen) Wi-Fi
EQ018077 | iPad 6 | Tablet |  | Psypad-338 | Apple | Helpdesk, FGB | VU/F/FGB | MF.B659 | - |  |  |  | 1 | iPad (6th gen) Wi-Fi
EQ018076 | iPad 6 | Tablet |  | Psypad-337 | Apple | Helpdesk, FGB | VU/F/FGB | MF.B659 | - |  |  |  | 1 | iPad (6th gen) Wi-Fi
EQ018075 | iPad 6 | Tablet |  | Psypad-336 | Apple | Helpdesk, FGB | VU/F/FGB | MF.B659 | - |  |  |  | 1 | iPad (6th gen) Wi-Fi
EQ018074 | iPad 6 | Tablet |  | Psypad-335 | Apple | Helpdesk, FGB | VU/F/FGB | MF.B659 | - |  |  |  | 1 | iPad (6th gen) Wi-Fi
EQ018073 | iPad 6 | Tablet |  | Psypad-334 | Apple | Helpdesk, FGB | VU/F/FGB | MF.B659 | - |  |  |  | 1 | iPad (6th gen) Wi-Fi
EQ018072 | iPad 6 | Tablet |  | Psypad-333 | Apple | Helpdesk, FGB | VU/F/FGB | MF.B659 | - |  |  |  | 1 | iPad (6th gen) Wi-Fi
EQ018071 | iPad 6 | Tablet |  | Psypad-332 | Apple | Helpdesk, FGB | VU/F/FGB | MF.B659 | - |  |  |  | 1 | iPad (6th gen) Wi-Fi
EQ018070 | iPad | Tablet |  | PsyPad-331 | Apple | Helpdesk, FGB | VU/F/FGB | MF.B659 | - |  |  |  | 1
EQ018069 | iPad | Tablet |  | PsyPad-330 | Apple | Helpdesk, FGB | VU/F/FGB | MF.B659 | - |  |  |  | 1
EQ018068 | iPad | Tablet |  | PsyPad-329 | Apple | Helpdesk, FGB | VU/F/FGB | MF.B659 | - |  |  |  | 1
EQ018067 | iPad | Tablet |  | PsyPad-328 | Apple | Helpdesk, FGB | VU/F/FGB | MF.B659 | - |  |  |  | 1
EQ018066 | iPad | Tablet |  | PsyPad-327 | Apple | Helpdesk, FGB | VU/F/FGB | MF.B659 | - |  |  |  | 1
EQ018065 | iPad | Tablet |  | PsyPad-326 | Apple | Helpdesk, FGB | VU/F/FGB | MF.B659 | - |  |  |  | 1
EQ018064 | iPad | Tablet |  | PsyPad-325 | Apple | Helpdesk, FGB | VU/F/FGB | MF.B659 | - |  |  |  | 1
EQ018063 | iPad | Tablet |  | PsyPad-324 | Apple | Helpdesk, FGB | VU/F/FGB | MF.B659 | - |  |  |  | 1
EQ018062 | iPad | Tablet |  | PsyPad-323 | Apple | Helpdesk, FGB | VU/F/FGB | MF.B659 | - |  |  |  | 1
EQ018061 | iPad | Tablet |  | PsyPad-322 | Apple | Helpdesk, FGB | VU/F/FGB | MF.B659 | - |  |  |  | 1
EQ018060 | iPad | Tablet |  | PsyPad-321 | Apple | Helpdesk, FGB | VU/F/FGB | MF.B659 | - |  |  |  | 1
EQ018059 | iPad | Tablet |  | PsyPad-320 | Apple | Helpdesk, FGB | VU/F/FGB | MF.B659 | - |  |  |  | 1
EQ018058 | iPad | Tablet |  | PsyPad-319 | Apple | Helpdesk, FGB | VU/F/FGB | MF.B659 | - |  |  |  | 1
EQ018057 | iPad | Tablet |  | PsyPad-318 | Apple | Helpdesk, FGB | VU/F/FGB | MF.B659 | - |  |  |  | 1
EQ018056 | iPad | Tablet |  | PsyPad-317 | Apple | Helpdesk, FGB | VU/F/FGB | MF.B659 | - |  |  |  | 1
EQ018055 | iPad | Tablet |  | PsyPad-316 | Apple | Helpdesk, FGB | VU/F/FGB | MF.B659 | - |  |  |  | 1
EQ018054 | iPad | Tablet |  | PsyPad-315 | Apple | Helpdesk, FGB | VU/F/FGB | MF.B659 | - |  |  |  | 1
EQ018053 | iPad | Tablet |  | PsyPad-314 | Apple | Helpdesk, FGB | VU/F/FGB | MF.B659 | - |  |  |  | 1
EQ018052 | iPad | Tablet |  | PsyPad-313 | Apple | Helpdesk, FGB | VU/F/FGB | MF.B659 | - |  |  |  | 1
EQ018051 | iPad | Tablet |  | PsyPad-312 | Apple | Helpdesk, FGB | VU/F/FGB | MF.B659 | - |  |  |  | 1
EQ018050 | iPad Pro | Tablet |  | PsyPad-311 | Apple | Helpdesk, FGB | VU/F/FGB | MF.B659 | - |  |  |  | 1
EQ018049 | iPad Pro | Tablet |  | PsyPad-310 | Apple | Helpdesk, FGB | VU/F/FGB | MF.B659 | - |  |  |  | 1 | Pro
EQ018048 | iPad Pro | Tablet |  | PsyPad-309 | Apple | Helpdesk, FGB | VU/F/FGB | MF.B659 | - |  |  |  | 1 | Pro
EQ018047 | iPad Pro | Tablet |  | PsyPad-308 | Apple | Helpdesk, FGB | VU/F/FGB | MF.B659 | - |  |  |  | 1 | Pro
EQ018046 | iPad Pro | Tablet |  | PsyPad-307 | Apple | Helpdesk, FGB | VU/F/FGB | MF.B659 | - |  |  |  | 1 | Pro
EQ018045 | iPad Pro | Tablet |  | PsyPad-306 | Apple | Helpdesk, FGB | VU/F/FGB | MF.B659 | - |  |  |  | 1 | Pro
EQ018044 | iPad Pro | Tablet |  | PsyPad-305 [Kwijt] | Apple | Helpdesk, FGB | VU/F/FGB | MF.B659 | - |  |  |  | 1 | Pro
EQ018043 | iPad Pro | Tablet |  | PsyPad-304 | Apple | Helpdesk, FGB | VU/F/FGB | MF.B659 | - |  |  |  | 1 | Pro
EQ018042 | iPad Pro | Tablet |  | PsyPad-303 | Apple | Helpdesk, FGB | VU/F/FGB | MF.B659 | - |  |  |  | 1 | Pro
EQ018041 | iPad Pro | Tablet |  | PsyPad-302 | Apple | Helpdesk, FGB | VU/F/FGB | MF.B659 | - |  |  |  | 1 | iPad Pro
EQ018040 | Ipad Pro | Tablet |  | PsyPad-301 | Apple | Helpdesk, FGB | VU/F/FGB | MF.B659 | - |  |  |  | 1 | iPad Pro
EQ018039 | iPad | Tablet |  | PsyPad-284 | Apple | Helpdesk, FGB | VU/F/FGB | MF.B659 | - |  |  |  | 0
EQ018038 | iPad Air | Tablet |  | PsyPad-282 | Apple | Helpdesk, FGB | VU/F/FGB | MF.B659 | - |  |  |  | 0 | iPad Air
EQ018037 | iPad | Tablet |  | PsyPad-279 | Apple | Helpdesk, FGB | VU/F/FGB | MF.B659 | - |  |  |  | 0
EQ018036 | iPad 4 | Tablet |  | PsyPad-274 | Apple | Helpdesk, FGB | VU/F/FGB | MF.B659 | - |  |  |  | 0 | iPad (4th gen) Wi-Fi
EQ018035 | iPad 4 | Tablet |  | PsyPad-273 | Apple | Helpdesk, FGB | VU/F/FGB | MF.B659 | - |  |  |  | 0 | iPad (4th gen) Wi-Fi, Cellular (MM)
EQ018034 | iPad 4 | Tablet |  | PsyPad-271 | Apple | Helpdesk, FGB | VU/F/FGB | MF.B659 | - |  |  |  | 0 | iPad (4th gen) Wi-Fi, Cellular (MM)
EQ018033 | iPad 4 | Tablet |  | PsyPad-267 | Apple | Helpdesk, FGB | VU/F/FGB | MF.B659 | - |  |  |  | 0 | iPad (4th gen) Wi-Fi, Cellular (MM)
EQ018032 | iPad | Tablet |  | PsyPad-251 | Apple | Helpdesk, FGB | VU/F/FGB | MF.B659 | - |  |  |  | 0
EQ018031 | iPad | Tablet |  | PsyPad-233 | Apple | Helpdesk, FGB | VU/F/FGB | MF.B659 | - |  |  |  | 0
EQ018030 | iPad | Tablet |  | PsyPad-117 | Apple | Helpdesk, FGB | VU/F/FGB | MF.B659 | - |  |  |  | 0
EQ018029 | iPad | Tablet |  | PsyPad-112 | Apple | Helpdesk, FGB | VU/F/FGB | MF.B659 | - |  |  |  | 0
EQ018028 | iPad | Tablet |  | PsyPad-099 | Apple | Helpdesk, FGB | VU/F/FGB | MF.B659 | - |  |  |  | 0
EQ018027 | Portable 2TB USB | Storage |  | HDD-2TB-004 | Western Digital (WD) | Helpdesk, FGB | VU/F/FGB | MF.B659 | - |  |  |  | 1 | Elements Portable 2 TB
EQ018026 | Portable 2TB USB | Storage |  | HDD-2TB-002 | Western Digital (WD) | Helpdesk, FGB | VU/F/FGB | MF.B659 | - |  |  |  | 1 | Elements Portable 2 TB
EQ018025 | Portable 2TB USB | Storage |  | HDD-2TB-001 | Western Digital (WD) | Helpdesk, FGB | VU/F/FGB | MF.B659 | - |  |  |  | 1 | Elements Portable 2 TB
EQ018024 | Encrypted USB-flash Drive | Storage |  | EFD-64GB-002 | Kingston | Helpdesk, FGB | VU/F/FGB | MF.B659 | - |  |  |  | 1 | DataTraveler 2000 64GB
EQ018023 | Encrypted USB-flash Drive | Storage |  | EFD-64GB-001 | Kingston | Helpdesk, FGB | VU/F/FGB | MF.B659 | - |  |  |  | 1 | DataTraveler 2000 64GB
EQ018022 | Haptic Master | Robotica |  | HAP-02 | Moog Robotics | Helpdesk, FGB | VU/F/FGB/BW | MF.B659 | - |  |  |  | 1 | REB0045
EQ018021 | Haptic Master | Robotica |  | HAP-01 | Moog Robotics | Helpdesk, FGB | VU/F/FGB/BW | MF.B659 | - |  |  |  | 1 | REB0045
EQ018020 | diagnosis of A-β fibreneuropathies | Quantitative Sensory testing |  | Vibrameter | Somedic | Helpdesk, FGB | VU/F/FGB | MF.B659 | - |  |  |  | 1 | Vibrameter
EQ018019 | measures the feeling thresholds | Quantitative Sensory testing |  | Refrigelated-Circulator | PolyScience | Helpdesk, FGB | VU/F/FGB | MF.B659 | - |  |  |  | 1 | SD28R-30A12E
EQ018018 | Palpation of pressure | Quantitative Sensory testing |  | Algometer-II | Somedic | Helpdesk, FGB | VU/F/FGB | MF.B659 | - |  |  |  | 1 | Algometer II
EQ018017 | measures the feeling thresholds | Quantitative Sensory testing |  | Aesthesiometer | Somedic | Helpdesk, FGB | VU/F/FGB | MF.B659 | - |  |  |  | 1 | Von Frey Aesthesiometer
EQ018016 | WAV-Trigger | Other |  | WAVTRG-004 | Life Technologies Europe BV | Helpdesk, FGB | VU/F/FGB | MF.B659 | - |  |  |  | 1
EQ018015 | WAV-Trigger | Other |  | WAVTRG-003 | Life Technologies Europe BV | Helpdesk, FGB | VU/F/FGB | MF.B659 | - |  |  |  | 1
EQ018014 | WAV-Trigger | Other |  | WAVTRG-001 | Life Technologies Europe BV | Helpdesk, FGB | VU/F/FGB | MF.B659 | - |  |  |  | 1
EQ018013 | In te vullen door beheerder | Other |  | Free Field 010 |  | Helpdesk, FGB | VU/F/FGB | MF.B659 | - |  |  |  | 1
EQ018012 | In te vullen door beheerder | Other |  | Free Field 009 |  | Helpdesk, FGB | VU/F/FGB | MF.B659 | - |  |  |  | 1
EQ018011 | In te vullen door beheerder | Other |  | Free Field 008 |  | Helpdesk, FGB | VU/F/FGB | MF.B659 | - |  |  |  | 1
EQ018010 | In te vullen door beheerder | Other |  | Free Field 007 |  | Helpdesk, FGB | VU/F/FGB | MF.B659 | - |  |  |  | 1
EQ018009 | In te vullen door beheerder | Other |  | Free Field 006 |  | Helpdesk, FGB | VU/F/FGB | MF.B659 | - |  |  |  | 1
EQ018008 | In te vullen door beheerder | Other |  | Free Field 005 |  | Helpdesk, FGB | VU/F/FGB | MF.B659 | - |  |  |  | 1
EQ018007 | In te vullen door beheerder | Other |  | Free Field 004 |  | Helpdesk, FGB | VU/F/FGB | MF.B659 | - |  |  |  | 1
EQ018006 | In te vullen door beheerder | Other |  | Free Field 003 -> Samsung phone |  | Helpdesk, FGB | VU/F/FGB | MF.B659 | - |  |  |  | 1
EQ018005 | In te vullen door beheerder | Other |  | Free Field 002 -> Tripod for phone |  | Helpdesk, FGB | VU/F/FGB | MF.B659 | - |  |  |  | 1
EQ018004 | 30 cm table fan | Other |  | Table fan # 2 |  | Helpdesk, FGB | VU/F/FGB | MF.B659 | - |  |  |  | 1
EQ018003 | 30 cm table fan | Other |  | Table fan # 1 |  | Helpdesk, FGB | VU/F/FGB | MF.B659 | - |  |  |  | 1
EQ018002 | Mobile human length meter | Other |  | StadioMeter-001 |  | Helpdesk, FGB | VU/F/FGB | MF.B659 | - |  |  |  | 1
EQ018001 |  | Other |  | SRBox3-005 | TO3 | Helpdesk, FGB | VU/F/FGB | MF.B659 | - |  |  |  | 1
EQ018000 |  | Other |  | SRBox3-004 | TO3 | Helpdesk, FGB | VU/F/FGB | MF.B659 | - |  |  |  | 1
EQ017999 |  | Other |  | SRBox3-003 | TO3 | Helpdesk, FGB | VU/F/FGB | MF.B659 | - |  |  |  | 1
EQ017998 |  | Other |  | SRBox3-002 | TO3 | Helpdesk, FGB | VU/F/FGB | MF.B659 | - |  |  |  | 1
EQ017997 |  | Other |  | SRBox3-001 | TO3 | Helpdesk, FGB | VU/F/FGB | MF.B659 | - |  |  |  | 1
EQ017996 | 1 Box 2 Buttons | Other |  | SRBox-011 | TO3 | Helpdesk, FGB | VU/F/FGB | MF.B659 | - |  |  |  | 1
EQ017995 | 1 Box 2 Buttons | Other |  | SRBox-010 | TO3 | Helpdesk, FGB | VU/F/FGB | MF.B659 | - |  |  |  | 1
EQ017994 | 3 Boxes 1 Button each | Other |  | SRBox-007 | TO3 | Helpdesk, FGB | VU/F/FGB | MF.B659 | - |  |  |  | 1
EQ017993 | 2 Boxes 1 Button each | Other |  | SRBox-003 | TO3 | Helpdesk, FGB | VU/F/FGB | MF.B659 | - |  |  |  | 1
EQ017992 |  | Other |  | SRBox003 | TO3 | Helpdesk, FGB | VU/F/FGB | MF.B659 | - |  |  |  | 1
EQ017991 | 2 Boxes 1 Button each | Other |  | SRBox-002 | TO3 | Helpdesk, FGB | VU/F/FGB | MF.B659 | - |  |  |  | 1
EQ017990 |  | Other |  | SRBox002 | TO3 | Helpdesk, FGB | VU/F/FGB | MF.B659 | - |  |  |  | 1
EQ017989 |  | Other |  | SRBox001 | TO3 | Helpdesk, FGB | VU/F/FGB | MF.B659 | - |  |  |  | 1
EQ017988 | SoundLevelMeter | Other |  | SoundLevelMeter-001 |  | Helpdesk, FGB | VU/F/FGB | MF.B659 | - |  |  |  | 1
EQ017987 | In te vullen door beheerder, uitgifte VTU | Other |  | Rs232 extension cable |  | Tuinder, Vincent | VU/F/FGB | MF.B659 | - |  |  |  | 1
EQ017986 | Hydraulic Hand Dynamometer | Other |  | Pinch-Dynamometer-000 | Wahlbach Druckspreicher | Helpdesk, FGB | VU/F/FGB | MF.B659 | - |  |  |  | 1
EQ017985 | Inquisit Web License | Other |  | InquisitWeb-002 | Joly Ice | Benard, Marco | VU/F/FGB | MF.C680 | - |  |  |  | 1
EQ017984 | Inquisit Web License | Other |  | InquisitWeb-001 | Joly Ice | Benard, Marco | VU/F/FGB | MF.C680 | - |  |  |  | 1
EQ017983 | Dongle | Other |  | EYEDON-000 |  | Helpdesk, FGB | VU/F/FGB | MF.B659 | - |  |  |  | 1
EQ017982 | CD-DVD-Burner | Other |  | DVDBRN-001 |  | Helpdesk, FGB | VU/F/FGB | MF.B659 | - |  |  |  | 1
EQ017981 | Display-Color-Calibrator | Other |  | BlueEye-000 | Zebcare | Helpdesk, FGB | VU/F/FGB | MF.B659 | - |  |  |  | 1
EQ017980 | Adapter for cubes, 3020 strobers and pointers | Optotrak |  | Strober-Adapter-08 | Optics-Pro | Helpdesk, FGB | VU/F/FGB/BW | MF.B659 | - |  |  |  | 1
EQ017979 | Adapter for cubes, 3020 strobers and pointers | Optotrak |  | Strober-Adapter-07 | Optics-Pro | Helpdesk, FGB | VU/F/FGB/BW | MF.B659 | - |  |  |  | 1
EQ017978 | Adapter for cubes, 3020 strobers and pointers | Optotrak |  | Strober-Adapter-06 | Optics-Pro | Helpdesk, FGB | VU/F/FGB/BW | MF.B659 | - |  |  |  | 1
EQ017977 | Adapter for cubes, 3020 strobers and pointers | Optotrak |  | Strober-Adapter-05 | Optics-Pro | Helpdesk, FGB | VU/F/FGB/BW | MF.B659 | - |  |  |  | 1
EQ017976 | Adapter for cubes, 3020 strobers and pointers | Optotrak |  | Strober-Adapter-04 | Optics-Pro | Helpdesk, FGB | VU/F/FGB/BW | MF.B659 | - |  |  |  | 1
EQ017975 | Adapter for cubes, 3020 strobers and pointers | Optotrak |  | Strober-Adapter-03 | Optics-Pro | Helpdesk, FGB | VU/F/FGB/BW | MF.B659 | - |  |  |  | 1
EQ017974 | Adapter for cubes, 3020 strobers and pointers | Optotrak |  | Strober-Adapter-02 | Optics-Pro | Helpdesk, FGB | VU/F/FGB/BW | MF.B659 | - |  |  |  | 1
EQ017973 | Adapter for cubes, 3020 strobers and pointers | Optotrak |  | Strober-Adapter-01 | Optics-Pro | Helpdesk, FGB | VU/F/FGB/BW | MF.B659 | - |  |  |  | 1
EQ017972 | Pointer 3020 | Optotrak |  | Pointer-09, 3020 | Optics-Pro | Helpdesk, FGB | VU/F/FGB/BW | MF.B659 | - |  |  |  | 1 | 3020
EQ017971 | Pointer 3020 | Optotrak |  | Pointer-08, 3020 | Optics-Pro | Helpdesk, FGB | VU/F/FGB/BW | MF.B659 | - |  |  |  | 1 | 3020
EQ017970 | 4 marker rigid body (Certus) | Optotrak |  | Pointer-07, 4 marker, Certus | Optics-Pro | Helpdesk, FGB | VU/F/FGB/BW | MF.B659 | - |  |  |  | 1
EQ017969 | 4 marker, long tip, rigid body (Certus ) | Optotrak |  | Pointer-06, 4 marker, long tip, Certus | Optics-Pro | Helpdesk, FGB | VU/F/FGB/BW | MF.B659 | - |  |  |  | 1
EQ017968 | 3 marker rigid body (Certus) | Optotrak |  | Pointer-05, 3 marker, Certus | Optics-Pro | Helpdesk, FGB | VU/F/FGB/BW | MF.B659 | - |  |  |  | 1
EQ017967 | 3 marker rigid body (Certus) | Optotrak |  | Pointer-04, 3 marker, Certus | Optics-Pro | Helpdesk, FGB | VU/F/FGB/BW | MF.B659 | - |  |  |  | 1
EQ017966 | 3 marker, long tip, rigid body (Certus) | Optotrak |  | Pointer-03, 3 markerk, long tip, Certus | Optics-Pro | Helpdesk, FGB | VU/F/FGB/BW | MF.B659 | - |  |  |  | 1
EQ017965 | 6 marker rigid body (3020) | Optotrak |  | Pointer-02, 6 marker, 3020 | Optics-Pro | Helpdesk, FGB | VU/F/FGB/BW | MF.B659 | - |  |  |  | 1
EQ017964 | 6 marker rigid body (3020) | Optotrak |  | Pointer-01, 6 marker, 3020 | Optics-Pro | Helpdesk, FGB | VU/F/FGB/BW | MF.B659 | - |  |  |  | 1
EQ017963 | Optotrak Camera Frame | Optotrak |  | High-Frame | Optics-Pro | Helpdesk, FGB | VU/F/FGB/BW | MF.B645 | - |  |  |  | 0
EQ017962 | Optotrak Camera Frame | Optotrak |  | Half-Height-Frame | Optics-Pro | Helpdesk, FGB | VU/F/FGB/BW | MF.B645 | - |  |  |  | 1
EQ017961 | 16 marker rigid body (Certus) + Toolstrober + cable | Optotrak |  | Cube-06 | Optics-Pro | Helpdesk, FGB | VU/F/FGB/BW | MF.B659 | - |  |  |  | 1 | Certus
EQ017960 | 16 marker rigid body (3020) | Optotrak |  | Cube-05 | Optics-Pro | Helpdesk, FGB | VU/F/FGB/BW | MF.B659 | - |  |  |  | 1
EQ017959 | 16 marker rigid body (3020) | Optotrak |  | Cube-04 | Optics-Pro | Helpdesk, FGB | VU/F/FGB/BW | MF.B659 | - |  |  |  | 1
EQ017958 | 16 marker rigid body (3020) | Optotrak |  | Cube-03 | Optics-Pro | Helpdesk, FGB | VU/F/FGB/BW | MF.B659 | - |  |  |  | 1
EQ017957 | 16 marker rigid body (3020) | Optotrak |  | Cube-02 | Optics-Pro | Helpdesk, FGB | VU/F/FGB/BW | MF.B659 | - |  |  |  | 1
EQ017956 | 16 marker rigid body (3020) | Optotrak |  | Cube-01 | Optics-Pro | Helpdesk, FGB | VU/F/FGB/BW | MF.B659 | - |  |  |  | 1
EQ017955 | Dualbelt CU (C-478) | Optotrak |  | Control-Unit-7, Dualbelt CU (C-478) | Optics-Pro | Helpdesk, FGB | VU/F/FGB/BW | MF.C478 | - |  |  |  | 1 | CU Certus
EQ017954 | Kistler CU (B-645) | Optotrak |  | Control-Unit-6,Kistler CU (B-645) | Optics-Pro | Helpdesk, FGB | VU/F/FGB/BW | MF.B645 | - |  |  |  | 1 | CU Certus
EQ017953 | Mobile Control Unit (B-645) | Optotrak |  | Control-Unit-5 | Optics-Pro | Helpdesk, FGB | VU/F/FGB/BW | MF.B645 | - |  |  |  | 1 | CU Certus
EQ017952 | Mobile Control Unit (B-645) | Optotrak |  | Control-Unit-4 | Optics-Pro | Helpdesk, FGB | VU/F/FGB/BW | MF.B645 | - |  |  |  | 1 | CU Certus
EQ017951 | Mobile Control Unit (B-645) | Optotrak |  | Control-Unit-3 | Optics-Pro | Helpdesk, FGB | VU/F/FGB/BW | MF.B645 | - |  |  |  | 1 | CU Certus
EQ017950 | Mobile Control Unit (B-645) | Optotrak |  | Control-Unit-2 | Optics-Pro | Helpdesk, FGB | VU/F/FGB/BW | MF.B645 | - |  |  |  | 1 | CU Certus
EQ017949 | Skatebelt CU (B-645) | Optotrak |  | Control-Unit-1,Skatebelt CU (B-645) | Optics-Pro | Helpdesk, FGB | VU/F/FGB/BW | MF.B645 | - |  |  |  | 1 | CU Certus
EQ017948 | Optotrak Certus Camera | Optotrak |  | Camera-11, Certus | Optics-Pro | Helpdesk, FGB | VU/F/FGB/BW | MF.B645 | - |  |  |  | 1 | Certus
EQ017947 | Optotrak Certus Camera | Optotrak |  | Camera-10, Certus | Optics-Pro | Helpdesk, FGB | VU/F/FGB/BW | MF.B645 | - |  |  |  | 1 | Certus
EQ017946 | Optotrak 3020 Camera | Optotrak |  | Camera-09, 3020 | Optics-Pro | Helpdesk, FGB | VU/F/FGB/BW | MF.C478 | - |  |  |  | 1 | 3020
EQ017945 | Optotrak Certus Camera | Optotrak |  | Camera-08, Certus | Optics-Pro | Helpdesk, FGB | VU/F/FGB/BW | MF.B645 | - |  |  |  | 1 | Certus
EQ017944 | Optotrak Certus Camera | Optotrak |  | Camera-07, Certus | Optics-Pro | Helpdesk, FGB | VU/F/FGB/BW | MF.B645 | - |  |  |  | 1 | Certus
EQ017943 | Optotrak Certus Camera | Optotrak |  | Camera-06, Certus | Optics-Pro | Helpdesk, FGB | VU/F/FGB/BW | MF.B645 | - |  |  |  | 1 | Certus
EQ017942 | Optotrak 3020 Camera | Optotrak |  | Camera-05, 3020 | Optics-Pro | Helpdesk, FGB | VU/F/FGB/BW | MF.B645 | - |  |  |  | 1 | 3020
EQ017941 | Optotrak 3020 Camera | Optotrak |  | Camera-04 | Optics-Pro | Helpdesk, FGB | VU/F/FGB | MF.B645 | - |  |  |  | 0 | 3020
EQ017940 | Optotrak 3020 Camera | Optotrak |  | Camera-03, 3020 | Optics-Pro | Helpdesk, FGB | VU/F/FGB/BW | MF.C478 | - |  |  |  | 0 | 3020
EQ017939 | Optotrak 3020 Camera | Optotrak |  | Camera-02, 3020 | Optics-Pro | Helpdesk, FGB | VU/F/FGB/BW | MF.C478 | - |  |  |  | 1 | 3020
EQ017938 | Optotrak Certus Camera | Optotrak |  | Camera-01, Certus | Optics-Pro | Helpdesk, FGB | VU/F/FGB/BW | MF.B645 | - |  |  |  | 1 | Certus
EQ017937 | 6 LED's, 1x strober (3020) | Optotrak |  | -6-Marker-Box-10, 3020 | Optics-Pro | Helpdesk, FGB | VU/F/FGB/BW | MF.B659 | - |  |  |  | 1
EQ017936 | 6 LED's, 1x strober (3020) | Optotrak |  | -6-Marker-Box-08, 3020 | Optics-Pro | Helpdesk, FGB | VU/F/FGB/BW | MF.B659 | - |  |  |  | 1
EQ017935 | 6 LED's, 1x strober (3020) | Optotrak |  | -6-Marker-Box-06, 3020 | Optics-Pro | Helpdesk, FGB | VU/F/FGB/BW | MF.B659 | - |  |  |  | 1
EQ017934 | 6 LED's, 1x strober (3020) | Optotrak |  | -6-Marker-Box-05, 3020 | Optics-Pro | Helpdesk, FGB | VU/F/FGB/BW | MF.B659 | - |  |  |  | 1
EQ017933 | 6 LED's, 1x strober (3020) | Optotrak |  | -6-Marker-Box-03, 3020 | Optics-Pro | Helpdesk, FGB | VU/F/FGB/BW | MF.B659 | - |  |  |  | 1
EQ017932 | 6 LED's, 1x strober (3020) | Optotrak |  | -6-Marker-Box-02, 3020 | Optics-Pro | Helpdesk, FGB | VU/F/FGB/BW | MF.B659 | - |  |  |  | 1
EQ017931 | 30 LED's, 2x strober (Certus) | Optotrak |  | 30-Smartmarker-Box-05 | Optics-Pro | Helpdesk, FGB | VU/F/FGB/BW | MF.B659 | - |  |  |  | 1
EQ017930 | 30 LED's, 2x strober (Certus) | Optotrak |  | 30-Smartmarker-Box-04 | Optics-Pro | Helpdesk, FGB | VU/F/FGB/BW | MF.B659 | - |  |  |  | 1
EQ017929 | 30 LED's, 2x strober (Certus) | Optotrak |  | 30-Smartmarker-Box-03 | Optics-Pro | Helpdesk, FGB | VU/F/FGB/BW | MF.B659 | - |  |  |  | 1
EQ017928 | 30 LED's, 2x strober (Certus) + clusters | Optotrak |  | 30-Smartmarker-Box-02 | Optics-Pro | Helpdesk, FGB | VU/F/FGB/BW | MF.B659 | - |  |  |  | 1
EQ017927 | 30 LED's, 2x strober (Certus) | Optotrak |  | 30-Smartmarker-Box-01 | Optics-Pro | Helpdesk, FGB | VU/F/FGB/BW | MF.B659 | - |  |  |  | 1
EQ017926 | 12 Dual mini LED's, 1x strober (Certus) | Optotrak |  | 24-marker-box-4 | Optics-Pro | Helpdesk, FGB | VU/F/FGB/BW | MF.B659 | - |  |  |  | 1
EQ017925 | 12 Dual mini LED's, 1x strober (Certus) | Optotrak |  | 24-marker-box-3 | Optics-Pro | Helpdesk, FGB | VU/F/FGB/BW | MF.B659 | - |  |  |  | 1
EQ017924 | 12 Dual mini LED's, 1x strober (Certus) | Optotrak |  | 24-Marker-Box-2 | Optics-Pro | Helpdesk, FGB | VU/F/FGB/BW | MF.B659 | - |  |  |  | 1
EQ017923 | 12 Dual mini LED's, 1x strober (Certus) | Optotrak |  | 24-Marker-Box-1 | Optics-Pro | Helpdesk, FGB | VU/F/FGB/BW | MF.B659 | - |  |  |  | 1
EQ017922 | 20 LED's, 1x strober (Certus) | Optotrak |  | 20-Smartmarker-Box-10 | Optics-Pro | Helpdesk, FGB | VU/F/FGB/BW | MF.B659 | - |  |  |  | 1
EQ017921 | 20 LED's, 1x strober (Certus) | Optotrak |  | 20-Smartmarker-Box-09 | Optics-Pro | Helpdesk, FGB | VU/F/FGB/BW | MF.B659 | - |  |  |  | 1
EQ017920 | 20 LED's, 1x strober (Certus) | Optotrak |  | 20-Smartmarker-Box-08 | Optics-Pro | Helpdesk, FGB | VU/F/FGB/BW | MF.B659 | - |  |  |  | 1
EQ017919 | 20 LED's, 1x strober (Certus) | Optotrak |  | 20-Smartmarker-Box-07 | Optics-Pro | Helpdesk, FGB | VU/F/FGB/BW | MF.B659 | - |  |  |  | 1
EQ017918 | 15 LED's, 1x strober (Certus) | Optotrak |  | 15-Smartmarker-Box-06 | Optics-Pro | Helpdesk, FGB | VU/F/FGB/BW | MF.B659 | - |  |  |  | 1
EQ017917 | Current stimulator | Myolab |  | Stimulator | Digitizer | Helpdesk, FGB | VU/F/FGB | O2.13W36 | - |  |  |  | 1 | DS7AH
EQ017916 | PCR performance | Myolab |  | Gradient-PCR-Machine | Incell technologies | Helpdesk, FGB | VU/F/FGB | MF.C679 | - |  |  |  | 1 | Rs 4 Lakh
EQ017915 | Android Audio/Video (Samsung) | Multimedia |  | S5-mini-025 | Samsung | Helpdesk, FGB | VU/F/FGB | MF.B661 | - |  |  |  | 1
EQ017914 | Android Audio/Video (Samsung) | Multimedia |  | S5-mini-024 | Samsung | Helpdesk, FGB | VU/F/FGB | MF.B661 | - |  |  |  | 1
EQ017913 | Android Audio/Video (Samsung) | Multimedia |  | S5-mini-023 | Samsung | Helpdesk, FGB | VU/F/FGB | MF.B661 | - |  |  |  | 1
EQ017912 | Android Audio/Video (Samsung) | Multimedia |  | S5-mini-022 | Samsung | Helpdesk, FGB | VU/F/FGB | MF.B661 | - |  |  |  | 1
EQ017911 | Android Audio/Video (Samsung) | Multimedia |  | S5-mini-021 | Samsung | Helpdesk, FGB | VU/F/FGB | MF.B661 | - |  |  |  | 1
EQ017910 | Android Audio/Video (Samsung) | Multimedia |  | S5-mini-020 | Samsung | Helpdesk, FGB | VU/F/FGB | MF.B661 | - |  |  |  | 1
EQ017909 | Android Audio/Video (Samsung) | Multimedia |  | S5-mini-019 | Samsung | Helpdesk, FGB | VU/F/FGB | MF.B661 | - |  |  |  | 1
EQ017908 | Android Audio/Video (Samsung) | Multimedia |  | S5-mini-018 | Samsung | Helpdesk, FGB | VU/F/FGB | MF.B661 | - |  |  |  | 1
EQ017907 | Android Audio/Video (Samsung) | Multimedia |  | S5-mini-017 | Samsung | Helpdesk, FGB | VU/F/FGB | MF.B661 | - |  |  |  | 1
EQ017906 | Android Audio/Video (Samsung) | Multimedia |  | S5-mini-016 | Samsung | Helpdesk, FGB | VU/F/FGB | MF.B661 | - |  |  |  | 1
EQ017905 | Android Audio/Video (Samsung) | Multimedia |  | S5-mini-015 | Samsung | Helpdesk, FGB | VU/F/FGB | MF.B659 | - |  |  |  | 1
EQ017904 | Android Audio/Video (Samsung) | Multimedia |  | S5-mini-014 | Samsung | Helpdesk, FGB | VU/F/FGB | MF.B659 | - |  |  |  | 1
EQ017903 | Android Audio/Video (Samsung) | Multimedia |  | S5-mini-013 | Samsung | Helpdesk, FGB | VU/F/FGB | MF.B659 | - |  |  |  | 1
EQ017902 | Android Audio/Video (Samsung) | Multimedia |  | S5-mini-012 | Samsung | Helpdesk, FGB | VU/F/FGB | MF.B659 | - |  |  |  | 1
EQ017901 | Android Audio/Video (Samsung) | Multimedia |  | S5-mini-011 | Samsung | Helpdesk, FGB | VU/F/FGB | MF.B659 | - |  |  |  | 1
EQ017900 | Android Audio/Video (Samsung) | Multimedia |  | S5-mini-010 | Samsung | Helpdesk, FGB | VU/F/FGB | MF.B659 | - |  |  |  | 1
EQ017899 | Android Audio/Video (Samsung) | Multimedia |  | S5-mini-009 | Samsung | Helpdesk, FGB | VU/F/FGB | MF.B659 | - |  |  |  | 1
EQ017898 | Android Audio/Video (Samsung) | Multimedia |  | S5-mini-008 | Samsung | Helpdesk, FGB | VU/F/FGB | MF.B659 | - |  |  |  | 1
EQ017897 | Android Audio/Video (Samsung) | Multimedia |  | S5-mini-007 | Samsung | Helpdesk, FGB | VU/F/FGB | MF.B659 | - |  |  |  | 1
EQ017896 | Android Audio/Video (Samsung) | Multimedia |  | S5-mini-006 | Samsung | Helpdesk, FGB | VU/F/FGB | MF.B659 | - |  |  |  | 1
EQ017895 | Android Audio/Video (Samsung) | Multimedia |  | S5-mini-005 | Samsung | Helpdesk, FGB | VU/F/FGB | MF.B659 | - |  |  |  | 1
EQ017894 | Android Audio/Video (Samsung) | Multimedia |  | S5-mini-004 | Samsung | Helpdesk, FGB | VU/F/FGB | MF.B659 | - |  |  |  | 1
EQ017893 | Android Audio/Video (Samsung) | Multimedia |  | S5-mini-003 | Samsung | Helpdesk, FGB | VU/F/FGB | MF.B659 | - |  |  |  | 1
EQ017892 | Android Audio/Video (Samsung) | Multimedia |  | S5-mini-002 | Samsung | Helpdesk, FGB | VU/F/FGB | MF.B659 | - |  |  |  | 1
EQ017891 | Android Audio/Video (Samsung) | Multimedia |  | S5-mini-001 | Samsung | Helpdesk, FGB | VU/F/FGB | MF.B659 | - |  |  |  | 1
EQ017890 | Android Audio/Video (Samsung) | Multimedia |  | S4-mini-015 | Samsung | Helpdesk, FGB | VU/F/FGB | MF.B661 | - |  |  |  | 1
EQ017889 | Android Audio/Video (Samsung) | Multimedia |  | S4-mini-014 | Samsung | Helpdesk, FGB | VU/F/FGB | MF.B661 | - |  |  |  | 1
EQ017888 | Android Audio/Video (Samsung) | Multimedia |  | S4-mini-013 | Samsung | Helpdesk, FGB | VU/F/FGB | MF.B661 | - |  |  |  | 1
EQ017887 | Android Audio/Video (Samsung) | Multimedia |  | S4-mini-012 | Samsung | Helpdesk, FGB | VU/F/FGB | MF.B659 | - |  |  |  | 1
EQ017886 | Android Audio/Video (Samsung) | Multimedia |  | S4-mini-011 | Samsung | Helpdesk, FGB | VU/F/FGB | MF.B659 | - |  |  |  | 1
EQ017885 | Android Audio/Video (Samsung) | Multimedia |  | S4-mini-010 | Samsung | Helpdesk, FGB | VU/F/FGB | MF.B659 | - |  |  |  | 1
EQ017884 | Android Audio/Video (Samsung) | Multimedia |  | S4-mini-009 | Samsung | Helpdesk, FGB | VU/F/FGB | MF.B659 | - |  |  |  | 1
EQ017883 | Android Audio/Video (Samsung) | Multimedia |  | S4-mini-008 | Samsung | Helpdesk, FGB | VU/F/FGB | MF.B659 | - |  |  |  | 1
EQ017882 | Android Audio/Video (Samsung) | Multimedia |  | S4-mini-007 | Samsung | Helpdesk, FGB | VU/F/FGB | MF.B659 | - |  |  |  | 1
EQ017881 | Android Audio/Video (Samsung) | Multimedia |  | S4-mini-006 | Samsung | Helpdesk, FGB | VU/F/FGB | MF.B659 | - |  |  |  | 1
EQ017880 | Android Audio/Video (Samsung) | Multimedia |  | S4-mini-005 | Samsung | Helpdesk, FGB | VU/F/FGB | MF.B659 | - |  |  | 3 | 0
EQ017879 | Android Audio/Video (Samsung) | Multimedia |  | S4-mini-004 | Samsung | Helpdesk, FGB | VU/F/FGB | MF.B659 | - |  |  |  | 1
EQ017878 | Android Audio/Video (Samsung) | Multimedia |  | S4-mini-003 | Samsung | Helpdesk, FGB | VU/F/FGB | MF.B659 | - |  |  |  | 1
EQ017877 | Android Audio/Video (Samsung) | Multimedia |  | S4-mini-002 | Samsung | Helpdesk, FGB | VU/F/FGB | MF.B659 | - |  |  |  | 1
EQ017876 | Android Audio/Video (Samsung) | Multimedia |  | S4-mini-001 | Samsung | Helpdesk, FGB | VU/F/FGB | MF.B659 | - |  |  |  | 1
EQ017875 | Android phone | Multimedia |  | RedMi Note 10S-052 | Xiaomi | Helpdesk, FGB | VU/F/FGB | MF.B659 | - |  |  |  | 1
EQ017874 | Android phone | Multimedia |  | RedMi Note 10S-051 | Xiaomi | Helpdesk, FGB | VU/F/FGB | MF.B659 | - |  |  |  | 1
EQ017873 | Android phone | Multimedia |  | RedMi Note 10S-050 | Xiaomi | Helpdesk, FGB | VU/F/FGB | MF.B659 | - |  |  |  | 1
EQ017872 | Android phone | Multimedia |  | RedMi Note 10S-049 | Xiaomi | Helpdesk, FGB | VU/F/FGB | MF.B659 | - |  |  |  | 1
EQ017871 | Android phone | Multimedia |  | RedMi Note 10S-048 | Xiaomi | Helpdesk, FGB | VU/F/FGB | MF.B659 | - |  |  |  | 1
EQ017870 | Android phone | Multimedia |  | RedMi Note 10S-047 | Xiaomi | Helpdesk, FGB | VU/F/FGB | MF.B659 | - |  |  |  | 1
EQ017869 | Android phone | Multimedia |  | RedMi Note 10S-046 | Xiaomi | Helpdesk, FGB | VU/F/FGB | MF.B659 | - |  |  |  | 1
EQ017868 | Android phone | Multimedia |  | RedMi Note 10S-045 | Xiaomi | Helpdesk, FGB | VU/F/FGB | MF.B659 | - |  |  |  | 1
EQ017867 | Android phone | Multimedia |  | RedMi Note 10S-044 | Xiaomi | Helpdesk, FGB | VU/F/FGB | MF.B659 | - |  |  |  | 1
EQ017866 | Android phone | Multimedia |  | RedMi Note 10S-043 | Xiaomi | Helpdesk, FGB | VU/F/FGB | MF.B659 | - |  |  |  | 1
EQ017865 | Android phone | Multimedia |  | RedMi Note 10S-042 | Xiaomi | Helpdesk, FGB | VU/F/FGB | MF.B659 | - |  |  |  | 1
EQ017864 | Android phone | Multimedia |  | RedMi Note 10S-041 | Xiaomi | Helpdesk, FGB | VU/F/FGB | MF.B659 | - |  |  |  | 1
EQ017863 | Android phone | Multimedia |  | RedMi Note 10S-040 | Xiaomi | Helpdesk, FGB | VU/F/FGB | MF.B659 | - |  |  |  | 1
EQ017862 | Android phone | Multimedia |  | RedMi Note 10S-039 | Xiaomi | Helpdesk, FGB | VU/F/FGB | MF.B659 | - |  |  |  | 1
EQ017861 | Android phone | Multimedia |  | RedMi Note 10S-038 | Xiaomi | Helpdesk, FGB | VU/F/FGB | MF.B659 | - |  |  |  | 1
EQ017860 | Android phone | Multimedia |  | RedMi Note 10S-037 | Xiaomi | Helpdesk, FGB | VU/F/FGB | MF.B659 | - |  |  |  | 1
EQ017859 | Android phone | Multimedia |  | RedMi Note 10S-036 | Xiaomi | Helpdesk, FGB | VU/F/FGB | MF.B659 | - |  |  |  | 1
EQ017858 | Android phone | Multimedia |  | RedMi Note 10S-035 | Xiaomi | Helpdesk, FGB | VU/F/FGB | MF.B659 | - |  |  |  | 1
EQ017857 | Android phone | Multimedia |  | RedMi Note 10S-034 | Xiaomi | Helpdesk, FGB | VU/F/FGB | MF.B659 | - |  |  |  | 1
EQ017856 | Android phone | Multimedia |  | RedMi Note 10S-033 | Xiaomi | Helpdesk, FGB | VU/F/FGB | MF.B659 | - |  |  |  | 1
EQ017855 | Android phone | Multimedia |  | RedMi Note 10S-032 | Xiaomi | Helpdesk, FGB | VU/F/FGB | MF.B659 | - |  |  |  | 1
EQ017854 | Android phone | Multimedia |  | RedMi Note 10S-031 | Xiaomi | Helpdesk, FGB | VU/F/FGB | MF.B659 | - |  |  |  | 1
EQ017853 | Android phone | Multimedia |  | RedMi Note 10S-030 | Xiaomi | Helpdesk, FGB | VU/F/FGB | MF.B659 | - |  |  |  | 1
EQ017852 | Android phone | Multimedia |  | RedMi Note 10S-029 | Xiaomi | Helpdesk, FGB | VU/F/FGB | MF.B659 | - |  |  |  | 1
EQ017851 | Android phone | Multimedia |  | RedMi Note 10S-028 | Xiaomi | Helpdesk, FGB | VU/F/FGB | MF.B659 | - |  |  |  | 1
EQ017850 | Android phone | Multimedia |  | RedMi Note 10S-027 | Xiaomi | Helpdesk, FGB | VU/F/FGB | MF.B659 | - |  |  |  | 1
EQ017849 | Android phone | Multimedia |  | RedMi Note 10S-026 | Xiaomi | Helpdesk, FGB | VU/F/FGB | MF.B659 | - |  |  |  | 1
EQ017848 | Android phone | Multimedia |  | RedMi Note 10S-025 | Xiaomi | Helpdesk, FGB | VU/F/FGB | MF.B659 | - |  |  |  | 1
EQ017847 | Android phone | Multimedia |  | RedMi Note 10S-024 | Xiaomi | Helpdesk, FGB | VU/F/FGB | MF.B659 | - |  |  |  | 1
EQ017846 | Android phone | Multimedia |  | RedMi Note 10S-023 | Xiaomi | Helpdesk, FGB | VU/F/FGB | MF.B659 | - |  |  |  | 1
EQ017845 | Android phone | Multimedia |  | RedMi Note 10S-022 | Xiaomi | Helpdesk, FGB | VU/F/FGB | MF.B659 | - |  |  |  | 1
EQ017844 | Android phone | Multimedia |  | RedMi Note 10S-021 | Xiaomi | Helpdesk, FGB | VU/F/FGB | MF.B659 | - |  |  |  | 1
EQ017843 | Android phone | Multimedia |  | RedMi Note 10S-020 | Xiaomi | Helpdesk, FGB | VU/F/FGB | MF.B659 | - |  |  |  | 1
EQ017842 | Android phone | Multimedia |  | RedMi Note 10S-019 | Xiaomi | Helpdesk, FGB | VU/F/FGB | MF.B659 | - |  |  |  | 1
EQ017841 | Android phone | Multimedia |  | RedMi Note 10S-018 | Xiaomi | Helpdesk, FGB | VU/F/FGB | MF.B659 | - |  |  |  | 1
EQ017840 | Android phone | Multimedia |  | RedMi Note 10S-017 | Xiaomi | Helpdesk, FGB | VU/F/FGB | MF.B659 | - |  |  |  | 1
EQ017839 | Android phone | Multimedia |  | RedMi Note 10S-016 | Xiaomi | Helpdesk, FGB | VU/F/FGB | MF.B659 | - |  |  |  | 1
EQ017838 | Android phone | Multimedia |  | RedMi Note 10S-015 | Xiaomi | Helpdesk, FGB | VU/F/FGB | MF.B659 | - |  |  |  | 1
EQ017837 | Android phone | Multimedia |  | RedMi Note 10S-014 | Xiaomi | Helpdesk, FGB | VU/F/FGB | MF.B659 | - |  |  |  | 1
EQ017836 | Android phone | Multimedia |  | RedMi Note 10S-013 | Xiaomi | Helpdesk, FGB | VU/F/FGB | MF.B659 | - |  |  |  | 1
EQ017835 | Android phone | Multimedia |  | RedMi Note 10S-012 | Xiaomi | Helpdesk, FGB | VU/F/FGB | MF.B659 | - |  |  |  | 1
EQ017834 | Android phone | Multimedia |  | RedMi Note 10S-011 | Xiaomi | Helpdesk, FGB | VU/F/FGB | MF.B659 | - |  |  |  | 1
EQ017833 | Android phone | Multimedia |  | RedMi Note 10S-010 | Xiaomi | Helpdesk, FGB | VU/F/FGB | MF.B659 | - |  |  |  | 1
EQ017832 | Android phone | Multimedia |  | RedMi Note 10S-009 | Xiaomi | Helpdesk, FGB | VU/F/FGB | MF.B659 | - |  |  |  | 1
EQ017831 | Android phone | Multimedia |  | RedMi Note 10S-008 | Xiaomi | Helpdesk, FGB | VU/F/FGB | MF.B659 | - |  |  |  | 1
EQ017830 | Android phone | Multimedia |  | RedMi Note 10S-007 | Xiaomi | Helpdesk, FGB | VU/F/FGB | MF.B659 | - |  |  |  | 1
EQ017829 | Android phone | Multimedia |  | RedMi Note 10S-006 | Xiaomi | Helpdesk, FGB | VU/F/FGB | MF.B659 | - |  |  |  | 1
EQ017828 | Android phone | Multimedia |  | RedMi Note 10S-005 | Xiaomi | Helpdesk, FGB | VU/F/FGB | MF.B659 | - |  |  |  | 1
EQ017827 | Android phone | Multimedia |  | RedMi Note 10S-004 | Xiaomi | Helpdesk, FGB | VU/F/FGB | MF.B659 | - |  |  |  | 1
EQ017826 | Android phone | Multimedia |  | RedMi Note 10S-003 | Xiaomi | Helpdesk, FGB | VU/F/FGB | MF.B659 | - |  |  |  | 1
EQ017825 | Android phone | Multimedia |  | RedMi Note 10S-002 | Xiaomi | Helpdesk, FGB | VU/F/FGB | MF.B659 | - |  |  |  | 1
EQ017824 | Android phone | Multimedia |  | RedMi Note 10S-001 | Xiaomi | Helpdesk, FGB | VU/F/FGB | MF.B659 | - |  |  |  | 1
EQ017823 | Apple iPod | Multimedia |  | PsyPod-123 | Apple | Helpdesk, FGB | VU/F/FGB | MF.B661 | - |  |  |  | 1
EQ017822 | Apple iPod | Multimedia |  | PsyPod-122 | Apple | Helpdesk, FGB | VU/F/FGB | MF.B661 | - |  |  |  | 1
EQ017821 | Apple iPod | Multimedia |  | PsyPod-121 | Apple | Helpdesk, FGB | VU/F/FGB | MF.B661 | - |  |  |  | 1
EQ017820 | Apple iPod | Multimedia |  | PsyPod-120 | Apple | Helpdesk, FGB | VU/F/FGB | MF.B661 | - |  |  |  | 1
EQ017819 | Apple iPod | Multimedia |  | PsyPod-119 | Apple | Helpdesk, FGB | VU/F/FGB | MF.B661 | - |  |  |  | 1
EQ017818 | Apple iPod | Multimedia |  | PsyPod-118 | Apple | Helpdesk, FGB | VU/F/FGB | MF.B661 | - |  |  |  | 1
EQ017817 | Apple iPod | Multimedia |  | PsyPod-117 | Apple | Helpdesk, FGB | VU/F/FGB | MF.B661 | - |  |  |  | 1
EQ017816 | Apple iPod | Multimedia |  | PsyPod-116 | Apple | Helpdesk, FGB | VU/F/FGB | MF.B661 | - |  |  |  | 1
EQ017815 | Apple iPod | Multimedia |  | PsyPod-115 | Apple | Helpdesk, FGB | VU/F/FGB | MF.B661 | - |  |  |  | 1
EQ017814 | Apple iPod | Multimedia |  | PsyPod-114 | Apple | Helpdesk, FGB | VU/F/FGB | MF.B661 | - |  |  |  | 1
EQ017813 | Apple iPod | Multimedia |  | PsyPod-113 | Apple | Helpdesk, FGB | VU/F/FGB | MF.B661 | - |  |  |  | 1
EQ017812 | Apple iPod | Multimedia |  | PsyPod-112 | Apple | Helpdesk, FGB | VU/F/FGB | MF.B659 | - |  |  |  | 1
EQ017811 | Apple iPod | Multimedia |  | PsyPod-111 | Apple | Helpdesk, FGB | VU/F/FGB | MF.B659 | - |  |  |  | 1
EQ017810 | Apple iPod | Multimedia |  | PsyPod-110 | Apple | Helpdesk, FGB | VU/F/FGB | MF.B661 | - |  |  |  | 1
EQ017809 | Apple iPod | Multimedia |  | PsyPod-109 | Apple | Helpdesk, FGB | VU/F/FGB | MF.B661 | - |  |  |  | 1
EQ017808 | Apple iPod | Multimedia |  | PsyPod-108 | Apple | Helpdesk, FGB | VU/F/FGB | MF.B661 | - |  |  |  | 1
EQ017807 | Apple iPod | Multimedia |  | PsyPod-107 | Apple | Helpdesk, FGB | VU/F/FGB | MF.B659 | - |  |  |  | 1
EQ017806 | Apple iPod | Multimedia |  | PsyPod-106 | Apple | Helpdesk, FGB | VU/F/FGB | MF.B659 | - |  |  |  | 1
EQ017805 | Apple iPod | Multimedia |  | PsyPod-104 | Apple | Helpdesk, FGB | VU/F/FGB | MF.B661 | - |  |  |  | 1
EQ017804 | Apple iPod | Multimedia |  | PsyPod-103 | Apple | Helpdesk, FGB | VU/F/FGB | MF.B661 | - |  |  |  | 1
EQ017803 | Apple iPod | Multimedia |  | PsyPod-102 | Apple | Helpdesk, FGB | VU/F/FGB | MF.B659 | - |  |  |  | 1
EQ017802 | Apple iPod | Multimedia |  | PsyPod-101 | Apple | Helpdesk, FGB | VU/F/FGB | MF.B659 | - |  |  |  | 1
EQ017801 | Apple iPod | Multimedia |  | PsyPod-072 | Apple | Helpdesk, FGB | VU/F/FGB | MF.B659 | - |  |  |  | 1
EQ017800 | Apple iPod | Multimedia |  | PsyPod-071 | Apple | Helpdesk, FGB | VU/F/FGB | MF.B | - |  |  |  | 1
EQ017799 | Apple iPod | Multimedia |  | PsyPod-070 | Apple | Helpdesk, FGB | VU/F/FGB | MF.B659 | - |  |  |  | 1
EQ017798 | Apple iPod | Multimedia |  | PsyPod-069 | Apple | Helpdesk, FGB | VU/F/FGB | MF.B659 | - |  |  |  | 1
EQ017797 | Apple iPod | Multimedia |  | PsyPod-061 | Apple | Helpdesk, FGB | VU/F/FGB | MF.B659 | - |  |  |  | 1
EQ017796 | Apple iPod | Multimedia |  | PsyPod-056 | Apple | Helpdesk, FGB | VU/F/FGB | MF.B659 | - |  |  |  | 1
EQ017795 | Apple iPod | Multimedia |  | PsyPod-045 | Apple | Helpdesk, FGB | VU/F/FGB | MF.B659 | - |  |  |  | 1
EQ017794 | Apple iPod | Multimedia |  | PsyPod-044 | Apple | Helpdesk, FGB | VU/F/FGB | MF.B659 | - |  |  |  | 1
EQ017793 | Apple iPod | Multimedia |  | PsyPod-040 | Apple | Helpdesk, FGB | VU/F/FGB | MF.B659 | - |  |  |  | 1
EQ017792 | Apple iPod | Multimedia |  | PsyPod-039 | Apple | Helpdesk, FGB | VU/F/FGB | MF.B659 | - |  |  |  | 1
EQ017791 | Apple iPod | Multimedia |  | PsyPod-038 | Apple | Helpdesk, FGB | VU/F/FGB | MF.B661 | - |  |  |  | 1
EQ017790 | Apple iPod | Multimedia |  | PsyPod-036 | Apple | Helpdesk, FGB | VU/F/FGB | MF.B661 | - |  |  |  | 1
EQ017789 | LT-040620 | Laptop |  | Psytop-115 | Lenovo | Helpdesk, FGB | VU/F/FGB | MF.B659 | - |  |  |  | 0 | Y520
EQ017788 | LT-040630 | Laptop |  | Psytop-114 | Lenovo | Helpdesk, FGB | VU/F/FGB | MF.B659 | - |  |  |  | 0 | Y520
EQ017787 | LT-040628 | Laptop |  | Psytop-113 | Lenovo | Helpdesk, FGB | VU/F/FGB | MF.B659 | - |  |  |  | 0 | Y520
EQ017786 | LT-040621 | Laptop |  | Psytop-112 | Lenovo | Helpdesk, FGB | VU/F/FGB | MF.B659 | - |  |  |  | 0 | Y520
EQ017785 | LT-040623 | Laptop |  | Psytop-111 | Lenovo | Helpdesk, FGB | VU/F/FGB | MF.B659 | - |  |  |  | 0 | Y520
EQ017784 | LT-040617 | Laptop |  | Psytop-110 | Lenovo | Helpdesk, FGB | VU/F/FGB | MF.B659 | - |  |  |  | 0 | Y520
EQ017783 | VERMIST! LT-040625 | Laptop |  | Psytop-109 | Lenovo | Helpdesk, FGB | VU/F/FGB | MF.B659 | - |  |  |  | 0 | Y520
EQ017782 | LT-040619 | Laptop |  | Psytop-108 | Lenovo | Helpdesk, FGB | VU/F/FGB | MF.B659 | - |  |  |  | 0 | Y520
EQ017781 | LT-040622 | Laptop |  | Psytop-107 | Lenovo | Helpdesk, FGB | VU/F/FGB | MF.B659 | - |  |  |  | 0 | Y520
EQ017780 | LT-040629 | Laptop |  | Psytop-106 | Lenovo | Helpdesk, FGB | VU/F/FGB | MF.B659 | - |  |  |  | 0 | Y520
EQ017779 | LT-040624 | Laptop |  | Psytop-105 | Lenovo | Helpdesk, FGB | VU/F/FGB | MF.B659 | - |  |  |  | 0 | Y520
EQ017778 | LT-040627 | Laptop |  | Psytop-104 | Lenovo | Helpdesk, FGB | VU/F/FGB | MF.B659 | - |  |  |  | 0 | Y520
EQ017777 | LT-040626 | Laptop |  | Psytop-103 | Lenovo | Helpdesk, FGB | VU/F/FGB | MF.B659 | - |  |  |  | 0 | Y520
EQ017776 | LT-040616 | Laptop |  | Psytop-102 | Lenovo | Helpdesk, FGB | VU/F/FGB | MF.B659 | - |  |  |  | 0 | Y520
EQ017775 | LT-040618 | Laptop |  | Psytop-101 | Lenovo | Helpdesk, FGB | VU/F/FGB | MF.B659 | - |  |  |  | 0 | Y520
EQ017774 |  | Laptop |  | Psytop-056 | Dell | Helpdesk, FGB | VU/F/FGB | MF.B659 | - |  |  |  | 0 | E5540
EQ017773 |  | Laptop |  | Psytop-055 | Dell | Helpdesk, FGB | VU/F/FGB | MF.B659 | - |  |  |  | 0 | E5520
EQ017772 |  | Laptop |  | Psytop-054 | Dell | Helpdesk, FGB | VU/F/FGB | MF.B659 | - |  |  |  | 0 | E5520
EQ017771 |  | Laptop |  | Psytop-053 | Dell | Helpdesk, FGB | VU/F/FGB | MF.B659 | - |  |  |  | 0 | E5520
EQ017770 |  | Laptop |  | Psytop-052 | Dell | Helpdesk, FGB | VU/F/FGB | MF.B659 | - |  |  |  | 0 | E5520
EQ017769 |  | Laptop |  | Psytop-051 | Dell | Helpdesk, FGB | VU/F/FGB | MF.B659 | - |  |  |  | 0 | E5520
EQ017768 |  | Laptop |  | Psytop-050 | Dell | Helpdesk, FGB | VU/F/FGB | MF.B659 | - |  |  |  | 0 | E5520
EQ017767 |  | Laptop |  | Psytop-048 | Dell | Helpdesk, FGB | VU/F/FGB | MF.B659 | - |  |  |  | 0 | E5520
EQ017766 |  | Laptop |  | Psytop-047 | Dell | Helpdesk, FGB | VU/F/FGB | MF.B659 | - |  |  |  | 0 | E5520
EQ017765 |  | Laptop |  | Psytop-046 | Dell | Helpdesk, FGB | VU/F/FGB | MF.B659 | - |  |  |  | 0 | E5520
EQ017764 |  | Laptop |  | Psytop-045 | Dell | Helpdesk, FGB | VU/F/FGB | MF.B659 | - |  |  |  | 0 | E5520
EQ017763 |  | Laptop |  | Psytop-044 | Dell | Helpdesk, FGB | VU/F/FGB | MF.B659 | - |  |  |  | 0 | E5520
EQ017762 | PsyTop-041 | Laptop |  | LT-031361 | Dell | Helpdesk, FGB | VU/F/FGB | MF.B659 | - |  |  |  | 0 | E5540
EQ017761 |  | Laptop |  | PsyTop-038 | Dell | Helpdesk, FGB | VU/F/FGB | MF.B659 | - |  |  |  | 0 | E5540
EQ017760 |  | Laptop |  | PsyTop-032 | Dell | Helpdesk, FGB | VU/F/FGB | MF.B659 | - |  |  |  | 0 | E5530
EQ017759 |  | Laptop |  | PsyTop-031 | Dell | Helpdesk, FGB | VU/F/FGB | MF.B659 | - |  |  |  | 0 | E5530
EQ017758 |  | Laptop |  | PsyTop-030 | Dell | Helpdesk, FGB | VU/F/FGB | MF.B659 | - |  |  |  | 0 | E5530
EQ017757 | i7G2.4R8H700W7E | Laptop |  | LT-4T94M12 | Dell | Tuinder, Vincent | VU/F/FGB | MF.C679 | - |  |  |  | 0 | Precision M6800
EQ017756 | LT-055869 | Laptop |  | BW laptop for projects LT-055869 | Acer | Tuinder, Vincent | VU/F/FGB | MF.C679 | - |  |  |  | 1 | Travelmate P215-52
EQ017755 | LT-053936 | Laptop |  | BW laptop for projects LT-053936 | Acer | Tuinder, Vincent | VU/F/FGB | MF.C679 | - |  |  |  | 1 | Travelmate P215-52
EQ017754 | LT-053935 | Laptop |  | BW laptop for projects LT-053935 | Acer | Tuinder, Vincent | VU/F/FGB | MF.C679 | - |  |  |  | 1 | Travelmate P215-52
EQ017753 | LT-050811 | Laptop |  | Optic Stopwatch 2 LT-050811 | Dell | Tuinder, Vincent | VU/F/FGB | MF.C679 | - |  |  |  | 1 | E5500
EQ017752 | LT-043246 | Laptop |  | Boksbal LT-043246 | Lenovo | Otten, Siro | VU/F/FGB | MF.C679 | - |  |  |  | 1 | V320-17IKB
EQ017751 | LT-041716 | Laptop |  | Nadia LT-041716 | Dell | Helpdesk, FGB | VU/F/FGB | MF.H669 | - |  |  |  | 1 | Precision 5520
EQ017750 | LT-041491 | Laptop |  | K5 no.5 | Hewlett Packard (HP) | Helpdesk, FGB | VU/F/FGB | MF.B659 | - |  |  |  | 1 | Probook 450 G5
EQ017749 | LT-041490 | Laptop |  | BW laptop for projects LT-041490 | Hewlett Packard (HP) | Helpdesk, FGB | VU/F/FGB | MF.B659 | - |  |  | 3 | 1 | Probook 450 G5
EQ017748 | LT-040877 | Laptop |  | VR lab 2 LT-040877 | MSI | Mann, David | VU/F/FGB | MF.A609 | - |  |  |  | 1 | GT75VR 7RE
EQ017747 | LT-040541 | Laptop |  | VR lab 1 LT-040541 | MSI | Mann, David | VU/F/FGB | MF.A609 | - |  |  |  | 1 | GE63VR7RF005NL
EQ017746 | LT-040442 | Laptop |  | Trapplaus 3 | Microsoft | Roerdink, Melvyn | VU/F/FGB | MF.C679 | - |  |  |  | 1 | Surface Pro
EQ017745 |  | Laptop |  | LT-040363 | Dell | Helpdesk, FGB | VU/F/FGB | MF.C679 | - |  |  |  | 0 | XPS 13
EQ017744 | LT-038479 | Laptop |  | Trapplaus 2 | Microsoft | Roerdink, Melvyn | VU/F/FGB | MF.C679 | - |  |  |  | 1 | Surface Pro 4
EQ017743 | LT-038478 | Laptop |  | Trapplaus 1 | Microsoft | Roerdink, Melvyn | VU/F/FGB | MF.C679 | - |  |  |  | 1 | Surface Pro 4
EQ017742 | LT-037731 | Laptop |  | Judo, TC2 LT-037731 | Hewlett Packard (HP) | Otten, Siro | VU/F/FGB | MF.C679 | - |  |  |  | 1 | ZBook 15 G3
EQ017741 | LT-037706 | Laptop |  | TC2 laptop | Hewlett Packard (HP) | Otten, Siro | VU/F/FGB | MF.C679 | - |  |  |  | 1 | ZBook 15 g2
EQ017740 | Optic switch 1 | Laptop |  | LT-037456 | Hewlett Packard (HP) | Tuinder, Vincent | VU/F/FGB | MF.C679 | - |  |  |  | 0 | 6710b
EQ017739 | LT-037453 | Laptop |  | REFA64 | Hewlett Packard (HP) | Helpdesk, FGB | VU/F/FGB | MF.B659 | - |  |  |  | 1 | ZBook 15 g2
EQ017738 | LT-037182 | Laptop |  | Optic Stopwatch, cabled LT-037182 | Hewlett Packard (HP) | Helpdesk, FGB | VU/F/FGB | MF.C679 | - |  |  |  | 1 | 250 G4 Notebook PC
EQ017737 | LT-033537 | Laptop |  | OWEMG1 | Hewlett Packard (HP) | Helpdesk, FGB | VU/F/FGB | MF.B659 | - |  |  |  | 1 | ZBook 15 g2
EQ017736 | LT-033536 | Laptop |  | OWEMG2 | Hewlett Packard (HP) | Helpdesk, FGB | VU/F/FGB | MF.B659 | - |  |  |  | 1 | ZBook 15 g2
EQ017735 | LT-033535 | Laptop |  | OWEMG3 | Hewlett Packard (HP) | Helpdesk, FGB | VU/F/FGB | MF.B659 | - |  |  |  | 1 | ZBook 15 g2
EQ017734 | LT-031931 | Laptop |  | Cometa EMG | Hewlett Packard (HP) | Helpdesk, FGB | VU/F/FGB | MF.H669 | - |  |  |  | 1 | Probook 450 G2
EQ017733 | LT-031556 | Laptop |  | REFA128 | Hewlett Packard (HP) | Helpdesk, FGB | VU/F/FGB | MF.B659 | - |  |  |  | 1 | ZBook 15
EQ017732 | LT-031483 | Laptop |  | PsyTop-042 | Dell | Helpdesk, FGB | VU/F/FGB | MF.B659 | - |  |  |  | 0 | E5540
EQ017731 | LT-031482 | Laptop |  | PsyTop-039 | Dell | Helpdesk, FGB | VU/F/FGB | MF.B659 | - |  |  |  | 0 | E5540
EQ017730 | LT-031481 | Laptop |  | PsyTop-040 | Dell | Helpdesk, FGB | VU/F/FGB | MF.B659 | - |  |  |  | 0 | E5540
EQ017729 | LT-031366 | Laptop |  | PsyTop-043 | Dell | Helpdesk, FGB | VU/F/FGB | MF.B659 | - |  |  |  | 0 | E5540
EQ017728 | LT-027263 | Laptop |  | Xsense | Hewlett Packard (HP) | Helpdesk, FGB | VU/F/FGB | MF.C679 | - |  |  |  | 1 | Probook 470 G2
EQ017727 | LT-026907 | Laptop |  | TOD werklaptop | Hewlett Packard (HP) | Tuinder, Vincent | VU/F/FGB | MF.C679 | - |  |  |  | 1 | ZBook 15
EQ017726 | LT-026778 | Laptop |  | Melvin ZBook | Hewlett Packard (HP) | Helpdesk, FGB | VU/F/FGB | MF.C679 | - |  |  |  | 1 | ZBook 15
EQ017725 | LT-026700 | Laptop |  | Kinect | Hewlett Packard (HP) | Helpdesk, FGB | VU/F/FGB | MF.C679 | - |  |  |  | 1 | ZBook 15
EQ017724 | LT-023262 | Laptop |  | PsyTop-036 | Dell | Helpdesk, FGB | VU/F/FGB | MF.B659 | - |  |  |  | 0 | E5530
EQ017723 | LT-023253 | Laptop |  | PsyTop-037 | Dell | Helpdesk, FGB | VU/F/FGB | MF.B659 | - |  |  |  | 0 | E5530
EQ017722 | LT-023245 | Laptop |  | CPET no. 7 | Dell | Helpdesk, FGB | VU/F/FGB | MF.C478 | - |  |  |  | 0 | Latitude E5530
EQ017721 | CPET no. 1 | Laptop |  | LT-020837 | Dell | Helpdesk, FGB | VU/F/FGB | MF.G418 | - |  |  |  | 0 | Latitude E5530
EQ017720 | CPET no. 2 | Laptop |  | LT-020836 | Dell | Helpdesk, FGB | VU/F/FGB | MF.G418 | - |  |  |  | 0 | Latitude E5530
EQ017719 | LT-020800 | Laptop |  | Highspeed camera system | Hewlett Packard (HP) | Helpdesk, FGB | VU/F/FGB | MF.C679 | - |  |  |  | 1 | Elitebook 8570w
EQ017718 | LT-020743 | Laptop |  | PsyTop-035 | Dell | Helpdesk, FGB | VU/F/FGB | MF.B659 | - |  |  |  | 0 | E5530
EQ017717 | LT-020741 | Laptop |  | PsyTop-034 | Dell | Helpdesk, FGB | VU/F/FGB | MF.B659 | - |  |  |  | 0 | E5530
EQ017716 | LT-020740 | Laptop |  | PsyTop-033 | Dell | Helpdesk, FGB | VU/F/FGB | MF.B659 | - |  |  |  | 0 | E5530
EQ017715 | oude TOD laptop | Laptop |  | LT-019628 | Hewlett Packard (HP) | Tuinder, Vincent | VU/F/FGB | MF.C679 | - |  |  |  | 0 | Elitebook 6710b
EQ017714 | K4B2 no.5 | Laptop |  | LT-007659 | Hewlett Packard (HP) | Halkes, Frans-Jozef | VU/F/FGB | MF.B659 | - |  |  |  | 0 | Probook 6550b
EQ017713 | CPET no. 4 | Laptop |  | LT-007452 | Hewlett Packard (HP) | Tuinder, Vincent | VU/F/FGB | MF.B645 | - |  |  |  | 0 | Probook 6550b
EQ017712 | MEETPC-LT61MRXW1 | Laptop |  | BW-OZ-05: Wii Balance Board laptop | Dell | Tuinder, Vincent | VU/F/FGB | MF.C679 | - |  |  |  | 1 | E5530
EQ017711 | MEETPC-LTH6CPB5S1 | Laptop |  | BW-OZ-04: Wii Balance Board laptop | Dell | Tuinder, Vincent | VU/F/FGB | MF.C679 | - |  |  |  | 1 | E5520
EQ017710 | LT-052536 | Laptop |  | BW-OZ-03: For use with SAGA and Lode bicycle only | Dell | Tuinder, Vincent | VU/F/FGB | MF.C679 | - |  |  |  | 1 | Lattitude 3520
EQ017709 | LT-062759 | Laptop |  | BW-OZ-02: | Dell | Tuinder, Vincent | VU/F/FGB | MF.C679 | - |  |  |  | 1 | Lattitude 3520
EQ017708 | LT-062761 | Laptop |  | BW-OZ-01:For use with Lode bicycle only | Dell | Tuinder, Vincent | VU/F/FGB | MF.C679 | - |  |  |  | 1 | Lattitude 3520
EQ017707 | FGB MF-C479 pas no. 2 Kwijt?, nog wel in Salto | Keycard |  | Keycard Voorheen Observationlab-02 |  | Helpdesk, FGB | VU/F/FGB | MF.B659 | - |  |  |  | 1
EQ017706 | FGB MF-C479 pas no. 1 | Keycard |  | Keycard Voorheen Observationlab-01, uit Salto |  | Helpdesk, FGB | VU/F/FGB | MF.D638 | - |  |  |  | 1
EQ017705 | Tunnelpas Campus | Keycard |  | Keycard Tunnel-VUCampus |  | Helpdesk, FGB | VU/F/FGB | MF.C679 | - |  |  |  | 1
EQ017704 | Tunnelpas O2 | Keycard |  | Keycard Tunnel-O2 |  | Helpdesk, FGB | VU/F/FGB | MF.C679 | - |  |  |  | 1
EQ017703 | Weekendpas no. 2 | Keycard |  | Keycard WKND-02 |  | Helpdesk, FGB | VU/F/FGB | MF.B659 | - |  |  |  | 1 | weekend
EQ017702 | Weekendpas no. 1 | Keycard |  | Keycard WKND-01 |  | Helpdesk, FGB | VU/F/FGB | MF.B659 | - |  |  |  | 1 | weekend
EQ017701 | TO3 pas no. 2 | Keycard |  | Keycard TO3-02 |  | Helpdesk, FGB | VU/F/FGB | MF.B659 | - |  |  |  | 1
EQ017700 | TO3 pas no. 1 | Keycard |  | Keycard TO3-01 |  | Helpdesk, FGB | VU/F/FGB | MF.B659 | - |  |  |  | 1
EQ017699 | FGB MF-C479 pas no. 2 | Keycard |  | Keycard MF-C479 Observationlab-02 |  | Cengiz, Cemre | VU/F/FGB | MF.B659 | - |  |  |  | 1 | Brain & Behaviour Lab
EQ017698 | FGB MF-C479 pas no. 1 | Keycard |  | Keycard MF-C479 Observationlab-01 |  | Cengiz, Cemre | VU/F/FGB | MF.B659 | - |  |  |  | 1 | Brain & Behaviour Lab
EQ017697 | FGB MF-A609 pas no. 3 | Keycard |  | Keycard MF-A609 Neuromechanicslab 2-03 |  | Helpdesk, FGB | VU/F/FGB | MF.B659 | - |  |  |  | 1
EQ017696 | FGB MF-A605 pas no. 1 | Keycard |  | Keycard MF-A605 Neuromechanicslab 1-01 |  | Helpdesk, FGB | VU/F/FGB | MF.B659 | - |  |  |  | 1
EQ017695 | FGB MF-C470 pas no. 2 | Keycard |  | Keycard MF-C470 Multipurposelab-02 |  | Helpdesk, FGB | VU/F/FGB | MF.B659 | - |  |  |  | 1
EQ017694 | FGB MF-C470 pas no. 1 | Keycard |  | Keycard MF-C470 Multipurposelab-01 |  | Helpdesk, FGB | VU/F/FGB | MF.B659 | - |  |  |  | 1
EQ017693 | FGB MF-A435 pas no.2 | Keycard |  | Keycard MultiCubicle / VR2-02 |  | Helpdesk, FGB | VU/F/FGB | MF.B659 | - |  |  |  | 0
EQ017692 | FGB MF-A435 pas no.1 | Keycard |  | Keycard MultiCubicle / VR2-01 |  | Helpdesk, FGB | VU/F/FGB | MF.B659 | - |  |  |  | 0
EQ017691 | FGB MF-A429 pas no.2 | Keycard |  | Keycard MultiCubicle / VR1-02 |  | Helpdesk, FGB | VU/F/FGB | MF.B659 | - |  |  |  | 0
EQ017690 | FGB MF-A429 pas no.1 | Keycard |  | Keycard MultiCubicle / VR1-01 |  | Helpdesk, FGB | VU/F/FGB | MF.B659 | - |  |  |  | 0
EQ017689 | FGB MF-A435 pas no. 2 | Keycard |  | Keycard MF-A435 MultiCubicle / VR 2-02 |  | Cengiz, Cemre | VU/F/FGB | MF.B659 | - |  |  |  | 1 | Brain & Behaviour Lab
EQ017688 | FGB MF-A435 pas no. 1 | Keycard |  | Keycard MF-A435 MultiCubicle / VR 2-01 |  | Cengiz, Cemre | VU/F/FGB | MF.B659 | - |  |  |  | 1 | Brain & Behaviour Lab
EQ017687 | FGB MF-A429 pas no. 2 | Keycard |  | Keycard MF-A429 MultiCubicle / VR 1-02 |  | Cengiz, Cemre | VU/F/FGB | MF.B659 | - |  |  |  | 1 | Brain & Behaviour Lab
EQ017686 | FGB MF-A429 pas no. 1 | Keycard |  | Keycard MF-A429 MultiCubicle / VR 1-01 |  | Cengiz, Cemre | VU/F/FGB | MF.B659 | - |  |  |  | 1 | Brain & Behaviour Lab
EQ017685 | FGB MF-B645 pas no. 2 | Keycard |  | Keycard Loopzaal-02 |  | Helpdesk, FGB | VU/F/FGB | MF.B659 | - |  |  |  | 1
EQ017684 | FGB MF-B645 pas no. 1 | Keycard |  | Keycard Loopzaal-01 |  | Helpdesk, FGB | VU/F/FGB | MF.B659 | - |  |  |  | 1
EQ017683 | FGB MF-EK09 pas no. 2 | Keycard |  | Keycard MF-EK09 Kelderlab-02 |  | Helpdesk, FGB | VU/F/FGB | MF.B659 | - |  |  |  | 1
EQ017682 | FGB MF-EK09 pas no. 1 | Keycard |  | Keycard MF-EK09 Kelderlab-01 |  | Helpdesk, FGB | VU/F/FGB | MF.B659 | - |  |  |  | 1
EQ017681 | FGB MF-G418 pas no. 2 | Keycard |  | Keycard MF-G418 Inspanningsprakticum-02 |  | Helpdesk, FGB | VU/F/FGB | MF.B659 | - |  |  |  | 1
EQ017680 | FGB MF-G418 pas no. 1 | Keycard |  | Keycard MF-G418 Inspanningsprakticum-01 |  | Helpdesk, FGB | VU/F/FGB | MF.B659 | - |  |  |  | 1
EQ017679 | FGB MF-C482a pas no. 2 | Keycard |  | Keycard MF-C482a Fysiolab BW-02 |  | Helpdesk, FGB | VU/F/FGB | MF.D638 | - |  |  |  | 1
EQ017678 | FGB MF-C482a pas no. 1 | Keycard |  | Keycard MF-C482a Fysiolab BW-01 |  | Helpdesk, FGB | VU/F/FGB | MF.D638 | - |  |  |  | 1
EQ017677 | FGB MF-B449 pas no. 4 | Keycard |  | Keycard MF-B449 Eyelink-04 |  | Cengiz, Cemre | VU/F/FGB | MF.B659 | - |  |  |  | 1 | Brain & Behaviour Lab
EQ017676 | FGB MF-B449 pas no. 3 | Keycard |  | Keycard MF-B449 Eyelink-03 |  | Cengiz, Cemre | VU/F/FGB | MF.B659 | - |  |  |  | 1 | Brain & Behaviour Lab
EQ017675 | FGB MF-B449 pas no. 2 | Keycard |  | Keycard MF-B449 Eyelink-02 |  | Cengiz, Cemre | VU/F/FGB | MF.B659 | - |  |  |  | 1 | Brain & Behaviour Lab
EQ017674 | FGB MF-B449 pas no. 1 | Keycard |  | Keycard MF-B449 Eyelink-01 |  | Cengiz, Cemre | VU/F/FGB | MF.B659 | - |  |  |  | 1 | Brain & Behaviour Lab
EQ017673 | FGB MF-B447 pas no. 3 | Keycard |  | Keycard MF-B447 EEG-03 |  | Cengiz, Cemre | VU/F/FGB | MF.B659 | - |  |  |  | 1 | Brain & Behaviour Lab
EQ017672 | FGB MF-B447 pas no. 2 | Keycard |  | Keycard MF-B447 EEG-02 |  | Cengiz, Cemre | VU/F/FGB | MF.B659 | - |  |  |  | 1 | Brain & Behaviour Lab
EQ017671 | FGB MF-B447 pas no. 1 | Keycard |  | Keycard MF-B447 EEG-01 |  | Cengiz, Cemre | VU/F/FGB | MF.B659 | - |  |  |  | 1 | Brain & Behaviour Lab
EQ017670 | FGB MF-G411 pas no. 2 | Keycard |  | Keycard MF-G411 ECG-lab-02 |  | Cengiz, Cemre | VU/F/FGB | MF.B659 | - |  |  |  | 1 | Brain & Behaviour Lab
EQ017669 | FGB MF-G411 pas no. 1 | Keycard |  | Keycard MF-G411 ECG-lab-01 |  | Cengiz, Cemre | VU/F/FGB | MF.B659 | - |  |  |  | 1 | Brain & Behaviour Lab
EQ017668 | FGB MF-G430 pas no. 2 | Keycard |  | Keycard MF-G430 Dynamometrielab 2-02 |  | Helpdesk, FGB | VU/F/FGB | MF.B659 | - |  |  |  | 1
EQ017667 | FGB MF-G430 pas no. 1 | Keycard |  | Keycard MF-G430 Dynamometrielab 2-01 |  | Helpdesk, FGB | VU/F/FGB | MF.B659 | - |  |  |  | 1
EQ017666 | FGB MF-C478 | Keycard |  | Keycard MF-C478 Dual-beltlab 2 |  | Helpdesk, FGB | VU/F/FGB | MF.B659 | - |  |  |  | 1
EQ017665 | FGB MF-C482b pas no. 2 | Keycard |  | Keycard MF-C482b Coordination Dynamicslab-02 |  | Helpdesk, FGB | VU/F/FGB | MF.B659 | - |  |  |  | 1
EQ017664 | FGB MF-C482b pas no. 1 | Keycard |  | Keycard MF-C482b Coordination Dynamicslab-01 |  | Helpdesk, FGB | VU/F/FGB | MF.B659 | - |  |  |  | 1
EQ017663 | FGB MF-C477 pas no. 2 | Keycard |  | Keycard Control Room of the Observationlab-02 |  | Helpdesk, FGB | VU/F/FGB | MF.D638 | - |  |  |  | 0
EQ017662 | FGB MF-C477 pas no. 1 | Keycard |  | Keycard MF-C477 Control Room of the Observationlab-01 |  | Cengiz, Cemre | VU/F/FGB | MF.D638 | - |  |  |  | 1 | Brain & Behaviour Lab
EQ017661 | FGB MF-H432 pas no. 2 | Keycard |  | Keycard MF-H432 Biomechanicalab-02 |  | Helpdesk, FGB | VU/F/FGB | MF.D638 | - |  |  |  | 1
EQ017660 | FGB MF-C472 pas no. 2 | Keycard |  | Keycard MF-C472 Balanslab-02 |  | Helpdesk, FGB | VU/F/FGB | MF.B659 | - |  |  |  | 1
EQ017659 | FGB MF-C472 pas no. 1 | Keycard |  | Keycard MF-C472 Balanslab-01 |  | Helpdesk, FGB | VU/F/FGB | MF.B659 | - |  |  |  | 1
EQ017658 | FGB PP-labs all incl. in MF pas no. 2 | Keycard |  | Keycard Alle PP-labs 02 |  | Helpdesk, FGB | VU/F/FGB | MF.B659 | - |  |  |  | 1
EQ017657 | FGB PP-labs all incl. in MF pas no. 1 | Keycard |  | Keycard Alle PP-labs 01 |  | Helpdesk, FGB | VU/F/FGB | MF.B659 | - |  |  |  | 1
EQ017656 | S-Beam 250 kg | Force measurement |  | S-Beam-250-02 | Zemic | Helpdesk, FGB | VU/F/FGB/BW | MF.B659 | - |  |  |  | 1 | H3G-C3-250kg-6B
EQ017655 | KAP-E 200 kg analoge | Force measurement |  | S-Beam-200-07 | A.S.T. Gmbh Dresden | Schutte, Leon | VU/F/FGB/BW | MF.B659 | - |  |  |  | 1 | KAP-E
EQ017654 | S-Beam 200 kg | Force measurement |  | S-Beam-200-06 |  | Helpdesk, FGB | VU/F/FGB/BW | MF.B659 | - |  |  |  | 1 | AEH3-C3-200kg-3B
EQ017653 | S-Beam 200 kg | Force measurement |  | S-Beam-200-01 | aesenor.nl | Helpdesk, FGB | VU/F/FGB/BW | MF.B659 | - |  |  |  | 1 | AEH3-C3-200kg-3B
EQ017652 | S Beam 100 kg | Force measurement |  | S-Beam-100-08 |  | Helpdesk, FGB | VU/F/FGB/BW | MF.B659 | - |  |  |  | 1 | SIS-100-C2
EQ017651 | S-Beam 100 kg | Force measurement |  | S-Beam-100-05 | aesenor.nl | Helpdesk, FGB | VU/F/FGB/BW | MF.B659 | - |  |  |  | 1 | AEH3-C3-100kg-3B
EQ017650 | S-Beam 100 kg | Force measurement |  | S-Beam-100-04 |  | Helpdesk, FGB | VU/F/FGB/BW | MF.B659 | - |  |  | 3 | 1 | SIS-100-C2
EQ017649 | S-Beam 100 kg | Force measurement |  | S-Beam-100-03 | aesenor.nl | Helpdesk, FGB | VU/F/FGB/BW | MF.B659 | - |  |  |  | 1 | AEH3-C3-100kg-3B
EQ017648 | Fixed Force Plate | Force measurement |  | Kistler-03 | Kistler | Helpdesk, FGB | VU/F/FGB/BW | MF.C472 | - |  |  |  | 1
EQ017647 | Fixed Force Plate | Force measurement |  | Kistler-02 | Kistler | Helpdesk, FGB | VU/F/FGB/BW | MF.B645 | - |  |  |  | 1 | 9281B
EQ017646 | Fixed Force Plate | Force measurement |  | Kistler-01 | Kistler | Helpdesk, FGB | VU/F/FGB/BW | MF.B645 | - |  |  |  | 1 | 9281B
EQ017645 | Mobile Force Plate | Force measurement |  | FP-4 | VU-FGB | Schutte, Leon | VU/F/FGB/BW | MF.B659 | - |  |  |  | 1 | 110 x 110 cm
EQ017644 | Mobile Force Plate | Force measurement |  | FP-3 | VU-FGB | Schutte, Leon | VU/F/FGB/BW | MF.B659 | - |  |  |  | 1 | 110 x 110 cm
EQ017643 | Mobile Force Plate | Force measurement |  | FP-2 | VU-FGB | Schutte, Leon | VU/F/FGB/BW | MF.B659 | - |  |  |  | 1 | 110 x 110 cm
EQ017642 | Mobile Force Plate | Force measurement |  | FP-1 | VU-FGB | Schutte, Leon | VU/F/FGB/BW | MF.B659 | - |  |  |  | 1 | 110 x 110 cm
EQ017641 | AMTI 500 pound | Force measurement |  | AMTI-MC3621 | AMTI | Schutte, Leon | VU/F/FGB/BW | MF.B659 | - |  |  |  | 1 | MC3A
EQ017640 | AMTI 1000 pound | Force measurement |  | AMTI MC4534 | AMTI | Schutte, Leon | VU/F/FGB/BW | MF.B659 | - |  |  |  | 1 | MC3A
EQ017639 | AMTI 1000 pound | Force measurement |  | AMTI MC4083 | AMTI | Schutte, Leon | VU/F/FGB/BW | MF.B659 | - |  |  |  | 1 | MC3A
EQ017638 | AMTI 1000 pound | Force measurement |  | AMTI MC4009 | AMTI | Schutte, Leon | VU/F/FGB/BW | MF.B659 | - |  |  |  | 1 | MC3A
EQ017637 | AMTI 1000 pound | Force measurement |  | AMTI MC3644 | AMTI | Schutte, Leon | VU/F/FGB/BW | MF.B659 | - |  |  |  | 1 | MC3A
EQ017636 | Eye-tracking camera | EYE |  | Tobii-nano | Tobiipro | Tuinder, Vincent | VU/F/FGB | MF.C679 | - |  |  |  | 1 | Camera
EQ017635 | SMI dongle | EYE |  | SMI-05 | SMI | Tuinder, Vincent | VU/F/FGB | MF.C679 | - |  |  |  | 1
EQ017634 | Recording using laptop | EYE |  | SMI-04 | SMI | Tuinder, Vincent | VU/F/FGB | MF.C679 | - |  |  |  | 1 | laptop
EQ017633 | Recording using wearable pc | EYE |  | SMI-03 | SMI | Tuinder, Vincent | VU/F/FGB | MF.C679 | - |  |  |  | 1 | Wearable PC
EQ017632 | Recording using mobile phone | EYE |  | SMI-02 | SMI | Tuinder, Vincent | VU/F/FGB | MF.C679 | - |  |  |  | 1 | Mobile phone
EQ017631 | Glasses only | EYE |  | SMI-01 | SMI | Tuinder, Vincent | VU/F/FGB | MF.C679 | - |  |  |  | 1 | glasses
EQ017630 | Pupil Pro Eyetracking | EYE |  | Pupil-Pro-MobPhone | Pupil Gmbh | Tuinder, Vincent | VU/F/FGB | MF.C679 | - |  |  |  | 1 | Mobile phone
EQ017629 | Education purpose, limited research | EYE |  | Pupil Invisible OW2 | Pupil Gmbh | Tuinder, Vincent | VU/F/FGB | MF.C679 | - |  |  |  | 1 | Mobile phone
EQ017628 | Education purpose, limited research | EYE |  | Pupil Invisible OW1 | Pupil Gmbh | Tuinder, Vincent | VU/F/FGB | MF.C679 | - |  |  |  | 1 | Mobile phone
EQ017627 | Pupil Invisible | EYE |  | Pupil Invisible | Pupil Gmbh | Tuinder, Vincent | VU/F/FGB | MF.C679 | - |  |  |  | 1 | Mobile phone
EQ017626 | Plato Shutter Glasses | EYE |  | PLATO-04 | none | Tuinder, Vincent | VU/F/FGB | MF.C679 | - |  |  |  | 1
EQ017625 | Plato Shutter Glasses | EYE |  | PLATO-03 | none | Tuinder, Vincent | VU/F/FGB | MF.C679 | - |  |  |  | 1
EQ017624 | Plato Shutter Glasses | EYE |  | PLATO-02 | none | Tuinder, Vincent | VU/F/FGB | MF.C679 | - |  |  |  | 1
EQ017623 | Plato Shutter Glasses | EYE |  | PLATO-01 | none | Tuinder, Vincent | VU/F/FGB | MF.C679 | - |  |  |  | 1
EQ017622 |  | EYE |  | Oculus-DK-2-001 | Oculus | Tuinder, Vincent | VU/F/FGB | MF.C679 | - |  |  |  | 0 | DK 2
EQ017621 |  | EYE |  | Oculus-DK-1.1-001 | Oculus | Tuinder, Vincent | VU/F/FGB | MF.C679 | - |  |  |  | 1 | DK 1.1
EQ017620 | DV recording | EYE |  | Mobile-Eye-Basic-01 | none | Tuinder, Vincent | VU/F/FGB | MF.C679 | - |  |  |  | 1
EQ017619 | Hololens | EYE |  | HOLO-02 | Microsoft | Tuinder, Vincent | VU/F/FGB | MF.C679 | - |  |  |  | 1
EQ017618 | Hololens | EYE |  | HOLO-01 | Microsoft | Tuinder, Vincent | VU/F/FGB | MF.C679 | - |  |  |  | 1
EQ017617 | Depth Perspective | EYE |  | DepthPerspective-02 | TO3 | Tuinder, Vincent | VU/F/FGB | MF.C679 | - |  |  |  | 1
EQ017616 | Depth Perspective | EYE |  | DepthPerspective-01 | TO3 | Tuinder, Vincent | VU/F/FGB | MF.C679 | - |  |  |  | 1
EQ017615 | Z240 desktop computer | EYE |  | Begaze process computer SMI | SMI | Tuinder, Vincent | VU/F/FGB | MF.C679 | - |  |  |  | 1
EQ017614 | Software dongle Begaze program | EYE |  | Begaze dongle SMI | SMI | Tuinder, Vincent | VU/F/FGB | MF.C679 | - |  |  |  | 1
EQ017613 | ECG-ICG 5.70 version | EMG-EEG-ECG |  | VU-AMS-909 | TO3 | Claij, Erik | VU/F/FGB | MF.C679 | - |  |  |  | 1 | 5.70
EQ017612 | 5.50 versie met Bluetooth en SA612 | EMG-EEG-ECG |  | VU-AMS-908 | TO3 | Claij, Erik | VU/F/FGB | MF.C679 | - |  |  |  | 1 | 5.53
EQ017611 | ECG-ICG5 wire Bluetooth with 2colorLED | EMG-EEG-ECG |  | VU-AMS-907 | TO3 | Claij, Erik | VU/F/FGB | MF.C679 | - |  |  |  | 1 | 5.70
EQ017610 | ECG-ICG5 wire Bluetooth with 2colorLED | EMG-EEG-ECG |  | VU-AMS-906 | TO3 | Claij, Erik | VU/F/FGB | MF.C679 | - |  |  |  | 1 | 5.60
EQ017609 | ECG-ICG5 wire Bluetooth with 2colorLED | EMG-EEG-ECG |  | VU-AMS-903 | TO3 | Claij, Erik | VU/F/FGB | MF.C679 | - |  |  |  | 1 | 5.60
EQ017608 | ECG-ICG 7-wire | EMG-EEG-ECG |  | VU-AMS-246 | TO3 | Claij, Erik | VU/F/FGB | MF.C679 | - |  |  |  | 1 | 6.0
EQ017607 | ECG-ICG 7-wire | EMG-EEG-ECG |  | VU-AMS-244 | TO3 | Claij, Erik | VU/F/FGB | MF.C679 | - |  |  |  | 1 | 6.0
EQ017606 | ECG-ICG 7-wire | EMG-EEG-ECG |  | VU-AMS-242 | TO3 | Claij, Erik | VU/F/FGB | MF.C679 | - |  |  |  | 1 | 6.0
EQ017605 | ECG-ICG 7-wire | EMG-EEG-ECG |  | VU-AMS-241 | TO3 | Claij, Erik | VU/F/FGB | MF.C679 | - |  |  |  | 1 | 6.0
EQ017604 | ECG-ICG 7-wire | EMG-EEG-ECG |  | VU-AMS-239 | TO3 | Claij, Erik | VU/F/FGB | MF.C679 | - |  |  |  | 1 | 6.0
EQ017603 | ECG-ICG 7-wire | EMG-EEG-ECG |  | VU-AMS-230 | TO3 | Claij, Erik | VU/F/FGB | MF.C679 | - |  |  |  | 1 | 6.0
EQ017602 | ECG-ICG 7-wire | EMG-EEG-ECG |  | VU-AMS-228 | TO3 | Claij, Erik | VU/F/FGB | MF.C679 | - |  |  |  | 1 | 6.0
EQ017601 | ECG-ICG 7-wire | EMG-EEG-ECG |  | VU-AMS-224 | TO3 | Claij, Erik | VU/F/FGB | MF.C679 | - |  |  |  | 1 | 6.0
EQ017600 | ECG-ICG 7-wire | EMG-EEG-ECG |  | VU-AMS-217 | TO3 | Claij, Erik | VU/F/FGB | MF.C679 | - |  |  |  | 1 | 6.0
EQ017599 | ECG-ICG 7-wire | EMG-EEG-ECG |  | VU-AMS-215 | TO3 | Claij, Erik | VU/F/FGB | MF.C679 | - |  |  |  | 1 | 6.0
EQ017598 | ECG-ICG 7-wire | EMG-EEG-ECG |  | VU-AMS-214 | TO3 | Claij, Erik | VU/F/FGB | MF.C679 | - |  |  |  | 1 | 6.0
EQ017597 | ECG-ICG 7-wire | EMG-EEG-ECG |  | VU-AMS-212 | TO3 | Claij, Erik | VU/F/FGB | MF.C679 | - |  |  |  | 1 | 6.0
EQ017596 | ECG-ICG 7-wire | EMG-EEG-ECG |  | VU-AMS-211 | TO3 | Claij, Erik | VU/F/FGB | MF.C679 | - |  |  |  | 1 | 6.0
EQ017595 | ECG-ICG 7-wire | EMG-EEG-ECG |  | VU-AMS-207 | TO3 | Claij, Erik | VU/F/FGB | MF.C679 | - |  |  |  | 1 | 5.55
EQ017594 | ECG-ICG 7-wire | EMG-EEG-ECG |  | VU-AMS-204 | TO3 | Claij, Erik | VU/F/FGB | MF.C679 | - |  |  |  | 1 | 5.55
EQ017593 | ECG-ICG 7-wire | EMG-EEG-ECG |  | VU-AMS-203 | TO3 | Claij, Erik | VU/F/FGB | MF.C679 | - |  |  |  | 1 | 5.55
EQ017592 | ECG-ICG 7-wire | EMG-EEG-ECG |  | VU-AMS-183 | TO3 | Claij, Erik | VU/F/FGB | MF.C679 | - |  |  |  | 1 | 5.55
EQ017591 | ECG-ICG 7-wire | EMG-EEG-ECG |  | VU-AMS-166 | TO3 | Claij, Erik | VU/F/FGB | MF.C679 | - |  |  |  | 1 | 5.55
EQ017590 | ECG-ICG 7-wire | EMG-EEG-ECG |  | VU-AMS-165 | TO3 | Claij, Erik | VU/F/FGB | MF.C679 | - |  |  |  | 1
EQ017589 | ECG-ICG 7-wire | EMG-EEG-ECG |  | VU-AMS-162 | TO3 | Claij, Erik | VU/F/FGB | MF.C679 | - |  |  |  | 1 | 5.50
EQ017588 | ECG-ICG 7-wire | EMG-EEG-ECG |  | VU-AMS-161 | TO3 | Claij, Erik | VU/F/FGB | MF.C679 | - |  |  |  | 1 | 5.50
EQ017587 | ECG-ICG 7-wire | EMG-EEG-ECG |  | VU-AMS-159 | TO3 | Claij, Erik | VU/F/FGB | MF.C679 | - |  |  |  | 1 | 5.50
EQ017586 | ECG-ICG 7-wire | EMG-EEG-ECG |  | VU-AMS-146 | TO3 | Claij, Erik | VU/F/FGB | MF.C679 | - |  |  |  | 1 | 5.50
EQ017585 | ECG-ICG 7-wire | EMG-EEG-ECG |  | VU-AMS-143 | TO3 | Claij, Erik | VU/F/FGB | MF.C679 | - |  |  |  | 1 | 5.50
EQ017584 | ECG-ICG 7-wire | EMG-EEG-ECG |  | VU-AMS-135 | TO3 | Claij, Erik | VU/F/FGB | MF.C679 | - |  |  |  | 1 | 5.50
EQ017583 | ECG-ICG 7-wire | EMG-EEG-ECG |  | VU-AMS-133 | TO3 | Claij, Erik | VU/F/FGB | MF.C679 | - |  |  |  | 1 | 5.50
EQ017582 | ECG-ICG 7-wire | EMG-EEG-ECG |  | VU-AMS-131 | TO3 | Claij, Erik | VU/F/FGB | MF.C679 | - |  |  |  | 1 | 5.50
EQ017581 | ECG-ICG 7-wire | EMG-EEG-ECG |  | VU-AMS-130 | TO3 | Claij, Erik | VU/F/FGB | MF.C679 | - |  |  |  | 1 | 5.50
EQ017580 | ECG-ICG 7-wire | EMG-EEG-ECG |  | VU-AMS-128 | TO3 | Claij, Erik | VU/F/FGB | MF.C679 | - |  |  |  | 1 | 5.50
EQ017579 | ECG-ICG 7-wire | EMG-EEG-ECG |  | VU-AMS-126 | TO3 | Claij, Erik | VU/F/FGB | MF.C679 | - |  |  |  | 1 | 5.50
EQ017578 | ECG-ICG 7-wire | EMG-EEG-ECG |  | VU-AMS-118 | TO3 | Claij, Erik | VU/F/FGB | MF.C679 | - |  |  |  | 1 | 5.50
EQ017577 | ECG-ICG 7-wire | EMG-EEG-ECG |  | VU-AMS-102 | TO3 | Claij, Erik | VU/F/FGB | MF.C679 | - |  |  |  | 1 | 5.50
EQ017576 | ECG-ICG 7-wire | EMG-EEG-ECG |  | VU-AMS-098 | TO3 | Claij, Erik | VU/F/FGB | MF.C679 | - |  |  |  | 1 | 5.50
EQ017575 | ECG-ICG 7-wire | EMG-EEG-ECG |  | VU-AMS-092 | TO3 | Claij, Erik | VU/F/FGB | MF.C679 | - |  |  |  | 1 | 5.50
EQ017574 | ECG-ICG 7-wire | EMG-EEG-ECG |  | VU-AMS-079 | TO3 | Claij, Erik | VU/F/FGB | MF.C679 | - |  |  |  | 1 | 5.50
EQ017573 | ECG-ICG 7-wire | EMG-EEG-ECG |  | VU-AMS-078 | TO3 | Claij, Erik | VU/F/FGB | MF.C679 | - |  |  |  | 1 | 5.50
EQ017572 | ECG-ICG 7-wire | EMG-EEG-ECG |  | VU-AMS-075 | TO3 | Claij, Erik | VU/F/FGB | MF.C679 | - |  |  |  | 1 | 5.50
EQ017571 | ECG-ICG 7-wire | EMG-EEG-ECG |  | VU-AMS-072 | TO3 | Claij, Erik | VU/F/FGB | MF.C679 | - |  |  |  | 1 | 5.50
EQ017570 | ECG-ICG 7-wire | EMG-EEG-ECG |  | VU-AMS-042 | TO3 | Claij, Erik | VU/F/FGB | MF.C679 | - |  |  |  | 1 | 5.10
EQ017569 | ECG-ICG 7-wire | EMG-EEG-ECG |  | VU-AMS-035 | TO3 | Claij, Erik | VU/F/FGB | MF.C679 | - |  |  |  | 1 | 5.10
EQ017568 | Saga koffer | EMG-EEG-ECG |  | SAGA 1 koffer met kabels electroden en gel | TMSi | Helpdesk, FGB | VU/F/FGB | MF.B659 | - |  |  |  | 1
EQ017567 | Saga 1 TMSi | EMG-EEG-ECG |  | SAGA 1 | TMSi | Helpdesk, FGB | VU/F/FGB | MF.B659 | - |  |  |  | 1 | 64 Channel EEG
EQ017566 | REFA64/128 High-Density EMG 4.0mm Electrodes | EMG-EEG-ECG |  | REFA-64/128-Box-06 | TMSi | Helpdesk, FGB | VU/F/FGB | MF.B659 | - |  |  |  | 1
EQ017565 | REFA64/128 High-Density EMG 2.0mm Electrodes | EMG-EEG-ECG |  | REFA-64/128-Box-05 | TMSi | Helpdesk, FGB | VU/F/FGB | MF.B659 | - |  |  |  | 1
EQ017564 | REFA64/128 EEG cable long | EMG-EEG-ECG |  | REFA-64/128-Box-04 | TMSi | Helpdesk, FGB | VU/F/FGB | MF.B659 | - |  |  |  | 1
EQ017563 | REFA64/128 EEG cable short | EMG-EEG-ECG |  | REFA-64/128-Box-03 | TMSi | Helpdesk, FGB | VU/F/FGB | MF.B659 | - |  |  |  | 1
EQ017562 | REFA64/128 Unipolair EMG cables | EMG-EEG-ECG |  | REFA-64/128-Box-02 | TMSi | Helpdesk, FGB | VU/F/FGB | MF.B659 | - |  |  |  | 1
EQ017561 | REFA64/128-caps S-SM-M | EMG-EEG-ECG |  | REFA-64/128-Box-01 | TMSi | Helpdesk, FGB | VU/F/FGB | MF.B659 | - |  |  |  | 1
EQ017560 | REFA128 | EMG-EEG-ECG |  | REFA-128 | TMSi | Helpdesk, FGB | VU/F/FGB | MF.B659 | - |  |  |  | 1 | 128 Channel EEG
EQ017559 | REFA064 | EMG-EEG-ECG |  | REFA-064 | TMSi | Helpdesk, FGB | VU/F/FGB | MF.B659 | - |  |  |  | 1 | 64 Channel EEG
EQ017558 | Sportwatch | EMG-EEG-ECG |  | POLAR-VANTAGE-01 | Polar | Helpdesk, FGB | VU/F/FGB | MF.B559 | - |  |  |  | 1 | Vantage V
EQ017557 | Polar H10 | EMG-EEG-ECG |  | HR-10 | Polar | Helpdesk, FGB | VU/F/FGB | MF.B659 | - |  |  |  | 1
EQ017556 | Polar H10 | EMG-EEG-ECG |  | HR-09 | Polar | Helpdesk, FGB | VU/F/FGB | MF.B659 | - |  |  |  | 1
EQ017555 | Polar H10 | EMG-EEG-ECG |  | HR-08 | Polar | Helpdesk, FGB | VU/F/FGB | MF.B659 | - |  |  |  | 1
EQ017554 | Polar H10 | EMG-EEG-ECG |  | HR-07 | Polar | Helpdesk, FGB | VU/F/FGB | MF.B659 | - |  |  |  | 1
EQ017553 | Polar H10 | EMG-EEG-ECG |  | HR-06 | Polar | Helpdesk, FGB | VU/F/FGB | MF.B659 | - |  |  |  | 1
EQ017552 | Polar H10 | EMG-EEG-ECG |  | HR-05 | Polar | Helpdesk, FGB | VU/F/FGB | MF.B659 | - |  |  |  | 1
EQ017551 | Polar H10 | EMG-EEG-ECG |  | HR-04 | Polar | Helpdesk, FGB | VU/F/FGB | MF.B659 | - |  |  |  | 1
EQ017550 | Polar H10 | EMG-EEG-ECG |  | HR-03 | Polar | Helpdesk, FGB | VU/F/FGB | MF.B659 | - |  |  |  | 1
EQ017549 | Polar H10 | EMG-EEG-ECG |  | HR-02 | Polar | Helpdesk, FGB | VU/F/FGB | MF.B659 | - |  |  |  | 1
EQ017548 | Polar H10 | EMG-EEG-ECG |  | HR-01 | Polar | Helpdesk, FGB | VU/F/FGB | MF.B659 | - |  |  |  | 1
EQ017547 | OWEMG-03 | EMG-EEG-ECG |  | EMG-OW-03 | TMSi | Helpdesk, FGB | VU/F/FGB | MF.B659 | - |  |  |  | 1 | Porti7
EQ017546 | OWEMG-02 | EMG-EEG-ECG |  | EMG-OW-02 | TMSi | Helpdesk, FGB | VU/F/FGB | MF.B659 | - |  |  |  | 1 | Porti7
EQ017545 | OWEMG-01 | EMG-EEG-ECG |  | EMG-OW-01 | TMSi | Helpdesk, FGB | VU/F/FGB | MF.B659 | - |  |  |  | 1 | Porti7
EQ017544 | Power supply | EMG-EEG-ECG |  | EMG-long-power-cable-02 | TMSi | Helpdesk, FGB | VU/F/FGB | MF.B659 | - |  |  |  | 1
EQ017543 | Power supply | EMG-EEG-ECG |  | EMG-long-power-cable-01 | TMSi | Helpdesk, FGB | VU/F/FGB | MF.B659 | - |  |  |  | 1
EQ017542 | Fiber 15m | EMG-EEG-ECG |  | EMG-long-fiber-cable | TMSi | Helpdesk, FGB | VU/F/FGB | MF.B659 | - |  |  |  | 1 | IR-cable
EQ017541 | FGB MF-B659 | EMG-EEG-ECG |  | EMG power supply for force transducer no. 3 |  | Helpdesk, FGB | VU/F/FGB | MF.B659 | - |  |  |  | 1 | Porti7
EQ017540 | FGB MF-B659 | EMG-EEG-ECG |  | EMG power supply for force transducer no. 2 |  | Helpdesk, FGB | VU/F/FGB | MF.B659 | - |  |  |  | 1 | Porti7
EQ017539 | FGB MF-B659 | EMG-EEG-ECG |  | EMG power supply for force transducer no. 1 |  | Helpdesk, FGB | VU/F/FGB | MF.B659 | - |  |  |  | 1 | Porti7
EQ017538 | InfraRed Cable | EMG-EEG-ECG |  | AMS-IR-254 | TO3 | Claij, Erik | VU/F/FGB | MF.C679 | - |  |  |  | 1 | IR-cable
EQ017537 | InfraRed Cable | EMG-EEG-ECG |  | AMS-IR-253 | TO3 | Claij, Erik | VU/F/FGB | MF.C679 | - |  |  |  | 1 | IR-cable
EQ017536 | InfraRed Cable | EMG-EEG-ECG |  | AMS-IR-251 | TO3 | Claij, Erik | VU/F/FGB | MF.C679 | - |  |  |  | 1 | IR-cable
EQ017535 | InfraRed Cable | EMG-EEG-ECG |  | AMS-IR-249 | TO3 | Claij, Erik | VU/F/FGB | MF.C679 | - |  |  |  | 1 | IR-cable
EQ017534 | InfraRed Cable | EMG-EEG-ECG |  | AMS-IR-248 | TO3 | Claij, Erik | VU/F/FGB | MF.C679 | - |  |  |  | 1 | IR-cable
EQ017533 | InfraRed Cable | EMG-EEG-ECG |  | AMS-IR-247 | TO3 | Claij, Erik | VU/F/FGB | MF.C679 | - |  |  |  | 1 | IR-cable
EQ017532 | InfraRed Cable | EMG-EEG-ECG |  | AMS-IR-246 | TO3 | Claij, Erik | VU/F/FGB | MF.C679 | - |  |  |  | 1 | IR-cable
EQ017531 | InfraRed Cable | EMG-EEG-ECG |  | AMS-IR-245 | TO3 | Claij, Erik | VU/F/FGB | MF.C679 | - |  |  |  | 1 | IR-cable
EQ017530 | InfraRed Cable | EMG-EEG-ECG |  | AMS-IR-244 | TO3 | Claij, Erik | VU/F/FGB | MF.C679 | - |  |  |  | 1 | IR-cable
EQ017529 | InfraRed Cable | EMG-EEG-ECG |  | AMS-IR-225 | TO3 | Claij, Erik | VU/F/FGB | MF.C679 | - |  |  |  | 1 | IR-cable
EQ017528 | InfraRed Cable | EMG-EEG-ECG |  | AMS-IR-224 | TO3 | Claij, Erik | VU/F/FGB | MF.C679 | - |  |  |  | 1 | IR-cable
EQ017527 | InfraRed Cable | EMG-EEG-ECG |  | AMS-IR-198 | TO3 | Claij, Erik | VU/F/FGB | MF.C679 | - |  |  |  | 1 | IR-cable
EQ017526 | InfraRed Cable | EMG-EEG-ECG |  | AMS-IR-197 | TO3 | Claij, Erik | VU/F/FGB | MF.C679 | - |  |  |  | 1 | IR-cable
EQ017525 | InfraRed Cable | EMG-EEG-ECG |  | AMS-IR-175 | TO3 | Claij, Erik | VU/F/FGB | MF.C679 | - |  |  |  | 1 | IR-cable
EQ017524 | InfraRed Cable | EMG-EEG-ECG |  | AMS-IR-163 | TO3 | Claij, Erik | VU/F/FGB | MF.C679 | - |  |  |  | 1 | IR-cable
EQ017523 | InfraRed Cable | EMG-EEG-ECG |  | AMS-IR-149 | TO3 | Claij, Erik | VU/F/FGB | MF.C679 | - |  |  |  | 1 | IR-cable
EQ017522 | InfraRed Cable | EMG-EEG-ECG |  | AMS-IR-148 | TO3 | Claij, Erik | VU/F/FGB | MF.C679 | - |  |  |  | 1 | IR-cable
EQ017521 | InfraRed Cable | EMG-EEG-ECG |  | AMS-IR-146 | TO3 | Claij, Erik | VU/F/FGB | MF.C679 | - |  |  |  | 1 | IR-cable
EQ017520 | InfraRed Cable | EMG-EEG-ECG |  | AMS-IR-138 | TO3 | Claij, Erik | VU/F/FGB | MF.C679 | - |  |  |  | 1 | IR-cable
EQ017519 | InfraRed Cable | EMG-EEG-ECG |  | AMS-IR-130 | TO3 | Claij, Erik | VU/F/FGB | MF.C679 | - |  |  |  | 1 | IR-cable
EQ017518 | InfraRed Cable | EMG-EEG-ECG |  | AMS-IR-127 | TO3 | Claij, Erik | VU/F/FGB | MF.C679 | - |  |  |  | 1 | IR-cable
EQ017517 | InfraRed Cable | EMG-EEG-ECG |  | AMS-IR-124 | TO3 | Claij, Erik | VU/F/FGB | MF.C679 | - |  |  |  | 1 | IR-cable
EQ017516 | InfraRed Cable | EMG-EEG-ECG |  | AMS-IR-117 | TO3 | Claij, Erik | VU/F/FGB | MF.C679 | - |  |  |  | 1 | IR-cable
EQ017515 | InfraRed Cable | EMG-EEG-ECG |  | AMS-IR-115 | TO3 | Claij, Erik | VU/F/FGB | MF.C679 | - |  |  |  | 1 | IR-cable
EQ017514 | InfraRed Cable | EMG-EEG-ECG |  | AMS-IR-106 | TO3 | Claij, Erik | VU/F/FGB | MF.C679 | - |  |  |  | 1 | IR-cable
EQ017513 | InfraRed Cable | EMG-EEG-ECG |  | AMS-IR-099 | TO3 | Claij, Erik | VU/F/FGB | MF.C679 | - |  |  |  | 1 | IR-cable
EQ017512 | InfraRed Cable | EMG-EEG-ECG |  | AMS-IR-093 | TO3 | Claij, Erik | VU/F/FGB | MF.C679 | - |  |  |  | 1 | IR-cable
EQ017511 | InfraRed Cable | EMG-EEG-ECG |  | AMS-IR-087 | TO3 | Claij, Erik | VU/F/FGB | MF.C679 | - |  |  |  | 1 | IR-cable
EQ017510 | InfraRed Cable | EMG-EEG-ECG |  | AMS-IR-081 | TO3 | Claij, Erik | VU/F/FGB | MF.C679 | - |  |  |  | 1 | IR-cable
EQ017509 | InfraRed Cable | EMG-EEG-ECG |  | AMS-IR-069 | TO3 | Claij, Erik | VU/F/FGB | MF.C679 | - |  |  |  | 1 | IR-cable
EQ017508 | InfraRed Cable | EMG-EEG-ECG |  | AMS-IR-068 | TO3 | Claij, Erik | VU/F/FGB | MF.C679 | - |  |  |  | 1 | IR-cable
EQ017507 | InfraRed Cable | EMG-EEG-ECG |  | AMS-IR-057 | TO3 | Claij, Erik | VU/F/FGB | MF.C679 | - |  |  |  | 1 | IR-cable
EQ017506 | InfraRed Cable | EMG-EEG-ECG |  | AMS-IR-052 | TO3 | Claij, Erik | VU/F/FGB | MF.C679 | - |  |  |  | 1 | IR-cable
EQ017505 | InfraRed Cable | EMG-EEG-ECG |  | AMS-IR-012 | TO3 | Claij, Erik | VU/F/FGB | MF.C679 | - |  |  |  | 1 | IR-cable
EQ017504 | Handheld ECG bar | EMG-EEG-ECG |  | AMS-BAR-017 | TO3 | Claij, Erik | VU/F/FGB | MF.C679 | - |  |  |  | 1 | bar
EQ017503 | Handheld ECG bar | EMG-EEG-ECG |  | AMS-BAR-016 | TO3 | Claij, Erik | VU/F/FGB | MF.C679 | - |  |  |  | 1 | bar
EQ017502 | Handheld ECG bar | EMG-EEG-ECG |  | AMS-BAR-015 | TO3 | Claij, Erik | VU/F/FGB | MF.C679 | - |  |  |  | 1 | bar
EQ017501 | Handheld ECG bar | EMG-EEG-ECG |  | AMS-BAR-014 | TO3 | Claij, Erik | VU/F/FGB | MF.C679 | - |  |  |  | 1 | bar
EQ017500 | Handheld ECG bar | EMG-EEG-ECG |  | AMS-BAR-013 | TO3 | Claij, Erik | VU/F/FGB | MF.C679 | - |  |  |  | 1 | bar
EQ017499 | Handheld ECG bar | EMG-EEG-ECG |  | AMS-BAR-012 | TO3 | Claij, Erik | VU/F/FGB | MF.C679 | - |  |  |  | 1 | bar
EQ017498 | Handheld ECG bar | EMG-EEG-ECG |  | AMS-BAR-011 | TO3 | Claij, Erik | VU/F/FGB | MF.C679 | - |  |  |  | 1 | bar
EQ017497 | Handheld ECG bar | EMG-EEG-ECG |  | AMS-BAR-010 | TO3 | Claij, Erik | VU/F/FGB | MF.C679 | - |  |  |  | 1 | bar
EQ017496 | Handheld ECG bar | EMG-EEG-ECG |  | AMS-BAR-009 | TO3 | Claij, Erik | VU/F/FGB | MF.C679 | - |  |  |  | 1 | bar
EQ017495 | Handheld ECG bar | EMG-EEG-ECG |  | AMS-BAR-008 | TO3 | Claij, Erik | VU/F/FGB | MF.C679 | - |  |  |  | 1 | bar
EQ017494 | Handheld ECG bar | EMG-EEG-ECG |  | AMS-BAR-007 | TO3 | Claij, Erik | VU/F/FGB | MF.C679 | - |  |  |  | 1 | bar
EQ017493 | Handheld ECG bar | EMG-EEG-ECG |  | AMS-BAR-006 | TO3 | Claij, Erik | VU/F/FGB | MF.C679 | - |  |  |  | 1 | bar
EQ017492 | Handheld ECG bar | EMG-EEG-ECG |  | AMS-BAR-005 | TO3 | Claij, Erik | VU/F/FGB | MF.C679 | - |  |  |  | 1 | bar
EQ017491 | Handheld ECG bar | EMG-EEG-ECG |  | AMS-BAR-004 | TO3 | Claij, Erik | VU/F/FGB | MF.C679 | - |  |  |  | 1 | bar
EQ017490 | Handheld ECG bar | EMG-EEG-ECG |  | AMS-BAR-003 | TO3 | Claij, Erik | VU/F/FGB | MF.C679 | - |  |  |  | 1 | bar
EQ017489 | Handheld ECG bar | EMG-EEG-ECG |  | AMS-BAR-002 | TO3 | Claij, Erik | VU/F/FGB | MF.C679 | - |  |  |  | 1 | bar
EQ017488 | Handheld ECG bar | EMG-EEG-ECG |  | AMS-BAR-001 | TO3 | Claij, Erik | VU/F/FGB | MF.C679 | - |  |  |  | 1 | bar
EQ017487 | Photo Electric Stopwatch | Data-acquisition |  | P-E-Stopwatch-2 | TO3 | Tuinder, Vincent | VU/F/FGB/BW | MF.C679 | - |  |  |  | 1 | Stopwatch
EQ017486 | Photo-Electric-Stopwatch | Data-acquisition |  | P-E-Stopwatch-1 | TO3 | Tuinder, Vincent | VU/F/FGB/BW | MF.C679 | - |  |  |  | 1 | Stopwatch
EQ017485 | 1100 + 1300 | Data-acquisition |  | NI-SCXI-5/3 | National Instruments | Helpdesk, FGB | VU/F/FGB/BW | MF.B659 | - |  |  |  | 1 | SCXI
EQ017484 | 1000-41 | Data-acquisition |  | NI-SCXI-41 | National Instruments | Helpdesk, FGB | VU/F/FGB/BW | MF.B659 | - |  |  |  | 1 | SCXI
EQ017483 | 1121 + 1321 | Data-acquisition |  | NI-SCXI-40 | National Instruments | Helpdesk, FGB | VU/F/FGB/BW | MF.B659 | - |  |  |  | 1 | SCXI
EQ017482 | 1121 + 1321 | Data-acquisition |  | NI-SCXI-39 | National Instruments | Helpdesk, FGB | VU/F/FGB/BW | MF.B659 | - |  |  |  | 1 | SCXI
EQ017481 | 1000-38 | Data-acquisition |  | NI-SCXI-38 | National Instruments | Helpdesk, FGB | VU/F/FGB/BW | MF.B659 | - |  |  |  | 1 | SCXI
EQ017480 | 1121 + 1321 | Data-acquisition |  | NI-SCXI-37 | National Instruments | Helpdesk, FGB | VU/F/FGB/BW | MF.B659 | - |  |  |  | 1 | SCXI
EQ017479 | 1121 + 1321 | Data-acquisition |  | NI-SCXI-36 | National Instruments | Helpdesk, FGB | VU/F/FGB/BW | MF.B659 | - |  |  |  | 1 | SCXI
EQ017478 | 1000-35 | Data-acquisition |  | NI-SCXI-35 | National Instruments | Helpdesk, FGB | VU/F/FGB/BW | MF.B659 | - |  |  |  | 1 | SCXI
EQ017477 | 1121 + 1321 | Data-acquisition |  | NI-SCXI-34 | National Instruments | Helpdesk, FGB | VU/F/FGB/BW | MF.B659 | - |  |  |  | 1 | SCXI
EQ017476 | 1121 + 1321 | Data-acquisition |  | NI-SCXI-33 | National Instruments | Helpdesk, FGB | VU/F/FGB/BW | MF.B659 | - |  |  |  | 1 | SCXI
EQ017475 | 1000-32 | Data-acquisition |  | NI-SCXI-32 | National Instruments | Helpdesk, FGB | VU/F/FGB/BW | MF.B659 | - |  |  |  | 1 | SCXI
EQ017474 | 1000-31 | Data-acquisition |  | NI-SCXI-31 | National Instruments | Helpdesk, FGB | VU/F/FGB/BW | MF.B659 | - |  |  |  | 1 | SCXI
EQ017473 | 1000-30 | Data-acquisition |  | NI-SCXI-30 | National Instruments | Helpdesk, FGB | VU/F/FGB/BW | MF.B659 | - |  |  |  | 1 | SCXI
EQ017472 | 1121 + 1321 | Data-acquisition |  | NI-SCXI-29 | National Instruments | Helpdesk, FGB | VU/F/FGB/BW | MF.B659 | - |  |  |  | 1 | SCXI
EQ017471 | 1000-28 | Data-acquisition |  | NI-SCXI-28 | National Instruments | Helpdesk, FGB | VU/F/FGB/BW | MF.B659 | - |  |  |  | 1 | SCXI
EQ017470 | 1121 + 1321 | Data-acquisition |  | NI-SCXI-27 | National Instruments | Helpdesk, FGB | VU/F/FGB/BW | MF.B659 | - |  |  |  | 1 | SCXI
EQ017469 | 1000-26 | Data-acquisition |  | NI-SCXI-26 | National Instruments | Helpdesk, FGB | VU/F/FGB/BW | MF.B659 | - |  |  |  | 1 | SCXI
EQ017468 | 1000-24 | Data-acquisition |  | NI-SCXI-24 | National Instruments | Helpdesk, FGB | VU/F/FGB/BW | MF.B659 | - |  |  |  | 1 | SCXI
EQ017467 | 1121 + 1321 | Data-acquisition |  | NI-SCXI-22 | National Instruments | Helpdesk, FGB | VU/F/FGB/BW | MF.B659 | - |  |  |  | 1 | SCXI
EQ017466 | 1121 + 1321 | Data-acquisition |  | NI-SCXI-21 | National Instruments | Helpdesk, FGB | VU/F/FGB/BW | MF.B659 | - |  |  |  | 1 | SCXI
EQ017465 | 1121 + 1321 | Data-acquisition |  | NI-SCXI-20 | National Instruments | Helpdesk, FGB | VU/F/FGB/BW | MF.B659 | - |  |  |  | 1 | SCXI
EQ017464 | 1121 + 1321 | Data-acquisition |  | NI-SCXI-19 | National Instruments | Helpdesk, FGB | VU/F/FGB/BW | MF.B659 | - |  |  |  | 1 | SCXI
EQ017463 | 1000-18 | Data-acquisition |  | NI-SCXI-18 | National Instruments | Helpdesk, FGB | VU/F/FGB/BW | MF.B659 | - |  |  |  | 1 | SCXI
EQ017462 | 1121 + 1321 | Data-acquisition |  | NI-SCXI-17 | National Instruments | Helpdesk, FGB | VU/F/FGB/BW | MF.B659 | - |  |  |  | 1 | SCXI
EQ017461 | 1000-16 | Data-acquisition |  | NI-SCXI-16 | National Instruments | Helpdesk, FGB | VU/F/FGB/BW | MF.B659 | - |  |  |  | 1 | SCXI
EQ017460 | 1121 + 1321 | Data-acquisition |  | NI-SCXI-14 | National Instruments | Helpdesk, FGB | VU/F/FGB/BW | MF.B659 | - |  |  |  | 1 | SCXI
EQ017459 | 1000-13 | Data-acquisition |  | NI-SCXI-13 | National Instruments | Helpdesk, FGB | VU/F/FGB/BW | MF.B659 | - |  |  |  | 1 | SCXI
EQ017458 | 1121 + 1321 | Data-acquisition |  | NI-SCXI-11 | National Instruments | Helpdesk, FGB | VU/F/FGB/BW | MF.B659 | - |  |  |  | 1 | SCXI
EQ017457 | 1000-10 | Data-acquisition |  | NI-SCXI-10 | National Instruments | Helpdesk, FGB | VU/F/FGB/BW | MF.B659 | - |  |  |  | 1 | SCXI
EQ017456 | 1121 + 1321 | Data-acquisition |  | NI-SCXI-04 | National Instruments | Helpdesk, FGB | VU/F/FGB/BW | MF.B659 | - |  |  |  | 1 | SCXI
EQ017455 | 1121 + 1321 | Data-acquisition |  | NI-SCXI-03 | National Instruments | Helpdesk, FGB | VU/F/FGB/BW | MF.B659 | - |  |  |  | 1 | SCXI
EQ017454 | 1121 + 1321 | Data-acquisition |  | NI-SCXI-02 | National Instruments | Helpdesk, FGB | VU/F/FGB/BW | MF.B659 | - |  |  |  | 1 | SCXI
EQ017453 | 1121 + 1321 | Data-acquisition |  | NI-SCXI-01 | National Instruments | Helpdesk, FGB | VU/F/FGB/BW | MF.B659 | - |  |  |  | 1 | SCXI
EQ017452 | SW2782(BA) | Camera |  | Swivl-2-ROOD | Kraftmax | Schutte, LE | VU/F/FGB | MF.B659 | - |  |  |  | 1
EQ017451 | SW3322G | Camera |  | Swivl-1-GEEL | Kraftmax | Schutte, LE | VU/F/FGB | MF.B659 | - |  |  |  | 1
EQ017450 | HS video Turn Cockpit | Camera |  | HS-05 | Basler | Helpdesk, FGB | VU/F/FGB | MF.B659 | - |  |  |  | 1 | 0000105572-03
EQ017449 | HS Casio EX-ZR1000 | Camera |  | HS-04 | Casio | Helpdesk, FGB | VU/F/FGB | MF.B659 | - |  |  |  | 1 | EX-ZR1000
EQ017448 | HS Casio EX-ZR1000 | Camera |  | HS-03 | Casio | Helpdesk, FGB | VU/F/FGB | MF.B659 | - |  |  |  | 1 | EX-ZR1000
EQ017447 | HS Casio EX-ZR1000 | Camera |  | HS-02 | Casio | Helpdesk, FGB | VU/F/FGB | MF.B659 | - |  |  |  | 1 | EX-ZR1000
EQ017446 | HS Casio EX-ZR1000 | Camera |  | HS-01 | Casio | Helpdesk, FGB | VU/F/FGB | MF.B659 | - |  |  |  | 1 | EX-ZR1000
EQ017445 | HD Video | Camera |  | Handycam-10 | Canon | Helpdesk, FGB | VU/F/FGB | MF.B659 | - |  |  |  | 1 | HF R86
EQ017444 | HD Video | Camera |  | Handycam-09 | Canon | Helpdesk, FGB | VU/F/FGB | MF.B659 | - |  |  |  | 1 | HF R86
EQ017443 | HD Video | Camera |  | Handycam-08 | Canon | Helpdesk, FGB | VU/F/FGB | MF.B659 | - |  |  |  | 1 | HF R86
EQ017442 | HD Video | Camera |  | Handycam-07 | Canon | Helpdesk, FGB | VU/F/FGB | MF.B659 | - |  |  |  | 1 | HF R86
EQ017441 | HD Video | Camera |  | Handycam-06 | Canon | Helpdesk, FGB | VU/F/FGB | MF.B659 | - |  |  |  | 1 | HF R86
EQ017440 | HD Video | Camera |  | Handycam-05 | Canon | Helpdesk, FGB | VU/F/FGB | MF.B659 | - |  |  |  | 1 | HF R86
EQ017439 | HD Video | Camera |  | Handycam-04 | Canon | Helpdesk, FGB | VU/F/FGB | MF.B659 | - |  |  |  | 1 | HF R86
EQ017438 | HD Video | Camera |  | Handycam-03 | Canon | Helpdesk, FGB | VU/F/FGB | MF.B659 | - |  |  | 2 | 1 | HF R86
EQ017437 | HD Video | Camera |  | Handycam-02 | Canon | Helpdesk, FGB | VU/F/FGB | MF.B659 | - |  |  |  | 1 | HF R86
EQ017436 | HD Video | Camera |  | Handycam-01 | Canon | Helpdesk, FGB | VU/F/FGB | MF.B659 | - |  |  |  | 1 | HF R86
EQ017435 | Fuji XP60 | Camera |  | CAM-14 | Fuji | Helpdesk, FGB | VU/F/FGB | MF.B659 | - |  |  |  | 1 | XP60
EQ017434 | Fuji XP60 | Camera |  | CAM-13 | Fuji | Helpdesk, FGB | VU/F/FGB | MF.B659 | - |  |  |  | 1 | XP60
EQ017433 | Nikon Coolpix W300 | Camera |  | CAM-12 | Nikon | Helpdesk, FGB | VU/F/FGB | MF.B659 | - |  |  |  | 1 | Coolpix W300
EQ017432 | Nikon Coolpix W300 | Camera |  | CAM-11 | Nikon | Helpdesk, FGB | VU/F/FGB | MF.B659 | - |  |  |  | 1 | Coolpix W300
EQ017431 | (In repair) Fuji XP60 | Camera |  | CAM-10 | Fuji | Helpdesk, FGB | VU/F/FGB | MF.B659 | - |  |  |  | 1 | XP60
EQ017430 | Fuji XP60 | Camera |  | CAM-09 | Fuji | Helpdesk, FGB | VU/F/FGB | MF.B659 | - |  |  |  | 1 | XP60
EQ017429 | Nikon Coolpix W300 | Camera |  | CAM-08 | Nikon | Helpdesk, FGB | VU/F/FGB | MF.B659 | - |  |  |  | 1 | Coolpix W300
EQ017428 | Nikon Coolpix W300 | Camera |  | CAM-07 | Nikon | Helpdesk, FGB | VU/F/FGB | MF.B659 | - |  |  |  | 1 | Coolpix W300
EQ017427 | JVC FullHD video | Camera |  | CAM-06 | JVC | Helpdesk, FGB | VU/F/FGB | MF.B659 | - |  |  |  | 1
EQ017426 | JVC FullHD video | Camera |  | CAM-05 | JVC | Helpdesk, FGB | VU/F/FGB | MF.B659 | - |  |  |  | 1
EQ017425 | JVC FullHD video | Camera |  | CAM-04 | JVC | Helpdesk, FGB | VU/F/FGB | MF.B659 | - |  |  |  | 1
EQ017424 | JVC FullHD video | Camera |  | CAM-03 | JVC | Helpdesk, FGB | VU/F/FGB | MF.B659 | - |  |  |  | 1
EQ017423 | Sony RX100IV | Camera |  | CAM-02 | Sony | Helpdesk, FGB | VU/F/FGB | MF.B659 | - |  |  |  | 1 | RX1000 IV
EQ017422 | Sony RX100IV | Camera |  | CAM-01 | Sony | Helpdesk, FGB | VU/F/FGB | MF.B659 | - |  |  |  | 1 | RX1000 IV
EQ017421 | Sony RX10-III | Camera |  | CAM-00 | Sony | Helpdesk, FGB | VU/F/FGB | MF.B659 | - |  |  |  | 1 | RX1000 IV
EQ017420 | Set for RMR-measurements | Breath Analyse |  | RMR-15 | Cosmed | Helpdesk, FGB | VU/F/FGB | MF.B659 | - |  |  |  | 1
EQ017419 | K5 | Breath Analyse |  | K5-14 | Cosmed | Vallentgoed, Lennaert | VU/F/FGB | MF.B659 | - |  |  |  | 1 | K5
EQ017418 | K5 | Breath Analyse |  | K5-13 | Cosmed | Vallentgoed, Lennaert | VU/F/FGB | MF.B659 | - |  |  |  | 1 | K5
EQ017417 | K5 | Breath Analyse |  | K5-08 | Cosmed | Helpdesk, FGB | VU/F/FGB | MF.B659 | - |  |  |  | 1 | K5
EQ017416 | K5 | Breath Analyse |  | K5-05 | Cosmed | Helpdesk, FGB | VU/F/FGB | MF.B659 | - |  |  |  | 1 | K5
EQ017415 | ECG C12x | Breath Analyse |  | ECG-10 | Cosmed | Helpdesk, FGB | VU/F/FGB | MF.B659 | - |  |  |  | 1 | ECG C12
EQ017414 | ECG C12x | Breath Analyse |  | ECG-09 | Cosmed | Haakma, Nienke | VU/F/FGB | MF.B659 | - |  |  |  | 1 | ECG C12
EQ017413 | ECG C12 | Breath Analyse |  | ECG-06 | Cosmed | Helpdesk, FGB | VU/F/FGB | MF.B659 | - |  |  |  | 1 | ECG C12
EQ017412 | Quark CPET 12 (WN-KA251) | Breath Analyse |  | CPET-12 (WN-KA251) | Cosmed | Helpdesk, FGB | VU/F/FGB | WN.KA251 | - |  |  |  | 1 | Quark CPET
EQ017411 | Quark CPET 07 (C-478) | Breath Analyse |  | CPET-07 (C-478) | Cosmed | Helpdesk, FGB | VU/F/FGB | MF.C478 | - |  |  |  | 1 | Quark CPET
EQ017410 | Quark CPET 04 (A-411) | Breath Analyse |  | CPET-04 (A411, but moveable) | Cosmed | Haakma, Nienke | VU/F/FGB | MF.A411 | - |  |  |  | 1 | Quark CPET
EQ017409 | Quark CPET 03 (A-411) | Breath Analyse |  | CPET-03 (A411) | Cosmed | Haakma, Nienke | VU/F/FGB | MF.A411 | - |  |  |  | 1 | Quark CPET
EQ017408 | Quark CPET 02 (G-418) | Breath Analyse |  | CPET-02 (G-418 but moveable) | Cosmed | Helpdesk, FGB | VU/F/FGB | MF.G418 | - |  |  |  | 1 | Quark CPET
EQ017407 | Quark CPET 01 (G-418) | Breath Analyse |  | CPET-01 (G-418 but moveable) | Cosmed | Helpdesk, FGB | VU/F/FGB | MF.G418 | - |  |  |  | 1 | Quark CPET
EQ017406 | small masks | Breath Analyse |  | CHILD-11 small masks | Cosmed | Helpdesk, FGB | VU/F/FGB | MF.B659 | - |  |  |  | 1
EQ017405 | Monark LC 7 TT No1 (A-411) | Bike-ergometers |  | Monark LC 7 TT No1 (A-411) | Monark | Haakma, Nienke | VU/F/FGB/BW | MF.A411 | - |  |  |  | 1 | LC7TT
EQ017404 | Lode Corival #97 (B-645) | Bike-ergometers |  | Lode Corival #97 (B-645) | Lode | Helpdesk, FGB | VU/F/FGB/BW | MF.B645 | - |  |  |  | 1 | Corival
EQ017403 | Lode Corival #96 (B-645) | Bike-ergometers |  | Lode Corival #96 (B-645) | Lode | Helpdesk, FGB | VU/F/FGB/BW | MF.B645 | - |  |  |  | 1 | Corival
EQ017402 | Monark EVO 1 (G-418) | Bike-ergometers |  | Monark EVO 1 (G-418) | Monark | Helpdesk, FGB | VU/F/FGB/BW | MF.G418 | - |  |  |  | 1 | EVO
EQ017401 | Monark EVO 2 (G-418) | Bike-ergometers |  | Monark EVO 2 (G-418) | Monark | Helpdesk, FGB | VU/F/FGB/BW | MF.G418 | - |  |  |  | 1 | EVO
EQ017400 | Monark peakbike 01 (A-411) | Bike-ergometers |  | Monark peakbike 01 (A-411) | Monark | Haakma, Nienke | VU/F/FGB/BW | MF.A411 | - |  |  |  | 1 | Monark peakbike
EQ017399 | Mic for mobile | AudioDevice |  | Lavalier-003 | iRig | Helpdesk, FGB | VU/F/FGB | MF.B659 | - |  |  |  | 1
EQ017398 | Mic for mobile | AudioDevice |  | Lavalier-002 | iRig | Helpdesk, FGB | VU/F/FGB | MF.B659 | - |  |  |  | 1
EQ017397 | Mic for mobile devices | AudioDevice |  | Lavalier-001 | iRig | Helpdesk, FGB | VU/F/FGB | MF.B659 | - |  |  |  | 1
EQ017396 | Noise Cancelling | AudioDevice |  | Headphone-001 | Bose | Helpdesk, FGB | VU/F/FGB | MF.B659 | - |  |  |  | 0
EQ017395 | Water Bath with Beads | Water Bath |  | Water Bath Precission GP10 with Lab Armor Beads | Thermo Scientific | Vazquez Garcia, Adela | VU/F/BETA/CNCR/MCN | WN.A303 | - |  |  |  | 1 | TSGP10
EQ017394 | MCN set 6 P1000 | Pipette |  | Pipette P1000 | Gilson | Gouwenberg, Y | VU/F/BETA/CNCR/MCN | WN.C335 | - |  |  |  | 1 | P1000G
EQ017393 | MCN P20 | Pipette |  | Pipette P20 | Gilson | Gouwenberg, Y | VU/F/BETA/CNCR/MCN | WN.C335 | - |  |  |  | 1 | P20
EQ017392 |  | Pipette |  | Gilson Pipetteman P200 | Gilson | Boswijk, Elsa | VU/F/BETA/S&F/OSF | O2.01W19 | - |  |  |  | 1 | Pipetman P200
EQ017391 |  | Pipette |  | Gilson Pipetteman P200 | Gilson | Boswijk, Elsa | VU/F/BETA/S&F/OSF | O2.01W19 | - |  |  |  | 1 | Pipetman P200
EQ017390 |  | Pipette |  | Gilson Pipetteman P200 | Gilson | Boswijk, Elsa | VU/F/BETA/S&F/OSF | O2.01W19 | - |  |  |  | 1 | Pipetman P200
EQ017389 |  | Pipette |  | Gilson Pipetteman P200 | Gilson | Boswijk, Elsa | VU/F/BETA/S&F/OSF | O2.01W19 | - |  |  |  | 1 | Pipetman P200
EQ017388 |  | Pipette |  | Gilson Pipetteman P200 | Gilson | Boswijk, Elsa | VU/F/BETA/S&F/OSF | O2.01W19 | - |  |  |  | 1 | Pipetman P200
EQ017387 |  | Pipette |  | Gilson Pipetteman P200 | Gilson | Boswijk, Elsa | VU/F/BETA/S&F/OSF | O2.01W19 | - |  |  |  | 1 | Pipetman P200
EQ017386 |  | Pipette |  | Gilson Pipetteman P200 | Gilson | Boswijk, Elsa | VU/F/BETA/S&F/OSF | O2.01W19 | - |  |  |  | 1 | Pipetman P200
EQ017385 |  | Pipette |  | Gilson Pipetteman P200 | Gilson | Boswijk, Elsa | VU/F/BETA/S&F/OSF | O2.01W19 | - |  |  |  | 1 | Pipetman P200
EQ017384 |  | Pipette |  | Gilson Pipetteman P200 | Gilson | Boswijk, Elsa | VU/F/BETA/S&F/OSF | O2.01W19 | - |  |  |  | 1 | Pipetman P200
EQ017383 |  | Pipette |  | Gilson Pipetteman P200 | Gilson | Boswijk, Elsa | VU/F/BETA/S&F/OSF | O2.01W19 | - |  |  |  | 1 | Pipetman P200
EQ017382 |  | Pipette |  | Gilson Pipetteman P200 | Gilson | Boswijk, Elsa | VU/F/BETA/S&F/OSF | O2.01W19 | - |  |  |  | 1 | Pipetman P200
EQ017381 |  | Pipette |  | Gilson Pipetteman P200 | Gilson | Boswijk, Elsa | VU/F/BETA/S&F/OSF | O2.01W19 | - |  |  |  | 1 | Pipetman P200
EQ017380 |  | Pipette |  | Gilson Pipetteman P200 | Gilson | Boswijk, Elsa | VU/F/BETA/S&F/OSF | O2.01W19 | - |  |  |  | 1 | Pipetman P200
EQ017379 |  | Pipette |  | Gilson Pipetteman P200 | Gilson | Boswijk, Elsa | VU/F/BETA/S&F/OSF | O2.01W19 | - |  |  |  | 1 | Pipetman P200
EQ017378 |  | Pipette |  | Gilson Pipetteman P200 | Gilson | Boswijk, Elsa | VU/F/BETA/S&F/OSF | O2.01W19 | - |  |  |  | 1 | Pipetman P200
EQ017377 |  | Pipette |  | Gilson Pipetteman P200 | Gilson | Boswijk, Elsa | VU/F/BETA/S&F/OSF | O2.01W19 | - |  |  |  | 1 | Pipetman P200
EQ017376 |  | Pipette |  | Gilson Pipetteman P200 | Gilson | Boswijk, Elsa | VU/F/BETA/S&F/OSF | O2.01W19 | - |  |  |  | 1 | Pipetman P200
EQ017375 |  | Pipette |  | Gilson Pipetteman P200 | Gilson | Boswijk, Elsa | VU/F/BETA/S&F/OSF | O2.01W19 | - |  |  |  | 1 | Pipetman P200
EQ017374 |  | Pipette |  | Gilson Pipetteman P200 | Gilson | Boswijk, Elsa | VU/F/BETA/S&F/OSF | O2.01W19 | - |  |  |  | 1 | Pipetman P200
EQ017373 |  | Pipette |  | Gilson Pipetteman P200 | Gilson | Boswijk, Elsa | VU/F/BETA/S&F/OSF | O2.01W19 | - |  |  |  | 1 | Pipetman P200
EQ017372 |  | Pipette |  | Gilson Pipetteman P1000 | Gilson | Boswijk, Elsa | VU/F/BETA/S&F/OSF | O2.01W19 | - |  |  |  | 1 | Pipetman P1000
EQ017371 |  | Microplate reader |  | Microplate Reader | BMG Labtech | Boswijk, Elsa | VU/F/BETA/S&F/OSF | O2.01W24 | - |  |  |  | 1 | ClariostarPlus
EQ017370 |  | Pipette |  | Gilson Pipetteman P1000 | Gilson | Boswijk, Elsa | VU/F/BETA/S&F/OSF | O2.01W19 | - |  |  |  | 1 | Pipetman P1000
EQ017369 |  | Pipette |  | Gilson Pipetteman P20 | Gilson | Boswijk, Elsa | VU/F/BETA/S&F/OSF | O2.01W19 | - |  |  |  | 1 | Pipetman P20
EQ017368 |  | Pipette |  | Gilson Pipetteman P1000 | Gilson | Boswijk, Elsa | VU/F/BETA/S&F/OSF | O2.01W19 | - |  |  |  | 1 | Pipetman P1000
EQ017367 |  | Pipette |  | Gilson Pipetteman P20 | Gilson | Boswijk, Elsa | VU/F/BETA/S&F/OSF | O2.01W19 | - |  |  |  | 1 | Pipetman P20
EQ017366 |  | Pipette |  | Gilson Pipetteman P20 | Gilson | Boswijk, Elsa | VU/F/BETA/S&F/OSF | O2.01W19 | - |  |  |  | 1 | Pipetman P20
EQ017365 |  | Pipette |  | Gilson Pipetteman P20 | Gilson | Boswijk, Elsa | VU/F/BETA/S&F/OSF | O2.01W19 | - |  |  |  | 1 | Pipetman P20
EQ017364 |  | Pipette |  | Gilson Pipetteman P20 | Gilson | Boswijk, Elsa | VU/F/BETA/S&F/OSF | O2.01W19 | - |  |  |  | 1 | Pipetman P20
EQ017363 |  | Pipette |  | Gilson Pipetteman P20 | Gilson | Boswijk, Elsa | VU/F/BETA/S&F/OSF | O2.01W19 | - |  |  |  | 1 | Pipetman P20
EQ017362 |  | Pipette |  | Gilson Pipetteman P1000 | Gilson | Boswijk, Elsa | VU/F/BETA/S&F/OSF | O2.01W19 | - |  |  |  | 1 | Pipetman P1000
EQ017361 |  | Pipette |  | Gilson Pipetteman P20 | Gilson | Boswijk, Elsa | VU/F/BETA/S&F/OSF | O2.01W19 | - |  |  |  | 1 | Pipetman P20
EQ017360 |  | Pipette |  | Gilson Pipetteman P1000 | Gilson | Boswijk, Elsa | VU/F/BETA/S&F/OSF | O2.01W19 | - |  |  |  | 1 | Pipetman P1000
EQ017359 |  | Pipette |  | Gilson Pipetteman P20 | Gilson | Boswijk, Elsa | VU/F/BETA/S&F/OSF | O2.01W19 | - |  |  |  | 1 | Pipetman P20
EQ017358 |  | Pipette |  | Gilson Pipetteman P1000 | Gilson | Boswijk, Elsa | VU/F/BETA/S&F/OSF | O2.01W19 | - |  |  |  | 1 | Pipetman P1000
EQ017357 |  | Pipette |  | Gilson Pipetteman P20 | Gilson | Boswijk, Elsa | VU/F/BETA/S&F/OSF | O2.01W19 | - |  |  |  | 1 | Pipetman P20
EQ017356 |  | Pipette |  | Gilson Pipetteman P1000 | Gilson | Boswijk, Elsa | VU/F/BETA/S&F/OSF | O2.01W19 | - |  |  |  | 1 | Pipetman P1000
EQ017355 |  | Pipette |  | Gilson Pipetteman P20 | Gilson | Boswijk, Elsa | VU/F/BETA/S&F/OSF | O2.01W19 | - |  |  |  | 1 | Pipetman P20
EQ017354 |  | Pipette |  | Gilson Pipetteman P1000 | Gilson | Boswijk, Elsa | VU/F/BETA/S&F/OSF | O2.01W19 | - |  |  |  | 1 | Pipetman P1000
EQ017353 |  | Pipette |  | Gilson Pipetteman P20 | Gilson | Boswijk, Elsa | VU/F/BETA/S&F/OSF | O2.01W19 | - |  |  |  | 1 | Pipetman P20
EQ017352 |  | Pipette |  | Gilson Pipetteman P1000 | Gilson | Boswijk, Elsa | VU/F/BETA/S&F/OSF | O2.01W19 | - |  |  |  | 1 | Pipetman P1000
EQ017351 |  | Pipette |  | Gilson Pipetteman P20 | Gilson | Boswijk, Elsa | VU/F/BETA/S&F/OSF | O2.01W19 | - |  |  |  | 1 | Pipetman P20
EQ017350 |  | Pipette |  | Gilson Pipetteman P1000 | Gilson | Boswijk, Elsa | VU/F/BETA/S&F/OSF | O2.01W19 | - |  |  |  | 1 | Pipetman P1000
EQ017349 |  | Pipette |  | Gilson Pipetteman P20 | Gilson | Boswijk, Elsa | VU/F/BETA/S&F/OSF | O2.01W19 | - |  |  |  | 1 | Pipetman P20
EQ017348 |  | Pipette |  | Gilson Pipetteman P1000 | Gilson | Boswijk, Elsa | VU/F/BETA/S&F/OSF | O2.01W19 | - |  |  |  | 1 | Pipetman P1000
EQ017347 |  | Pipette |  | Gilson Pipetteman P20 | Gilson | Boswijk, Elsa | VU/F/BETA/S&F/OSF | O2.01W19 | - |  |  |  | 1 | Pipetman P20
EQ017346 |  | Pipette |  | Gilson Pipetteman P20 | Gilson | Boswijk, Elsa | VU/F/BETA/S&F/OSF | O2.01W19 | - |  |  |  | 1 | Pipetman P20
EQ017345 |  | Pipette |  | Gilson Pipetteman P1000 | Gilson | Boswijk, Elsa | VU/F/BETA/S&F/OSF | O2.01W19 | - |  |  |  | 1 | Pipetman P1000
EQ017344 |  | Pipette |  | Gilson Pipetteman P20 | Gilson | Boswijk, Elsa | VU/F/BETA/S&F/OSF | O2.01W19 | - |  |  |  | 1 | Pipetman P20
EQ017343 |  | Pipette |  | Gilson Pipetteman P1000 | Gilson | Boswijk, Elsa | VU/F/BETA/S&F/OSF | O2.01W19 | - |  |  |  | 1 | Pipetman P1000
EQ017342 |  | Pipette |  | Gilson Pipetteman P20 | Gilson | Boswijk, Elsa | VU/F/BETA/S&F/OSF | O2.01W19 | - |  |  |  | 1 | Pipetman P20
EQ017341 |  | Pipette |  | Gilson Pipetteman P1000 | Gilson | Boswijk, Elsa | VU/F/BETA/S&F/OSF | O2.01W19 | - |  |  |  | 1 | Pipetman P1000
EQ017340 |  | Pipette |  | Gilson Pipetteman P20 | Gilson | Boswijk, Elsa | VU/F/BETA/S&F/OSF | O2.01W19 | - |  |  |  | 1 | Pipetman P20
EQ017339 |  | Pipette |  | Gilson Pipetteman P1000 | Gilson | Boswijk, Elsa | VU/F/BETA/S&F/OSF | O2.01W19 | - |  |  |  | 1 | Pipetman P1000
EQ017338 |  | Pipette |  | Gilson Pipetteman P20 | Gilson | Boswijk, Elsa | VU/F/BETA/S&F/OSF | O2.01W19 | - |  |  |  | 1 | Pipetman P20
EQ017337 |  | Pipette |  | Gilson Pipetteman P1000 | Gilson | Boswijk, Elsa | VU/F/BETA/S&F/OSF | O2.01W19 | - |  |  |  | 1 | Pipetman P1000
EQ017336 |  | Pipette |  | Gilson Pipetteman P1000 | Gilson | Boswijk, Elsa | VU/F/BETA/S&F/OSF | O2.01W19 | - |  |  |  | 1 | Pipetman P1000
EQ017335 |  | Pipette |  | Gilson Pipetteman P1000 | Gilson | Boswijk, Elsa | VU/F/BETA/S&F/OSF | O2.01W19 | - |  |  |  | 1 | Pipetman P1000
EQ017334 |  | Pipette |  | Gilson Pipetteman P1000 | Gilson | Boswijk, Elsa | VU/F/BETA/S&F/OSF | O2.01W19 | - |  |  |  | 1 | Pipetman P1000
EQ017333 |  | Pipette |  | Gilson Pipetteman P20 | Gilson | Boswijk, Elsa | VU/F/BETA/S&F/OSF | O2.01W19 | - |  |  |  | 1 | Pipetman P20
EQ017332 |  | Pipette |  | Gilson Pipetteman P1000 | Gilson | Boswijk, Elsa | VU/F/BETA/S&F/OSF | O2.01W19 | - |  |  |  | 1 | Pipetman P1000
EQ017331 |  | Blender |  | Blender Omniblend TM 800 |  | Sasbrink, Bart | VU/F/BETA/N&S/BF&E | WN.G131 | - |  |  |  | 1 | Omniblend TM 800
EQ017330 |  | Disco Ball |  | Disco Ball | VU | Berge Henegouwen, Klaartje Madelief van | VU/F/BETA/N&S/AML | WN.P004 | - |  |  |  | 1
EQ017329 |  | Light Source |  | LED Lights | AYRA | Berge Henegouwen, Klaartje Madelief van | VU/F/BETA/N&S/AML | WN.P004 | - |  |  |  | 1
EQ017328 |  | Audio Equipment |  | Audio Interface | Behringer | Berge Henegouwen, Klaartje Madelief van | VU/F/BETA/N&S/AML | WN.P004 | - |  |  |  | 1 | U-PHORIA UMC22
EQ017327 |  | Computer |  | HP Computer | Hewlett Packard (HP) | Berge Henegouwen, Klaartje Madelief van | VU/F/BETA/N&S/AML | WN.P004 | - |  |  |  | 1
EQ017326 |  | Television |  | Philips TV | Philips | Berge Henegouwen, Klaartje Madelief van | VU/F/BETA/N&S/AML | WN.P004 | - |  |  |  | 1
EQ017325 |  | Television |  | Samsung TV | Samsung | Berge Henegouwen, Klaartje Madelief van | VU/F/BETA/N&S/AML | WN.P004 | - |  |  |  | 1
EQ017324 |  | Fridge |  | Refridgerator | Liebherr | Berge Henegouwen, Klaartje Madelief van | VU/F/BETA/N&S/AML | WN.P004 | - |  |  |  | 1 | Profi line
EQ017323 |  | Fridge |  | Refridgerator | Sanyo | Berge Henegouwen, Klaartje Madelief van | VU/F/BETA/N&S/AML | WN.P004 | - |  |  |  | 1 | Medicool
EQ017322 |  | Fridge |  | Refridgerator | Exquisit | Berge Henegouwen, Klaartje Madelief van | VU/F/BETA/N&S/AML | WN.P004 | - |  |  |  | 1
EQ017321 |  | Coffee machine |  | Coffee Machine | Bosch | Berge Henegouwen, Klaartje Madelief van | VU/F/BETA/N&S/AML | WN.P004 | - |  |  |  | 1
EQ017320 |  | Touch Screen Interface |  | Touch Screen | VU | Berge Henegouwen, Klaartje Madelief van | VU/F/BETA/N&S/AML | WN.P004 | - |  |  |  | 1
EQ017319 |  | Toaster |  | Toaster | Bourgini | Berge Henegouwen, Klaartje Madelief van | VU/F/BETA/N&S/AML | WN.P004 | - |  |  |  | 1
EQ017318 |  | Extension Cable |  | Extension Cable | VU | Berge Henegouwen, Klaartje Madelief van | VU/F/BETA/N&S/AML | WN.P004 | - |  |  |  | 1
EQ017317 |  | Extension Cable |  | Extension Cable | VU | Berge Henegouwen, Klaartje Madelief van | VU/F/BETA/N&S/AML | WN.P004 | - |  |  |  | 1
EQ017316 |  | Extension Cable |  | Extension Cable | VU | Berge Henegouwen, Klaartje Madelief van | VU/F/BETA/N&S/AML | WN.P004 | - |  |  |  | 1
EQ017315 |  | Kettle |  | Electric Kettle | Blokker | Berge Henegouwen, Klaartje Madelief van | VU/F/BETA/N&S/AML | WN.P004 | - |  |  |  | 1
EQ017314 |  | Speakers |  | Speakers | Behringer | Berge Henegouwen, Klaartje Madelief van | VU/F/BETA/N&S/AML | WN.P004 | - |  |  |  | 1
EQ017313 |  | Pump/Compressor |  | Compressor Unit | Sumitomo Heavy Industries Ltd | Kortekaas, R | VU/F/BETA/N&S/AML | WN.KB134 | - |  |  |  | 1 | F-70H(PT)
EQ017312 | 008425 | Power Supply |  | Power Supply | FuG | Kortekaas, R | VU/F/BETA/N&S/AML | WN.NK55 | - |  |  |  | 1 | HCN 140-20 000
EQ017311 | 008414 | Power Supply |  | Power Supply | FuG | Kortekaas, R | VU/F/BETA/N&S/AML | WN.NK55 | - |  |  |  | 1 | HCN 140-20 000
EQ017310 |  | Power Supply |  | Power Supply | Delta Elektronika | Kortekaas, R | VU/F/BETA/N&S/AML | WN.NK55 | - |  |  |  | 1 | SM 6020
EQ017309 |  | Power Supply |  | Power Supply | Pfeiffer | Kortekaas, R | VU/F/BETA/N&S/AML | WN.NK55 | - |  |  |  | 1 | TCP 040
EQ017308 |  | Power Supply |  | Power Supply | Pfeiffer | Kortekaas, R | VU/F/BETA/N&S/AML | WN.NK55 | - |  |  |  | 1 | TCP 040
EQ017307 |  | Power Supply |  | Power Supply | Pfeiffer | Kortekaas, R | VU/F/BETA/N&S/AML | WN.NK55 | - |  |  |  | 1 | TCP 040
EQ017306 |  | Pump Controller |  | Pump Controller | Pfeiffer | Kortekaas, R | VU/F/BETA/N&S/AML | WN.NK55 | - |  |  |  | 1 | TCP 121
EQ017305 |  | Pump Controller |  | Turbo Pump Controller | Balzers | Kortekaas, R | VU/F/BETA/N&S/AML | WN.NK55 | - |  |  |  | 1 | TCP 300
EQ017304 |  | Power Supply |  | Power Supply | Balzers | Kortekaas, R | VU/F/BETA/N&S/AML | WN.NK55 | - |  |  |  | 1 | TCP 380
EQ017303 |  | Power Supply |  | Power Supply | Balzers | Kortekaas, R | VU/F/BETA/N&S/AML | WN.NK55 | - |  |  |  | 1 | TCP 380
EQ017302 |  | Pump Controller |  | Turbo Pump Controller | Balzers | Kortekaas, R | VU/F/BETA/N&S/AML | WN.NK55 | - |  |  |  | 1 | TCP 121
EQ017301 |  | Pump Controller |  | Turbo Pump Controller | Balzers | Kortekaas, R | VU/F/BETA/N&S/AML | WN.NK55 | - |  |  |  | 1 | TCP 121
EQ017300 |  | Pump Controller |  | Turbo Pump Controller | Balzers | Kortekaas, R | VU/F/BETA/N&S/AML | WN.NK55 | - |  |  |  | 1 | TCP 121
EQ017299 |  | Pump Controller |  | Turbo Pump Controller | Balzers | Kortekaas, R | VU/F/BETA/N&S/AML | WN.NK55 | - |  |  |  | 1 | TCP 121
EQ017298 |  | Pump Controller |  | Turbo Pump Controller | Balzers | Kortekaas, R | VU/F/BETA/N&S/AML | WN.NK55 | - |  |  |  | 1 | TCP 121
EQ017297 |  | Pump Controller |  | Turbo Pump Controller | Balzers | Kortekaas, R | VU/F/BETA/N&S/AML | WN.NK55 | - |  |  |  | 1 | TCP 121
EQ017296 |  | Power Supply |  | Power Supply | Pfeiffer | Kortekaas, R | VU/F/BETA/N&S/AML | WN.NK55 | - |  |  |  | 1 | TCP 310
EQ017295 |  | Pump Controller |  | Turbo Controller Interface | Hiden Analytical | Kortekaas, R | VU/F/BETA/N&S/AML | WN.NK55 | - |  |  |  | 1 | TCIU
EQ017294 |  | Pump Controller |  | Turbo Pump Controller | Balzers | Kortekaas, R | VU/F/BETA/N&S/AML | WN.NK55 | - |  |  |  | 1 | TCP 015
EQ017293 |  | Pressure controller |  | Pressure Controller | Edwards | Kortekaas, R | VU/F/BETA/N&S/AML | WN.NK55 | - |  |  |  | 1 | Model 1570
EQ017292 |  | Pressure controller |  | Pressure Controller | Edwards | Kortekaas, R | VU/F/BETA/N&S/AML | WN.NK55 | - |  |  |  | 1 | Model 1570
EQ017291 |  | Pump Controller |  | Ion Gauge Controller | Heraeus | Kortekaas, R | VU/F/BETA/N&S/AML | WN.NK55 | - |  |  |  | 1 | Ionivac IM 2 10
EQ017290 |  | Pump Controller |  | Pump Controller | VU | Kortekaas, R | VU/F/BETA/N&S/AML | WN.NK55 | - |  |  |  | 1
EQ017289 |  | Pump Controller |  | Turbo Pump Controller | Pfeiffer | Kortekaas, R | VU/F/BETA/N&S/AML | WN.NK55 | - |  |  |  | 1 | TCP 015
EQ017288 |  | Pump Controller |  | Ionisation Gauge Controller | Granville-Phillips | Kortekaas, R | VU/F/BETA/N&S/AML | WN.NK55 | - |  |  |  | 1 | 350
EQ017287 |  | Pump Controller |  | Vacuum Gauge Controller | Granville-Phillips | Kortekaas, R | VU/F/BETA/N&S/AML | WN.NK55 | - |  |  |  | 1 | 340
EQ017286 |  | Pump Controller |  | Vacuum Gauge Controller | Granville-Phillips | Kortekaas, R | VU/F/BETA/N&S/AML | WN.NK55 | - |  |  |  | 1 | 307
EQ017285 |  | Pump Controller |  | Pump Controller | Pfeiffer | Kortekaas, R | VU/F/BETA/N&S/AML | WN.NK55 | - |  |  |  | 1
EQ017284 |  | Pump Controller |  | Analogue Pump Controller | VU | Kortekaas, R | VU/F/BETA/N&S/AML | WN.NK55 | - |  |  |  | 1
EQ017283 |  | Pump Controller |  | Analogue Pump Controller | VU | Kortekaas, R | VU/F/BETA/N&S/AML | WN.NK55 | - |  |  |  | 1
EQ017282 |  | Pump Controller |  | Analogue Pump Controller | Balzers | Kortekaas, R | VU/F/BETA/N&S/AML | WN.NK55 | - |  |  |  | 1 | IKG 010
EQ017281 |  | Pump Controller |  | Pump Controller | Pfeiffer | Kortekaas, R | VU/F/BETA/N&S/AML | WN.NK55 | - |  |  |  | 1 | Vacuum
EQ017280 | 001541 | Pump Controller |  | Pump Controller | Agilent | Kortekaas, R | VU/F/BETA/N&S/AML | WN.NK55 | - |  |  |  | 0 | Turbo-V 550
EQ017279 | 001465 | Pump Controller |  | Pump Controller | Agilent | Kortekaas, R | VU/F/BETA/N&S/AML | WN.NK55 | - |  |  |  | 0 | Turbo-V 550
EQ017278 | 008671 | Power Supply |  | Power Supply | Pfeiffer | Kortekaas, R | VU/F/BETA/N&S/AML | WN.NK55 | - |  |  |  | 1 | TCP-380
EQ017277 |  | Power Supply |  | Power Supply | Pfeiffer | Kortekaas, R | VU/F/BETA/N&S/AML | WN.NK55 | - |  |  |  | 1 | TCP-380
EQ017276 |  | Power Supply |  | Power Supply | Pfeiffer | Kortekaas, R | VU/F/BETA/N&S/AML | WN.NK55 | - |  |  |  | 1 | TCP-380
EQ017275 |  | Soldering Iron/Machine |  | Soldering Machine | Weller | Kortekaas, R | VU/F/BETA/N&S/AML | WN.G180 | - |  |  |  | 1
EQ017274 |  | Drill |  | Drill | Steinel | Kortekaas, R | VU/F/BETA/N&S/AML | WN.G180 | - |  |  |  | 1
EQ017273 |  | Vacuum Pump |  | Vacuum Pump | Pfeiffer | Kortekaas, R | VU/F/BETA/N&S/AML | WN.G180 | - |  |  |  | 1 | Adixen
EQ017272 |  | Ultrasonic Cleaner |  | Ultrasonic Bath | HBM | Kortekaas, R | VU/F/BETA/N&S/AML | WN.G180 | - |  |  |  | 1
EQ017271 |  | Vacuum Cleaner |  | Vacuum Cleaner | Karcher | Kortekaas, R | VU/F/BETA/N&S/AML | WN.G180 | - |  |  |  | 1
EQ017270 |  | Pump Controller |  | Vacuum Controller | Pfeiffer | Kortekaas, R | VU/F/BETA/N&S/AML | WN.G180 | - |  |  |  | 1 | Vacuum
EQ017269 |  | Helium leak detector |  | Helium Leak Detector | Pfeiffer | Kortekaas, R | VU/F/BETA/N&S/AML | WN.G180 | - |  |  |  | 1 | ASM340
EQ017268 |  | Lamp |  | Lamp | ARC | Kortekaas, R | VU/F/BETA/N&S/AML | WN.G180 | - |  |  |  | 1
EQ017267 |  | Lamp |  | Lamp | VU | Kortekaas, R | VU/F/BETA/N&S/AML | WN.G180 | - |  |  |  | 1
EQ017266 |  | Drill |  | Drill | Steinel | Kortekaas, R | VU/F/BETA/N&S/AML | WN.G180 | - |  |  |  | 1
EQ017265 |  | Soldering Iron/Machine |  | Soldering Machine | Weller | Kortekaas, R | VU/F/BETA/N&S/AML | WN.G180 | - |  |  |  | 1
EQ017264 |  | Power Supply |  | Power Supply | VU | Kortekaas, R | VU/F/BETA/N&S/AML | WN.G180 | - |  |  |  | 1 | PS-3037
EQ017263 |  | Oven |  | Pol-Eko drying oven | POL-EKO | Logtestijn, RSP van | VU/F/BETA/A-LIFE | WN.M529 | - |  |  |  | 1 | SLW 115 Simple
EQ017262 |  | Microscope |  | Microscope | Bresser | Kortekaas, R | VU/F/BETA/N&S/AML | WN.G180 | - |  |  |  | 1 | Biorit ICD CS
EQ017261 |  | Printer |  | HP Printer | Hewlett Packard (HP) | Kortekaas, R | VU/F/BETA/N&S/AML | WN.G180 | - |  |  |  | 1 | Deskjet 2000
EQ017260 |  | Photoscanner |  | Scanner | Canon | Kortekaas, R | VU/F/BETA/N&S/AML | WN.G180 | - |  |  |  | 1 | LiDE 210
EQ017259 |  | Computer Monitor |  | HP Monitor | Hewlett Packard (HP) | Kortekaas, R | VU/F/BETA/N&S/AML | WN.G180 | - |  |  |  | 1 | EliteDisplay E231
EQ017258 |  | Computer Monitor |  | HP Monitor | Hewlett Packard (HP) | Kortekaas, R | VU/F/BETA/N&S/AML | WN.G180 | - |  |  |  | 1 | Compaq LA2205wg
EQ017257 | 026673 | Computer |  | HP Computer | Hewlett Packard (HP) | Kortekaas, R | VU/F/BETA/N&S/AML | WN.G180 | - |  |  |  | 1
EQ017256 |  | Power/Energy Meter |  | Power Meter | Scientech | Kortekaas, R | VU/F/BETA/N&S/AML | WN.G179 | - |  |  |  | 0
EQ017255 |  | Motor driver |  | Stepper Motor Controller | VU | Kortekaas, R | VU/F/BETA/N&S/AML | WN.G179 | - |  |  |  | 1
EQ017254 |  | Oscilloscope |  | Oscilloscope | Tektronix | Kortekaas, R | VU/F/BETA/N&S/AML | WN.KB142 | - |  |  |  | 1
EQ017253 |  | Computer Monitor |  | Dell Monitor | Dell | Kortekaas, R | VU/F/BETA/N&S/AML | WN.KB142 | - |  |  |  | 1
EQ017252 |  | Power Supply |  | Power Supply | Ortec | Kortekaas, R | VU/F/BETA/N&S/AML | WN.G179 | - |  |  |  | 1
EQ017251 |  | Power Supply |  | Power Supply | Ortec | Kortekaas, R | VU/F/BETA/N&S/AML | WN.G179 | - |  |  |  | 1
EQ017250 |  | Control Unit |  | Power Supply/Control Unit | VU | Kortekaas, R | VU/F/BETA/N&S/AML | WN.G179 | - |  |  |  | 1
EQ017249 |  | Oscilloscope |  | Oscilloscope | Tektronix | Kortekaas, R | VU/F/BETA/N&S/AML | WN.G179 | - |  |  |  | 1 | MSO 2024B Mixed Signal Oscilloscope
EQ017248 |  | Extension Cable |  | Extension Cable | VU | Kortekaas, R | VU/F/BETA/N&S/AML | WN.G179 | - |  |  |  | 1
EQ017247 |  | Computer interface |  | USB GPIB Adapter | National Instruments | Limburg, Rob | VU/F/BETA/TC/Electronica | WN.P043 | - |  |  |  | 1 | GPIB-USB-HS
EQ017246 |  | Control Unit |  | Control Unit | VU | Kortekaas, R | VU/F/BETA/N&S/AML | WN.G179 | - |  |  |  | 1
EQ017245 |  | Power/Energy Meter |  | DC Micrometer | VU | Kortekaas, R | VU/F/BETA/N&S/AML | WN.G179 | - |  |  |  | 1
EQ017244 |  | Control Unit |  | Control Unit | VU | Kortekaas, R | VU/F/BETA/N&S/AML | WN.G179 | - |  |  |  | 1
EQ017243 |  | Control Unit |  | Control Unit | Par Scientific Instruments | Kortekaas, R | VU/F/BETA/N&S/AML | WN.G179 | - |  |  |  | 1 | Spike 150 PR
EQ017242 |  | Power Supply |  | Power Supply | Delta Elektronika | Kortekaas, R | VU/F/BETA/N&S/AML | WN.G179 | - |  |  |  | 1 | E 0300-0.1
EQ017241 |  | Control Unit |  | Control Unit | VU | Kortekaas, R | VU/F/BETA/N&S/AML | WN.G179 | - |  |  |  | 1
EQ017240 |  | Power Supply |  | Power Supply | Spectra Physics | Kortekaas, R | VU/F/BETA/N&S/AML | WN.G179 | - |  |  |  | 0
EQ017239 |  | Pump Controller |  | Vacuum Controller | Leybold | Kortekaas, R | VU/F/BETA/N&S/AML | WN.G179 | - |  |  |  | 1 | Thermovac
EQ017238 |  | Pump Controller |  | Pump Controller | Pfeiffer | Kortekaas, R | VU/F/BETA/N&S/AML | WN.G179 | - |  |  |  | 1 | MaxiGauge
EQ017237 |  | Pump Controller |  | Turbo Pump Controller | Pfeiffer | Kortekaas, R | VU/F/BETA/N&S/AML | WN.G179 | - |  |  |  | 1 | DCU
EQ017236 |  | Power Supply |  | Power Supply | VU | Kortekaas, R | VU/F/BETA/N&S/AML | WN.G179 | - |  |  |  | 1
EQ017235 |  | Control Unit |  | Control Unit | VU | Kortekaas, R | VU/F/BETA/N&S/AML | WN.G179 | - |  |  |  | 1
EQ017234 |  | Laser |  | Laser | Spectra Physics | Kortekaas, R | VU/F/BETA/N&S/AML | WN.G179 | - |  |  |  | 0 | Quanta-Ray GCR Series
EQ017233 |  | Control Unit |  | Control Unit | VU | Kortekaas, R | VU/F/BETA/N&S/AML | WN.G180 | - |  |  |  | 1
EQ017232 |  | Adapter |  | Adapter | VU | Kortekaas, R | VU/F/BETA/N&S/AML | WN.G180 | - |  |  |  | 1
EQ017231 |  | Pressure controller |  | Gas Valve Control | VU | Kortekaas, R | VU/F/BETA/N&S/AML | WN.G180 | - |  |  |  | 1
EQ017230 |  | Adapter |  | Adapter | VU | Kortekaas, R | VU/F/BETA/N&S/AML | WN.G180 | - |  |  |  | 1
EQ017229 |  | Adapter |  | Adapter | VU | Kortekaas, R | VU/F/BETA/N&S/AML | WN.G180 | - |  |  |  | 1
EQ017228 |  | Adapter |  | Adapter | VU | Kortekaas, R | VU/F/BETA/N&S/AML | WN.G180 | - |  |  |  | 0
EQ017227 |  | Adapter |  | Adapter | VU | Kortekaas, R | VU/F/BETA/N&S/AML | WN.G180 | - |  |  |  | 0
EQ017226 |  | Adapter |  | Adapter | VU | Kortekaas, R | VU/F/BETA/N&S/AML | WN.G180 | - |  |  |  | 1
EQ017225 |  | Adapter |  | Adapter | VU | Kortekaas, R | VU/F/BETA/N&S/AML | WN.G180 | - |  |  |  | 0
EQ017224 |  | Adapter |  | Adapter | VU | Kortekaas, R | VU/F/BETA/N&S/AML | WN.G180 | - |  |  |  | 0
EQ017223 |  | Adapter |  | Adapter | VU | Kortekaas, R | VU/F/BETA/N&S/AML | WN.G180 | - |  |  |  | 1
EQ017222 |  | Adapter |  | Adapter | VU | Kortekaas, R | VU/F/BETA/N&S/AML | WN.G180 | - |  |  |  | 0
EQ017221 |  | Adapter |  | Adapter | VU | Kortekaas, R | VU/F/BETA/N&S/AML | WN.G180 | - |  |  |  | 0
EQ017220 |  | Adapter |  | Adapter | VU | Kortekaas, R | VU/F/BETA/N&S/AML | WN.G180 | - |  |  |  | 0
EQ017219 |  | Adapter |  | Adapter | VU | Kortekaas, R | VU/F/BETA/N&S/AML | WN.G180 | - |  |  |  | 0
EQ017218 |  | Adapter |  | Adapter | VU | Kortekaas, R | VU/F/BETA/N&S/AML | WN.G180 | - |  |  |  | 1
EQ017217 |  | Adapter |  | Adapter | VU | Kortekaas, R | VU/F/BETA/N&S/AML | WN.G180 | - |  |  |  | 0
EQ017216 |  | Adapter |  | Adapter | VU | Kortekaas, R | VU/F/BETA/N&S/AML | WN.G180 | - |  |  |  | 0
EQ017215 |  | Adapter |  | Adapter | VU | Kortekaas, R | VU/F/BETA/N&S/AML | WN.G180 | - |  |  |  | 1
EQ017214 |  | Adapter |  | Adapter | VU | Kortekaas, R | VU/F/BETA/N&S/AML | WN.G180 | - |  |  |  | 0
EQ017213 |  | Adapter |  | Adapter | VU | Kortekaas, R | VU/F/BETA/N&S/AML | WN.G180 | - |  |  |  | 0
EQ017212 |  | Adapter |  | Adapter | VU | Kortekaas, R | VU/F/BETA/N&S/AML | WN.G180 | - |  |  |  | 0
EQ017211 |  | Adapter |  | Adapter | VU | Kortekaas, R | VU/F/BETA/N&S/AML | WN.G180 | - |  |  |  | 0
EQ017210 |  | Adapter |  | Adapter | VU | Kortekaas, R | VU/F/BETA/N&S/AML | WN.G180 | - |  |  |  | 0
EQ017209 |  | Adapter |  | Adapter | VU | Kortekaas, R | VU/F/BETA/N&S/AML | WN.G180 | - |  |  |  | 0
EQ017208 |  | Adapter |  | Adapter | VU | Kortekaas, R | VU/F/BETA/N&S/AML | WN.G180 | - |  |  |  | 1
EQ017207 |  | Adapter |  | Adapter | VU | Kortekaas, R | VU/F/BETA/N&S/AML | WN.G180 | - |  |  |  | 1
EQ017206 |  | Adapter |  | Adapter | VU | Kortekaas, R | VU/F/BETA/N&S/AML | WN.G180 | - |  |  |  | 0
EQ017205 |  | Adapter |  | Adapter | VU | Kortekaas, R | VU/F/BETA/N&S/AML | WN.G180 | - |  |  |  | 1
EQ017204 |  | Adapter |  | Adapter | VU | Kortekaas, R | VU/F/BETA/N&S/AML | WN.G180 | - |  |  |  | 1
EQ017203 |  | Adapter |  | Adapter | VU | Kortekaas, R | VU/F/BETA/N&S/AML | WN.G180 | - |  |  |  | 0
EQ017202 |  | Adapter |  | Adapter | VU | Kortekaas, R | VU/F/BETA/N&S/AML | WN.G180 | - |  |  |  | 0
EQ017201 |  | Adapter |  | Adapter | VU | Kortekaas, R | VU/F/BETA/N&S/AML | WN.G180 | - |  |  |  | 0
EQ017200 |  | Adapter |  | Adapter | VU | Kortekaas, R | VU/F/BETA/N&S/AML | WN.G180 | - |  |  |  | 0
EQ017199 |  | Adapter |  | Adapter | VU | Kortekaas, R | VU/F/BETA/N&S/AML | WN.G180 | - |  |  |  | 0
EQ017198 |  | Adapter |  | Adapter | VU | Kortekaas, R | VU/F/BETA/N&S/AML | WN.G180 | - |  |  |  | 1
EQ017197 |  | Adapter |  | Adapter | VU | Kortekaas, R | VU/F/BETA/N&S/AML | WN.G180 | - |  |  |  | 0
EQ017196 |  | Adapter |  | Adapter | VU | Kortekaas, R | VU/F/BETA/N&S/AML | WN.G180 | - |  |  |  | 0
EQ017195 |  | Adapter |  | Adapter | VU | Kortekaas, R | VU/F/BETA/N&S/AML | WN.G180 | - |  |  |  | 0
EQ017194 |  | Adapter |  | Adapter | VU | Kortekaas, R | VU/F/BETA/N&S/AML | WN.G180 | - |  |  |  | 1
EQ017193 |  | Adapter |  | Adapter | VU | Kortekaas, R | VU/F/BETA/N&S/AML | WN.G180 | - |  |  |  | 1
EQ017192 |  | Adapter |  | Adapter | VU | Kortekaas, R | VU/F/BETA/N&S/AML | WN.G180 | - |  |  |  | 0
EQ017191 |  | Adapter |  | Adapter | VU | Kortekaas, R | VU/F/BETA/N&S/AML | WN.G180 | - |  |  |  | 0
EQ017190 |  | Adapter |  | Adapter | VU | Kortekaas, R | VU/F/BETA/N&S/AML | WN.G180 | - |  |  |  | 0
EQ017189 |  | Adapter |  | Adapter | VU | Kortekaas, R | VU/F/BETA/N&S/AML | WN.G180 | - |  |  |  | 0
EQ017188 |  | Adapter |  | Adapter | VU | Kortekaas, R | VU/F/BETA/N&S/AML | WN.G180 | - |  |  |  | 0
EQ017187 |  | Adapter |  | Adapter | VU | Kortekaas, R | VU/F/BETA/N&S/AML | WN.G180 | - |  |  |  | 1
EQ017186 |  | Adapter |  | Adapter | VU | Kortekaas, R | VU/F/BETA/N&S/AML | WN.G180 | - |  |  |  | 1
EQ017185 |  | Adapter |  | Adapter | VU | Kortekaas, R | VU/F/BETA/N&S/AML | WN.G180 | - |  |  |  | 1
EQ017184 |  | Adapter |  | Adapter | VU | Kortekaas, R | VU/F/BETA/N&S/AML | WN.G180 | - |  |  |  | 1
EQ017183 |  | Adapter |  | Adapter | VU | Kortekaas, R | VU/F/BETA/N&S/AML | WN.G180 | - |  |  |  | 1
EQ017182 |  | Adapter |  | Adapter | VU | Kortekaas, R | VU/F/BETA/N&S/AML | WN.G180 | - |  |  |  | 0
EQ017181 |  | Adapter |  | Adapter | VU | Kortekaas, R | VU/F/BETA/N&S/AML | WN.G180 | - |  |  |  | 1
EQ017180 |  | Adapter |  | Adapter | VU | Kortekaas, R | VU/F/BETA/N&S/AML | WN.G180 | - |  |  |  | 1
EQ017179 |  | Adapter |  | Adapter | VU | Kortekaas, R | VU/F/BETA/N&S/AML | WN.G180 | - |  |  |  | 0
EQ017178 |  | Adapter |  | Adapter | VU | Kortekaas, R | VU/F/BETA/N&S/AML | WN.G180 | - |  |  |  | 1
EQ017177 |  | Adapter |  | Adapter | VU | Kortekaas, R | VU/F/BETA/N&S/AML | WN.G180 | - |  |  |  | 0
EQ017176 |  | Adapter |  | Adapter | VU | Kortekaas, R | VU/F/BETA/N&S/AML | WN.G180 | - |  |  |  | 0
EQ017175 |  | Adapter |  | Adapter | VU | Kortekaas, R | VU/F/BETA/N&S/AML | WN.G180 | - |  |  |  | 0
EQ017174 |  | Adapter |  | Adapter | VU | Kortekaas, R | VU/F/BETA/N&S/AML | WN.G180 | - |  |  |  | 0
EQ017173 |  | Adapter |  | Adapter | VU | Kortekaas, R | VU/F/BETA/N&S/AML | WN.G180 | - |  |  |  | 0
EQ017172 |  | Adapter |  | Adapter | VU | Kortekaas, R | VU/F/BETA/N&S/AML | WN.G180 | - |  |  |  | 0
EQ017171 |  | Adapter |  | Adapter | VU | Kortekaas, R | VU/F/BETA/N&S/AML | WN.G180 | - |  |  |  | 0
EQ017170 |  | Adapter |  | Adapter | VU | Kortekaas, R | VU/F/BETA/N&S/AML | WN.G180 | - |  |  |  | 0
EQ017169 |  | Adapter |  | Adapter | VU | Kortekaas, R | VU/F/BETA/N&S/AML | WN.G180 | - |  |  |  | 1
EQ017168 |  | Adapter |  | Adapter | VU | Kortekaas, R | VU/F/BETA/N&S/AML | WN.G180 | - |  |  |  | 0
EQ017167 |  | Adapter |  | Adapter | VU | Kortekaas, R | VU/F/BETA/N&S/AML | WN.G180 | - |  |  |  | 1
EQ017166 |  | Adapter |  | Adapter | VU | Kortekaas, R | VU/F/BETA/N&S/AML | WN.G180 | - |  |  |  | 1
EQ017165 |  | Adapter |  | Adapter | VU | Kortekaas, R | VU/F/BETA/N&S/AML | WN.G180 | - |  |  |  | 0
EQ017164 |  | Adapter |  | Adapter | VU | Kortekaas, R | VU/F/BETA/N&S/AML | WN.G180 | - |  |  |  | 1
EQ017163 |  | Adapter |  | Adapter | VU | Kortekaas, R | VU/F/BETA/N&S/AML | WN.G180 | - |  |  |  | 0
EQ017162 |  | Adapter |  | Adapter | VU | Kortekaas, R | VU/F/BETA/N&S/AML | WN.G180 | - |  |  |  | 1
EQ017161 |  | Adapter |  | Adapter | VU | Kortekaas, R | VU/F/BETA/N&S/AML | WN.G180 | - |  |  |  | 0
EQ017160 |  | Adapter |  | Adapter | VU | Kortekaas, R | VU/F/BETA/N&S/AML | WN.G180 | - |  |  |  | 0
EQ017159 |  | Transformer |  | Transformer | Intelecsa | Kortekaas, R | VU/F/BETA/N&S/AML | WN.G180 | - |  |  |  | 1
EQ017158 |  | Transformer |  | Transformer | Intelecsa | Kortekaas, R | VU/F/BETA/N&S/AML | WN.G180 | - |  |  |  | 1
EQ017157 |  | Transformer |  | Transformer | Intelecsa | Kortekaas, R | VU/F/BETA/N&S/AML | WN.G180 | - |  |  |  | 1
EQ017156 |  | Transformer |  | Transformer | Intelecsa | Kortekaas, R | VU/F/BETA/N&S/AML | WN.G180 | - |  |  |  | 1
EQ017155 |  | Transformer |  | Transformer | Intelecsa | Kortekaas, R | VU/F/BETA/N&S/AML | WN.G180 | - |  |  |  | 1
EQ017154 |  | Pump Controller |  | Vacuum Controller | Leybold | Kortekaas, R | VU/F/BETA/N&S/AML | WN.G180 | - |  |  |  | 1 | Combivac CM31
EQ017153 |  | Pump Controller |  | Vacuum Controller | Leybold | Kortekaas, R | VU/F/BETA/N&S/AML | WN.G180 | - |  |  |  | 1 | Combivac CM31
EQ017152 | 012276 | Pump Controller |  | Pump Controller | Pfeiffer | Kortekaas, R | VU/F/BETA/N&S/AML | WN.G180 | - |  |  |  | 1 | MaxiGauge
EQ017151 |  | Pump Controller |  | Turbo Pump Controller | Pfeiffer | Kortekaas, R | VU/F/BETA/N&S/AML | WN.G180 | - |  |  |  | 1 | DCU
EQ017150 |  | Pump Controller |  | Turbo Pump Controller | Pfeiffer | Kortekaas, R | VU/F/BETA/N&S/AML | WN.G180 | - |  |  |  | 1 | DCU
EQ017149 |  | Pump Controller |  | Turbo Pump Controller | Pfeiffer | Kortekaas, R | VU/F/BETA/N&S/AML | WN.G180 | - |  |  |  | 1 | DCU
EQ017148 |  | Pump Controller |  | Turbo Pump Controller | Pfeiffer | Kortekaas, R | VU/F/BETA/N&S/AML | WN.G180 | - |  |  |  | 1 | DCU
EQ017147 |  | Pump Controller |  | Single Gauge Controller | Pfeiffer | Kortekaas, R | VU/F/BETA/N&S/AML | WN.G180 | - |  |  |  | 1 | Single Gauge
EQ017146 |  | Pump Controller |  | Single Gauge Controller | Pfeiffer | Kortekaas, R | VU/F/BETA/N&S/AML | WN.G180 | - |  |  |  | 1 | Single Gauge
EQ017145 |  | Pump Controller |  | Single Gauge Controller | Pfeiffer | Kortekaas, R | VU/F/BETA/N&S/AML | WN.G180 | - |  |  |  | 1 | Single Gauge
EQ017144 |  | Pump Controller |  | Single Gauge Controller | Pfeiffer | Kortekaas, R | VU/F/BETA/N&S/AML | WN.G180 | - |  |  |  | 1 | Single Gauge
EQ017143 |  | Pump Controller |  | Single Gauge Controller | Pfeiffer | Kortekaas, R | VU/F/BETA/N&S/AML | WN.G180 | - |  |  |  | 1 | Single Gauge
EQ017142 |  | Pump Controller |  | Single Gauge Controller | Pfeiffer | Kortekaas, R | VU/F/BETA/N&S/AML | WN.G180 | - |  |  |  | 1 | Single Gauge
EQ017141 |  | Pump Controller |  | Single Gauge Controller | Pfeiffer | Kortekaas, R | VU/F/BETA/N&S/AML | WN.G180 | - |  |  |  | 1 | Single Gauge
EQ017140 |  | Pump Controller |  | Single Gauge Controller | Pfeiffer | Kortekaas, R | VU/F/BETA/N&S/AML | WN.G180 | - |  |  |  | 1 | Single Gauge
EQ017139 |  | Pump Controller |  | Single Gauge Controller | Pfeiffer | Kortekaas, R | VU/F/BETA/N&S/AML | WN.G180 | - |  |  |  | 1 | Single Gauge
EQ017138 |  | Pump Controller |  | Single Gauge Controller | Pfeiffer | Kortekaas, R | VU/F/BETA/N&S/AML | WN.G180 | - |  |  |  | 1 | Single Gauge
EQ017137 | 005735 | Pump Controller |  | Single Gauge Controller | Pfeiffer | Kortekaas, R | VU/F/BETA/N&S/AML | WN.G180 | - |  |  |  | 1 | Single Gauge
EQ017136 | 001922 | Pump Controller |  | Single Gauge Controller | Pfeiffer | Kortekaas, R | VU/F/BETA/N&S/AML | WN.G180 | - |  |  |  | 1 | Single Gauge
EQ017135 |  | Extension Cable |  | Extension Cable | Tonavac | Kortekaas, R | VU/F/BETA/N&S/AML | WN.G180 | - |  |  |  | 1 | Tonavac 99
EQ017134 |  | Vacuum Cleaner |  | Vacuum Cleaner | Tonavac | Kortekaas, R | VU/F/BETA/N&S/AML | WN.G180 | - |  |  |  | 1 | Tonavac 99
EQ017133 |  | Vacuum Cleaner |  | Vacuum Cleaner | Tonavac | Kortekaas, R | VU/F/BETA/N&S/AML | WN.G180 | - |  |  |  | 1 | Tonavac 99
EQ017132 |  | Extension Cable |  | Extension Cable | Makita | Kortekaas, R | VU/F/BETA/N&S/AML | WN.G180 | - |  |  |  | 1
EQ017131 |  | Extension Cable |  | Extension Cable | Makita | Kortekaas, R | VU/F/BETA/N&S/AML | WN.G180 | - |  |  |  | 1
EQ017130 |  | Drill |  | Drill | Makita | Kortekaas, R | VU/F/BETA/N&S/AML | WN.G180 | - |  |  |  | 1
EQ017129 |  | Drill |  | Drill | Makita | Kortekaas, R | VU/F/BETA/N&S/AML | WN.G180 | - |  |  |  | 1
EQ017128 |  | Glue Gun |  | Glue Gun | Bosch | Kortekaas, R | VU/F/BETA/N&S/AML | WN.G180 | - |  |  |  | 1 | PKP 30 LE
EQ017127 |  | Drill |  | Bench Drill | Alzstar | Kortekaas, R | VU/F/BETA/N&S/AML | WN.G180 | - |  |  |  | 1 | 18-T/S
EQ017126 |  | Lamp |  | Lamp | ARC | Kortekaas, R | VU/F/BETA/N&S/AML | WN.G180 | - |  |  |  | 1
EQ017125 |  | Vacuum Pump |  | Vacuum Pump | AEG | Kortekaas, R | VU/F/BETA/N&S/AML | WN.G180 | - |  |  |  | 1
EQ017124 |  | Drill |  | Drill | Makita | Kortekaas, R | VU/F/BETA/N&S/AML | WN.G180 | - |  |  |  | 1 | DC18RC
EQ017123 |  | Lamp |  | Lamp | ARC | Kortekaas, R | VU/F/BETA/N&S/AML | WN.G180 | - |  |  |  | 1
EQ017122 | 005748 | Lamp |  | Lamp | ARC | Kortekaas, R | VU/F/BETA/N&S/AML | WN.G180 | - |  |  |  | 1
EQ017121 | 005752 | Lamp |  | Lamp | ARC | Kortekaas, R | VU/F/BETA/N&S/AML | WN.G180 | - |  |  |  | 1
EQ017120 |  | Sander |  | Sanding Machine | Ferm | Kortekaas, R | VU/F/BETA/N&S/AML | WN.G180 | - |  |  |  | 1
EQ017119 |  | Sander |  | Sanding Machine | Bernardo | Kortekaas, R | VU/F/BETA/N&S/AML | WN.G180 | - |  |  |  | 1 | DS 200 S
EQ017118 | 005696 | Power Supply |  | D 050-10 Delta Elektronika | Delta Elektronika | Limburg, Rob | VU/F/BETA/TC/Electronica | WN.P043 | - |  |  |  | 1 | D 050-10
EQ017117 | 005623 | Power Supply |  | E 015-20 Delta Elektronika | Delta Elektronika | Limburg, Rob | VU/F/BETA/TC/Electronica | WN.P043 | - |  |  |  | 1 | E 015-20
EQ017116 |  | Power Supply |  | M7C5-130A | Systron Donner | Limburg, Rob | VU/F/BETA/TC/Electronica | WN.P043 | - |  |  |  | 1 | M7C5-130A
EQ017115 |  | Centrifuge |  | Micro centrifuge | VWR | Breeuwsma, Nicole | VU/F/BETA/CNCR/CTG | WN.G344 | - |  |  |  | 1 | MiniStar
EQ017114 |  | Laser |  | Laser | Coherent | Kortekaas, R | VU/F/BETA/N&S/AML | WN.KB225 | - |  |  |  | 0
EQ017113 | 08 | Amplifier |  | Headstage Micro Elektrode Amplifier 08 | Afdeling Elektronica Faculteit Biologie VU | Koene, JM | VU/F/BETA/CNCR/2967 | O2.13W24 | - |  |  |  | 1
EQ017112 | 16 | Amplifier |  | Headstage Micro Electrode Amplifier 16 | Afdeling Elektronica Faculteit Biologie VU | Koene, JM | VU/F/BETA/CNCR/2967 | O2.13W24 | - |  |  |  | 1
EQ017111 |  | Temperature Control Module |  | Peltier Controller | VU | Kortekaas, R | VU/F/BETA/N&S/AML | WN.KB225 | - |  |  |  | 1
EQ017110 | 00481654 | Power Supply |  | ESS 40-375-10-D-CE-RSTL-1290 | Lambda Physik | Limburg, Rob | VU/F/BETA/TC/Electronica | WN.P043 | - |  |  |  | 1 | ESS 40-375-10-D-CE-RSTL-1290
EQ017109 |  | Signal Generator |  | High Voltage Pulse | VU | Kortekaas, R | VU/F/BETA/N&S/AML | WN.KB225 | - |  |  |  | 1
EQ017108 |  | Optical Chopper |  | Beamchopper | VU | Kortekaas, R | VU/F/BETA/N&S/AML | WN.KB225 | - |  |  |  | 1
EQ017107 |  | Control Unit |  | Control Unit | VU | Kortekaas, R | VU/F/BETA/N&S/AML | WN.KB225 | - |  |  |  | 1
EQ017106 |  | Control Unit |  | Control Unit | VU | Kortekaas, R | VU/F/BETA/N&S/AML | WN.KB225 | - |  |  |  | 1
EQ017105 | 005621 | Chart Recorder |  | Kipp & Zonen BD41 | Kipp & Zonen | Limburg, Rob | VU/F/BETA/TC/Electronica | WN.P043 | - |  |  |  | 1 | BD41 04/05/05
EQ017104 | 003173 | Laser Controller Unit |  | Laser Control Unit | Spectra Physics | Kortekaas, R | VU/F/BETA/N&S/AML | WN.KB225 | - |  |  |  | 1 | Etalon Controller 481A
EQ017103 |  | Spectrophotometer |  | Multi-wavelength Meter | Ando | Limburg, Rob | VU/F/BETA/TC/Electronica | WN.P043 | - |  |  |  | 1 | AQ6141
EQ017102 |  | Power Supply |  | Wild Heerbrugg Lamp Supply | Wild Heerbrugg | Koene, JM | VU/F/BETA/CNCR/2967 | O2.13W24 | - |  |  |  | 1 | MTr22 art 800872
EQ017101 |  | Multimeter |  | Universal AVOmeter Model 8 | AVO Ltd | Limburg, Rob | VU/F/BETA/TC/Electronica | WN.P043 | - |  |  |  | 1 | AVO 8
EQ017100 |  | LED Controller |  | Spatial Light Modulator | CRi | Kortekaas, R | VU/F/BETA/N&S/AML | WN.KB225 | - |  |  |  | 1
EQ017099 |  | Power Supply |  | Power Supply | VU | Kortekaas, R | VU/F/BETA/N&S/AML | WN.KB225 | - |  |  |  | 1 | PMT Power Supply
EQ017098 |  | Motion Controller/Driver |  | RF Driver | Thomson-CSF Laser | Kortekaas, R | VU/F/BETA/N&S/AML | WN.KB225 | - |  |  |  | 1
EQ017097 |  | Motion Controller/Driver |  | RF Driver | Thomson-CSF Laser | Kortekaas, R | VU/F/BETA/N&S/AML | WN.KB225 | - |  |  |  | 1
EQ017096 |  | Power Supply |  | PowerModuleMainframe Tek TM506 | Tektronix | Koene, JM | VU/F/BETA/CNCR | O2.13W24 | - |  |  |  | 1 | TM506
EQ017095 |  | Temperature Control Module |  | Temperature Controller | VU | Kortekaas, R | VU/F/BETA/N&S/AML | WN.KB225 | - |  |  |  | 0
EQ017094 |  | Temperature Control Module |  | Temperature Controller | Thorlabs | Kortekaas, R | VU/F/BETA/N&S/AML | WN.KB225 | - |  |  |  | 1 | TED 200
EQ017093 | 000781 | Temperature Control Module |  | Temperature Controller | Thorlabs | Kortekaas, R | VU/F/BETA/N&S/AML | WN.KB225 | - |  |  |  | 1 | TED 200
EQ017092 |  | Power Supply |  | Power Supply | Delta Elektronika | Kortekaas, R | VU/F/BETA/N&S/AML | WN.KB225 | - |  |  |  | 1 | E 0300-0.1
EQ017091 |  | Power Supply |  | Power Supply | Delta Elektronika | Kortekaas, R | VU/F/BETA/N&S/AML | WN.KB225 | - |  |  |  | 1 | E 0300-0.1
EQ017090 |  | Power Supply |  | Power Supply | Delta Elektronika | Kortekaas, R | VU/F/BETA/N&S/AML | WN.KB225 | - |  |  |  | 1 | E 0300-0.1
EQ017089 |  | Power Supply |  | Power Supply | Delta Elektronika | Kortekaas, R | VU/F/BETA/N&S/AML | WN.KB225 | - |  |  |  | 1 | E 0300-0.1
EQ017088 |  | Power Supply |  | Power Supply | Elektro-Automatik (EA) | Kortekaas, R | VU/F/BETA/N&S/AML | WN.KB225 | - |  |  |  | 1 | EA-3043
EQ017087 |  | Power Supply |  | Power Supply | Delta Elektronika | Kortekaas, R | VU/F/BETA/N&S/AML | WN.KB225 | - |  |  |  | 1 | E 0300-0.1
EQ017086 |  | Motion Controller/Driver |  | Fixed Frequency Driver | AA Opto-Electronic | Kortekaas, R | VU/F/BETA/N&S/AML | WN.KB225 | - |  |  |  | 1
EQ017085 | 003075 | Power Supply |  | High Voltage Power Supply | Pacific | Kortekaas, R | VU/F/BETA/N&S/AML | WN.KB225 | - |  |  |  | 1 | 204
EQ017084 |  | Control Unit |  | Cavity - Lockbox | VU | Kortekaas, R | VU/F/BETA/N&S/AML | WN.KB225 | - |  |  |  | 1
EQ017083 |  | Control Unit |  | Cavity - Lockbox | VU | Kortekaas, R | VU/F/BETA/N&S/AML | WN.KB225 | - |  |  |  | 1
EQ017082 |  | Power Supply |  | Power Supply | VU | Kortekaas, R | VU/F/BETA/N&S/AML | WN.KB225 | - |  |  |  | 1
EQ017081 |  | Motion Controller/Driver |  | Laser Diode Driver | Seastar | Kortekaas, R | VU/F/BETA/N&S/AML | WN.KB225 | - |  |  |  | 1 | LD-2000
EQ017080 |  | Control Unit |  | Thermoelectric Controller | Seastar | Kortekaas, R | VU/F/BETA/N&S/AML | WN.KB225 | - |  |  |  | 1 | TC-5100
EQ017079 | 64160-10 | Amplifier |  | Micro Electrode Amplifier | Afdeling Elektronica Faculteit Biologie VU | Koene, JM | VU/F/BETA/CNCR | WN.P043 | - |  |  |  | 1 | 64160-81-032
EQ017078 |  | Oscilloscope |  | Oscilloscope | Tektronix | Kortekaas, R | VU/F/BETA/N&S/AML | WN.KB225 | - |  |  |  | 0
EQ017077 |  | Power Supply |  | Regeltransformator Type 2208A | Siewers en Niesel | Koene, JM | VU/F/BETA/CNCR | O2.13W24 | - |  |  |  | 1 | Type 2208A
EQ017076 |  | Control Unit |  | AC Control | B.M. Industries | Kortekaas, R | VU/F/BETA/N&S/AML | WN.KB225 | - |  |  |  | 1 | DS3020C
EQ017075 | 64160-16 | Amplifier |  | Micro Electrode Amplifier | Afdeling Elektronica Faculteit Biologie VU | Koene, JM | VU/F/BETA/CNCR/2967 | O2.13W24 | - |  |  |  | 1 | 64160
EQ017074 | 64160-08 | Amplifier |  | Micro Electrode Amplifier | Afdeling Elektronica Faculteit Biologie VU | Koene, JM | VU/F/BETA/CNCR/2967 | O2.13W24 | - |  |  |  | 1 | MR 2002
EQ017073 |  | Filter |  | Variable Filter | Krohn-Hite | Kortekaas, R | VU/F/BETA/N&S/AML | WN.KB225 | - |  |  |  | 1 | 3202
EQ017072 |  | Laser power meter |  | Laser Power Meter | Coherent | Kortekaas, R | VU/F/BETA/N&S/AML | WN.KB225 | - |  |  |  | 0 | 212
EQ017071 |  | Transformer |  | Regeltransformator Type 2208 | Siewers en Niesel | Koene, JM | VU/F/BETA/CNCR | O2.13W24 | - |  |  |  | 1 | Type 2208
EQ017070 | 008320 | Power Supply |  | High Voltage Power Supply | Fluke | Limburg, Rob | VU/F/BETA/TC/Electronica | WN.P043 | - |  |  |  | 1 | 412B
EQ017069 |  | Power Supply |  | Power Supply | Delta Elektronika | Kortekaas, R | VU/F/BETA/N&S/AML | WN.KB225 | - |  |  |  | 1 | SM 120-13
EQ017068 |  | Laser |  | Laser | VU | Kortekaas, R | VU/F/BETA/N&S/AML | WN.KB225 | - |  |  |  | 0
EQ017067 |  | Laser Dye |  | Dye Circulator | Spectra Physics | Kortekaas, R | VU/F/BETA/N&S/AML | WN.KB225 | - |  |  |  | 1
EQ017066 |  | Laser Dye |  | Dye Circulator | LIOP-TEC | Kortekaas, R | VU/F/BETA/N&S/AML | WN.KB225 | - |  |  |  | 1
EQ017065 |  | Laser Dye |  | Dye Circulator | Radiant Dyes | Kortekaas, R | VU/F/BETA/N&S/AML | WN.KB225 | - |  |  |  | 1
EQ017064 |  | Laser Dye |  | Dye Circulator | Radiant Dyes | Kortekaas, R | VU/F/BETA/N&S/AML | WN.KB225 | - |  |  |  | 1
EQ017063 |  | Laser Dye |  | Dye Circulator | Radiant Dyes | Kortekaas, R | VU/F/BETA/N&S/AML | WN.KB225 | - |  |  |  | 1
EQ017062 |  | Laser Dye |  | Dye Circulator | LIOP-TEC | Kortekaas, R | VU/F/BETA/N&S/AML | WN.KB225 | - |  |  |  | 0
EQ017061 |  | Cooling Unit |  | Chiller | MDC | Kortekaas, R | VU/F/BETA/N&S/AML | WN.KB225 | - |  |  |  | 0
EQ017060 |  | Cooling Unit |  | Chiller | Affinity | Kortekaas, R | VU/F/BETA/N&S/AML | WN.KB225 | - |  |  |  | 1
EQ017059 |  | Laser Controller Unit |  | Laser Control Unit | Coherent | Kortekaas, R | VU/F/BETA/N&S/AML | WN.KB225 | - |  |  |  | 1 | Corona
EQ017058 |  | Computer |  | HP Computer | Hewlett Packard (HP) | Kortekaas, R | VU/F/BETA/N&S/AML | WN.KB225 | - |  |  |  | 1
EQ017057 | HP183; 021303 | Computer |  | HP Computer | Hewlett Packard (HP) | Kortekaas, R | VU/F/BETA/N&S/AML | WN.KB225 | - |  |  |  | 1 | Compaq
EQ017056 |  | Computer |  | HP Computer | Hewlett Packard (HP) | Kortekaas, R | VU/F/BETA/N&S/AML | WN.KB225 | - |  |  |  | 1 | Compaq
EQ017055 |  | Computer |  | HP Computer | Hewlett Packard (HP) | Kortekaas, R | VU/F/BETA/N&S/AML | WN.KB225 | - |  |  |  | 1
EQ017054 |  | Laser |  | Laser | VU | Kortekaas, R | VU/F/BETA/N&S/AML | WN.KB225 | - |  |  |  | 1
EQ017053 |  | Recirculating Chiller |  | Recirculating Chiller | Lytron | Kortekaas, R | VU/F/BETA/N&S/AML | WN.KB225 | - |  |  |  | 1
EQ017052 |  | Recirculating Chiller |  | Recirculating Chiller | Thermotek | Kortekaas, R | VU/F/BETA/N&S/AML | WN.KB225 | - |  |  |  | 1 | RC Series Rack Mount
EQ017051 |  | Recirculating Chiller |  | Recirculating Chiller | Lauda | Kortekaas, R | VU/F/BETA/N&S/AML | WN.KB225 | - |  |  |  | 0 | Ecoline RE
EQ017050 |  | Recirculating Chiller |  | Recirculating Chiller | Neslab | Kortekaas, R | VU/F/BETA/N&S/AML | WN.KB225 | - |  |  |  | 1 | M25
EQ017049 | 015-0083-00 | Oscilloscope probe |  | P6013A 1000:1 probe | Tektronix | Limburg, Rob | VU/F/BETA/TC/Electronica | WN.P043 | - |  |  |  | 1 | P6013A
EQ017048 |  | Power Supply |  | Laser Power Supply | Coherent | Kortekaas, R | VU/F/BETA/N&S/AML | WN.KB225 | - |  |  |  | 0 | Corona
EQ017047 |  | Oscilloscope probe |  | P6201 FET Probe | Tektronix | Limburg, Rob | VU/F/BETA/TC/Electronica | WN.P043 | - |  |  |  | 1 | P6201 FET Probe
EQ017046 |  | Tachometer |  | Digital tachometer | Lutron | Limburg, Rob | VU/F/BETA/TC/Electronica | WN.P043 | - |  |  |  | 1 | DT-2232A
EQ017045 |  | Balance |  | Weegschaal Kern EMB 1200-1 | Kern | Limburg, Rob | VU/F/BETA/TC/Electronica | WN.P043 | - |  |  |  | 1 | EMB 1200-1
EQ017044 |  | Thermometer |  | K102 Digital Thermometer | Voltcraft | Limburg, Rob | VU/F/BETA/TC/Electronica | WN.P043 | - |  |  |  | 1 | K102 Digital Thermometer (2kan., type K)
EQ017043 | E2 | Thermometer |  | K101 Digital Thermometer | Voltcraft | Limburg, Rob | VU/F/BETA/TC/Electronica | WN.P043 | - |  |  |  | 1 | K101 Digital Thermometer (1kan., type K)
EQ017042 | 000587 | Signal filter |  | Krohn-Hite model 3103 filter | Krohn-Hite | Limburg, Rob | VU/F/BETA/TC/Electronica | WN.P043 | - |  |  |  | 1 | 3103 filter
EQ017041 |  | Oscilloscope plug-in |  | 7B15 Delaying Timebase | Tektronix | Limburg, Rob | VU/F/BETA/TC/Electronica | WN.P043 | - |  |  |  | 1 | 7B15
EQ017040 |  | Laser |  | Laser | Spectra Physics | Kortekaas, R | VU/F/BETA/N&S/AML | WN.KB225 | - |  |  |  | 1 | Spitfire
EQ017039 |  | Power Supply |  | Precision Current Source | Optronic Laboratories INC | Limburg, Rob | VU/F/BETA/TC/Electronica | WN.P043 | - |  |  |  | 1 | 65DS
EQ017038 |  | Control Unit |  | Control Unit | Ortec | Kortekaas, R | VU/F/BETA/N&S/AML | WN.KB225 | - |  |  |  | 1
EQ017037 |  | Lamp |  | Lamp for microscope | Ikea | Peeters, Frank | VU/F/BETA/AW/AEK | WN.F346 | - |  |  |  | 1
EQ017036 |  | Lamp |  | Lamp for microscope | Ikea | Peeters, Frank | VU/F/BETA/AW/AEK | WN.F346 | - |  |  |  | 1
EQ017035 |  | Lamp |  | Lamp for microscope | Ikea | Peeters, Frank | VU/F/BETA/AW/AEK | WN.F346 | - |  |  |  | 1
EQ017034 |  | Lamp |  | Lamp for microscope | Ikea | Peeters, Frank | VU/F/BETA/AW/AEK | WN.F346 | - |  |  |  | 1
EQ017033 |  | Router/Switch |  | Commutator | VU | Kortekaas, R | VU/F/BETA/N&S/AML | WN.KB225 | - |  |  |  | 1 | CommutatorEx 400A
EQ017032 |  | Power Supply |  | Power Supply | B.M. Industries | Kortekaas, R | VU/F/BETA/N&S/AML | WN.KB225 | - |  |  |  | 1 | Power Unit DS302C
EQ017031 |  | Power Supply |  | Power Supply | B.M. Industries | Kortekaas, R | VU/F/BETA/N&S/AML | WN.KB225 | - |  |  |  | 1 | Power Unit DS302C
EQ017030 |  | Power Supply |  | UV Lamp Control Unit | V.G. Electrovac | Limburg, Rob | VU/F/BETA/TC/Electronica | WN.P043 | - |  |  |  | 1 | 232
EQ017029 | 001098 | Power Supply |  | High Voltage Power Supply | Heinzinger | Limburg, Rob | VU/F/BETA/TC/Electronica | WN.P043 | - |  |  |  | 1 | HNCs 40.000-3pos.
EQ017028 |  | Electronic Signal Processing Device |  | Gated Integrator/Averager | Stanford Research Systems (SRS) | Kortekaas, R | VU/F/BETA/N&S/AML | WN.KB225 | - |  |  |  | 1
EQ017027 |  | Light Source |  | Tunable Light Source | Jasco | Limburg, Rob | VU/F/BETA/TC/Electronica | WN.P043 | - |  |  |  | 1 | FP-1520
EQ017026 |  | Laser power meter |  | Lambda Meter | Laser 2000 | Kortekaas, R | VU/F/BETA/N&S/AML | WN.KB225 | - |  |  |  | 0 | LM 200 Lambdameter
EQ017025 | 001096 | Electronic Signal Processing Device |  | Wavelength Analyzer | Burleigh Instruments | Kortekaas, R | VU/F/BETA/N&S/AML | WN.KB225 | - |  |  |  | 1 | Wavemeter
EQ017024 |  | Amplifier |  | Lock-In Amplifier 128 | Princeton Applied Research (PAR) | Limburg, Rob | VU/F/BETA/TC/Electronica | WN.P043 | - |  |  |  | 1 | 128A
EQ017023 |  | Control Unit |  | Power Supply/Control Unit | Ortec | Kortekaas, R | VU/F/BETA/N&S/AML | WN.KB225 | - |  |  |  | 0
EQ017022 |  | Control Unit |  | Power Supply/Control Unit | Ortec | Kortekaas, R | VU/F/BETA/N&S/AML | WN.KB225 | - |  |  |  | 1
EQ017021 |  | Control Unit |  | Power Supply/Control Unit | Ortec | Kortekaas, R | VU/F/BETA/N&S/AML | WN.KB225 | - |  |  |  | 1
EQ017020 | 001918 | Motion Controller/Driver |  | Pulse Driver | Parker Automation | Kortekaas, R | VU/F/BETA/N&S/AML | WN.KB225 | - |  |  |  | 1 | IOTA One
EQ017019 |  | Router/Switch |  | Fast High Voltage Switches | VU | Kortekaas, R | VU/F/BETA/N&S/AML | WN.KB225 | - |  |  |  | 1
EQ017018 |  | Power Supply |  | Power Supply | VU | Kortekaas, R | VU/F/BETA/N&S/AML | WN.KB225 | - |  |  |  | 1
EQ017017 |  | Microinjector |  | Picospritzer II | General Valve Corporation | Koene, JM | VU/F/BETA/CNCR | O2.13W24 | - |  |  |  | 1 | 51-302-900
EQ017016 | HeRb | Power Supply |  | Power Supply | Elektro-Automatik (EA) | Kortekaas, R | VU/F/BETA/N&S/AML | WN.KB225 | - |  |  |  | 1
EQ017015 |  | Peristaltic Pump |  | Gilson Model M312 | Gilson | Koene, JM | VU/F/BETA/CNCR/2967 | O2.13W24 | - |  |  |  | 1 | Minipuls 3
EQ017014 |  | Power Supply |  | Power Supply | Voltcraft | Kortekaas, R | VU/F/BETA/N&S/AML | WN.KB225 | - |  |  |  | 1 | DC Regulated Power Supply
EQ017013 | HeRb | Power Supply |  | Power Supply | Voltcraft | Kortekaas, R | VU/F/BETA/N&S/AML | WN.KB225 | - |  |  |  | 1 | DC Regulated Power Supply
EQ017012 |  | Oscilloscope plug-in |  | Time base 7B10 | Tektronix | Limburg, Rob | VU/F/BETA/TC/Electronica | WN.P043 | - |  |  |  | 1 | 7B10
EQ017011 |  | Lamp |  | Work Floodlight | ANSMANN AG | Limburg, Rob | VU/F/BETA/TC/Electronica | WN.P043 | - |  |  |  | 1 | FL2500R-USB
EQ017010 |  | Lamp |  | Work Floodlight | ANSMANN AG | Limburg, Rob | VU/F/BETA/TC/Electronica | WN.P043 | - |  |  |  | 1 | FL2500R-USB
EQ017009 |  | Signal Generator |  | Pulse/Arbitrary Function Generator | Siglent | Limburg, Rob | VU/F/BETA/TC/Electronica | WN.P043 | - |  |  |  | 1 | SDG6022X
EQ017008 |  | Signal Generator |  | Pulse/Arbitrary Function Generator | Siglent | Limburg, Rob | VU/F/BETA/TC/Electronica | WN.P043 | - |  |  |  | 1 | SDG6022X
EQ017007 | STICKER | Computer |  | LENOVO IDEAPAD 3 | Lenovo | Noort, wendy | VU/F/FGB/BW/Myolab | O2.13W37 | - |  |  |  | 1 | IDEAPAD 3 14ADA05
EQ017006 | SHK01.735144;STICKER | Myolab-Wetensch Apparatuur |  | Kleine shaker | IKA | Noort, wendy | VU/F/FGB/BW/Myolab | O2.13W37 | - | 2030-07-13 | 2025-07-13 00:00:00 |  | 1 | Lab Dancer S000
EQ017005 |  | Myolab-Wetensch Apparatuur |  | TRANSSONIC 420 | Salmenkipp | Noort, wendy | VU/F/FGB/BW/Myolab | O2.13W27 | - |  |  |  | 1 | TRANSSONIC 420
EQ017004 |  | Shaker/Mixer |  | THERMOMIX 1419 | Salmenkipp | Noort, wendy | VU/F/FGB/BW/Myolab | O2.13W27 | - |  |  |  | 0 | 850092
EQ017003 |  | Beer tap |  | Beer Tap | VU | Hulst, Milo Klaas van | VU/F/BETA/Bedrijfsvoering/Huisvesting | WN.FK17 | - |  |  |  | 1
EQ017002 |  | Fridge |  | Fridge | Whirlpool | Hulst, Milo Klaas van | VU/F/BETA/Bedrijfsvoering/Huisvesting | WN.FK17 | - |  |  |  | 1
EQ017001 |  | Fridge |  | Fridge | Bauknecht | Hulst, Milo Klaas van | VU/F/BETA/Bedrijfsvoering/Huisvesting | WN.FK17 | - |  |  |  | 1
EQ017000 |  | Light Source |  | 8 Watt Bright LED Source | American DL | Hulst, Milo Klaas van | VU/F/BETA/Bedrijfsvoering/Huisvesting | WN.FK17 | - |  |  |  | 1
EQ016999 |  | Light Source |  | 8 Watt Bright LED Source | American DL | Hulst, Milo Klaas van | VU/F/BETA/Bedrijfsvoering/Huisvesting | WN.FK00 | - |  |  |  | 1
EQ016998 |  | Heater |  | Portable Heater | Macgyver | Hulst, Milo Klaas van | VU/F/BETA/Bedrijfsvoering/Huisvesting | WN.FK00 | - |  |  |  | 1
EQ016997 |  | Laser |  | Emission Laser | Laser World | Hulst, Milo Klaas van | VU/F/BETA/Bedrijfsvoering/Huisvesting | WN.FK00 | - |  |  |  | 1 | EL-230RGb
EQ016996 |  | Light Source |  | Light Source | American DL | Hulst, Milo Klaas van | VU/F/BETA/Bedrijfsvoering/Huisvesting | WN.FK00 | - |  |  |  | 1 | UV-Wash
EQ016995 |  | Light Source |  | Light Source | American DL | Hulst, Milo Klaas van | VU/F/BETA/Bedrijfsvoering/Huisvesting | WN.FK00 | - |  |  |  | 1 | UV-Wash
EQ016994 |  | Light Source |  | 4 Channel Digital Dimming Pack | ShowTec | Hulst, Milo Klaas van | VU/F/BETA/Bedrijfsvoering/Huisvesting | WN.FK00 | - |  |  |  | 1 | Multidim MKII
EQ016993 |  | Light Source |  | 4 Channel Digital Dimming Pack | ShowTec | Hulst, Milo Klaas van | VU/F/BETA/Bedrijfsvoering/Huisvesting | WN.FK00 | - |  |  |  | 1 | Multidim MKII
EQ016992 |  | Light Source |  | Light Source | ShowTec | Hulst, Milo Klaas van | VU/F/BETA/Bedrijfsvoering/Huisvesting | WN.FK00 | - |  |  |  | 1 | Par 56 can
EQ016991 |  | Light Source |  | Light Source | ShowTec | Hulst, Milo Klaas van | VU/F/BETA/Bedrijfsvoering/Huisvesting | WN.FK00 | - |  |  |  | 1 | Par 56 can
EQ016990 |  | Light Source |  | Light Source | ShowTec | Hulst, Milo Klaas van | VU/F/BETA/Bedrijfsvoering/Huisvesting | WN.FK00 | - |  |  |  | 1 | Par 56 can
EQ016989 |  | Light Source |  | Light Source | ShowTec | Hulst, Milo Klaas van | VU/F/BETA/Bedrijfsvoering/Huisvesting | WN.FK00 | - |  |  |  | 1 | Par 56 can
EQ016988 |  | Light Source |  | Light Source | ShowTec | Hulst, Milo Klaas van | VU/F/BETA/Bedrijfsvoering/Huisvesting | WN.FK00 | - |  |  |  | 1 | Par 56 can
EQ016987 |  | Light Source |  | Light Source | ShowTec | Hulst, Milo Klaas van | VU/F/BETA/Bedrijfsvoering/Huisvesting | WN.FK00 | - |  |  |  | 1 | Par 56 can
EQ016986 |  | Light Source |  | Light Source | ShowTec | Hulst, Milo Klaas van | VU/F/BETA/Bedrijfsvoering/Huisvesting | WN.FK00 | - |  |  |  | 1 | Par 56 can
EQ016985 |  | Light Source |  | Light Source | ShowTec | Hulst, Milo Klaas van | VU/F/BETA/Bedrijfsvoering/Huisvesting | WN.FK00 | - |  |  |  | 1 | Par 56 can
EQ016984 |  | Light Source |  | Light Source | AYRA | Hulst, Milo Klaas van | VU/F/BETA/Bedrijfsvoering/Huisvesting | WN.FK00 | - |  |  |  | 1 | WSM01 MKII
EQ016983 |  | Audio Equipment |  | Mixing Unit | Soundcraft | Hulst, Milo Klaas van | VU/F/BETA/Bedrijfsvoering/Huisvesting | WN.FK00 | - |  |  |  | 1 | MAC70i
EQ016982 | GeoVU | Extension Cable |  | Extension Cable Long | VU | Hulst, Milo Klaas van | VU/F/BETA/Bedrijfsvoering/Huisvesting | WN.FK00 | - |  |  |  | 1
EQ016981 | GeoVU | Extension Cable |  | Extension Cable Long | VU | Hulst, Milo Klaas van | VU/F/BETA/Bedrijfsvoering/Huisvesting | WN.FK00 | - |  |  |  | 1
EQ016980 | GeoVU | Extension Cable |  | Extension Cable Long | VU | Hulst, Milo Klaas van | VU/F/BETA/Bedrijfsvoering/Huisvesting | WN.FK00 | - |  |  |  | 1
EQ016979 |  | Light Source |  | Light Source | American DL | Hulst, Milo Klaas van | VU/F/BETA/Bedrijfsvoering/Huisvesting | WN.FK00 | - |  |  |  | 1 | Double Feature
EQ016978 | GeoVU | Extension Cable |  | Extension Cable Long | VU | Hulst, Milo Klaas van | VU/F/BETA/Bedrijfsvoering/Huisvesting | WN.FK00 | - |  |  |  | 1
EQ016977 | GeoVU | Extension Cable |  | Extension Cable Long | VU | Hulst, Milo Klaas van | VU/F/BETA/Bedrijfsvoering/Huisvesting | WN.FK00 | - |  |  |  | 1
EQ016976 | GeoVU | Extension Cable |  | Extension Cable Long | VU | Hulst, Milo Klaas van | VU/F/BETA/Bedrijfsvoering/Huisvesting | WN.FK00 | - |  |  |  | 1
EQ016975 | GeoVU | Extension Cable |  | Extension Cable Long | VU | Hulst, Milo Klaas van | VU/F/BETA/Bedrijfsvoering/Huisvesting | WN.FK00 | - |  |  |  | 1
EQ016974 | GeoVU | Extension Cable |  | Extension Cable Long | VU | Hulst, Milo Klaas van | VU/F/BETA/Bedrijfsvoering/Huisvesting | WN.FK00 | - |  |  |  | 1
EQ016973 | GeoVU | Extension Cable |  | Extension Cable Long | VU | Hulst, Milo Klaas van | VU/F/BETA/Bedrijfsvoering/Huisvesting | WN.FK00 | - |  |  |  | 1
EQ016972 | GeoVU | Extension Cable |  | Extension Cable Long | VU | Hulst, Milo Klaas van | VU/F/BETA/Bedrijfsvoering/Huisvesting | WN.FK00 | - |  |  |  | 1
EQ016971 |  | Pump Controller |  | Turbo Pump Controller | Pfeiffer | Kortekaas, R | VU/F/BETA/N&S/AML | WN.KB142 | - |  |  |  | 1 | DCU
EQ016970 |  | Pump Controller |  | Turbo Pump Controller | Pfeiffer | Kortekaas, R | VU/F/BETA/N&S/AML | WN.KB142 | - |  |  |  | 1 | DCU
EQ016969 |  | Pump Controller |  | Turbo Pump Controller | Pfeiffer | Kortekaas, R | VU/F/BETA/N&S/AML | WN.KB142 | - |  |  |  | 1 | DCU
EQ016968 |  | Light Source |  | Light Source | American DL | Hulst, Milo Klaas van | VU/F/BETA/Bedrijfsvoering/Huisvesting | WN.FK00 | - |  |  |  | 1 | Double Feature
EQ016967 |  | Pump Controller |  | Turbo Pump Controller | Pfeiffer | Kortekaas, R | VU/F/BETA/N&S/AML | WN.KB142 | - |  |  |  | 1 | DCU
EQ016966 |  | Radio |  | CD Player Module | Pioneer | Kortekaas, R | VU/F/BETA/N&S/AML | WN.KB142 | - |  |  |  | 1
EQ016965 |  | Extension Cable |  | Extension Cable | VU | Kortekaas, R | VU/F/BETA/N&S/AML | WN.KB142 | - |  |  |  | 1
EQ016964 |  | Laser |  | Emission Laser | Laser World | Hulst, Milo Klaas van | VU/F/BETA/Bedrijfsvoering/Huisvesting | WN.FK00 | - |  |  |  | 1 | EL-230RGb
EQ016963 | 024879 | Computer |  | HP Computer | Hewlett Packard (HP) | Kortekaas, R | VU/F/BETA/N&S/AML | WN.KB142 | - |  |  |  | 1
EQ016962 |  | Computer |  | Dell Computer | Dell | Kortekaas, R | VU/F/BETA/N&S/AML | WN.KB142 | - |  |  |  | 1
EQ016961 |  | Computer |  | Dell Computer | Dell | Kortekaas, R | VU/F/BETA/N&S/AML | WN.KB142 | - |  |  |  | 1
EQ016960 |  | Computer |  | HP Computer | Hewlett Packard (HP) | Kortekaas, R | VU/F/BETA/N&S/AML | WN.KB142 | - |  |  |  | 1
EQ016959 |  | Computer Monitor |  | Samsung Monitor | Samsung | Kortekaas, R | VU/F/BETA/N&S/AML | WN.KB142 | - |  |  |  | 1
EQ016958 |  | Speakers |  | Speakers | Pioneer | Kortekaas, R | VU/F/BETA/N&S/AML | WN.KB142 | - |  |  |  | 1
EQ016957 |  | Computer Monitor |  | HP Monitor | Hewlett Packard (HP) | Kortekaas, R | VU/F/BETA/N&S/AML | WN.KB142 | - |  |  |  | 1 | Compaq LA2306x
EQ016956 |  | Laser |  | Emission Laser | Laser World | Hulst, Milo Klaas van | VU/F/BETA/Bedrijfsvoering/Huisvesting | WN.FK00 | - |  |  |  | 1 | EL-230RGb
EQ016955 |  | Computer Monitor |  | HP Monitor | Hewlett Packard (HP) | Kortekaas, R | VU/F/BETA/N&S/AML | WN.KB142 | - |  |  |  | 1 | L1950g
EQ016954 |  | Computer Monitor |  | Dell Monitor | Dell | Kortekaas, R | VU/F/BETA/N&S/AML | WN.KB142 | - |  |  |  | 1
EQ016953 |  | Computer Monitor |  | Dell Monitor | Dell | Kortekaas, R | VU/F/BETA/N&S/AML | WN.KB142 | - |  |  |  | 1
EQ016952 |  | Light Source |  | Automated Luminare | JB Systems | Hulst, Milo Klaas van | VU/F/BETA/Bedrijfsvoering/Huisvesting | WN.FK00 | - |  |  |  | 1 | The Winner II
EQ016951 |  | Oscilloscope |  | Oscilloscope | Tektronix | Kortekaas, R | VU/F/BETA/N&S/AML | WN.KB142 | - |  |  |  | 1 | TDS224
EQ016950 |  | Electronic Signal Processing Device |  | Digitizer | Agilent | Kortekaas, R | VU/F/BETA/N&S/AML | WN.KB142 | - |  |  |  | 1
EQ016949 |  | Computer |  | Computer | VU | Kortekaas, R | VU/F/BETA/N&S/AML | WN.KB142 | - |  |  |  | 1
EQ016948 |  | Computer |  | HP Computer | Hewlett Packard (HP) | Kortekaas, R | VU/F/BETA/N&S/AML | WN.KB142 | - |  |  |  | 1 | Compaq
EQ016947 |  | Light Source |  | Automated Luminare | JB Systems | Hulst, Milo Klaas van | VU/F/BETA/Bedrijfsvoering/Huisvesting | WN.FK00 | - |  |  |  | 1 | The Winner II
EQ016946 | 001916 | Power Supply |  | High Voltage Supply | FHI Elab | Kortekaas, R | VU/F/BETA/N&S/AML | WN.KB142 | - |  |  |  | 1
EQ016945 |  | Power Supply |  | High Voltage Power Supply Module | Iseg | Kortekaas, R | VU/F/BETA/N&S/AML | WN.KB142 | - |  |  |  | 1
EQ016944 |  | Power Supply |  | High Voltage Power Supply Module | Iseg | Kortekaas, R | VU/F/BETA/N&S/AML | WN.KB142 | - |  |  |  | 1
EQ016943 | Ring | Signal Generator |  | Delay/Pulse Generator | Stanford Research Systems (SRS) | Kortekaas, R | VU/F/BETA/N&S/AML | WN.KB142 | - |  |  |  | 1 | DG535 Four Channel
EQ016942 |  | Audio Equipment |  | Audio Interface | Soundcraft | Hulst, Milo Klaas van | VU/F/BETA/Bedrijfsvoering/Huisvesting | WN.FK00 | - |  |  |  | 1 | EPM 12
EQ016941 | Ring 2 | Signal Generator |  | Delay/Pulse Generator | Stanford Research Systems (SRS) | Kortekaas, R | VU/F/BETA/N&S/AML | WN.KB142 | - |  |  |  | 1 | DG535 Four Channel
EQ016940 |  | Audio Equipment |  | Audio Interface | AYRA | Hulst, Milo Klaas van | VU/F/BETA/Bedrijfsvoering/Huisvesting | WN.FK00 | - |  |  |  | 1 | Oso1612 MKII
EQ016939 |  | Extension Cable |  | Extension Cable | VU | Kortekaas, R | VU/F/BETA/N&S/AML | WN.KB142 | - |  |  |  | 1
EQ016938 |  | Motion Controller/Driver |  | Stepper Driver | VU | Kortekaas, R | VU/F/BETA/N&S/AML | WN.KB142 | - |  |  |  | 1
EQ016937 | Fountain | Signal Generator |  | Function Generator | Agilent | Kortekaas, R | VU/F/BETA/N&S/AML | WN.KB142 | - |  |  |  | 1 | 33250A
EQ016936 |  | Signal Generator |  | Function Generator | Agilent | Kortekaas, R | VU/F/BETA/N&S/AML | WN.KB142 | - |  |  |  | 1 | 33250A
EQ016935 |  | Signal Generator |  | Function Generator | Agilent | Kortekaas, R | VU/F/BETA/N&S/AML | WN.KB142 | - |  |  |  | 1 | 33250A
EQ016934 |  | Extension Cable |  | Extension Cable | VU | Kortekaas, R | VU/F/BETA/N&S/AML | WN.KB142 | - |  |  |  | 1
EQ016933 | Beauty | Signal Generator |  | Analog Signal Generator | Agilent | Kortekaas, R | VU/F/BETA/N&S/AML | WN.KB142 | - |  |  |  | 1 | E8257D
EQ016932 |  | Computer |  | FUJITSU Computer | Siemens | Kortekaas, R | VU/F/BETA/N&S/AML | WN.KB142 | - |  |  |  | 0
EQ016931 |  | Computer Monitor |  | Philips Monitor | Philips | Kortekaas, R | VU/F/BETA/N&S/AML | WN.KB142 | - |  |  |  | 0 | Briliiance 170P
EQ016930 |  | Laser Controller Unit |  | Laser Control Unit | Technical Optics | Kortekaas, R | VU/F/BETA/N&S/AML | WN.KB142 | - |  |  |  | 0 | SA-1-RG
EQ016929 |  | Control Unit |  | Control Unit | VU | Kortekaas, R | VU/F/BETA/N&S/AML | WN.KB142 | - |  |  |  | 0
EQ016928 |  | Control Unit |  | Control Unit | VU | Kortekaas, R | VU/F/BETA/N&S/AML | WN.KB142 | - |  |  |  | 0
EQ016927 |  | Pump Controller |  | Single Gauge Controller | Pfeiffer | Kortekaas, R | VU/F/BETA/N&S/AML | WN.KB142 | - |  |  |  | 1 | Single Gauge
EQ016926 |  | Control Unit |  | Control Unit | Heinzinger | Kortekaas, R | VU/F/BETA/N&S/AML | WN.KB142 | - |  |  |  | 1 | TN 10-100
EQ016925 |  | Control Unit |  | Control Unit | VU | Kortekaas, R | VU/F/BETA/N&S/AML | WN.KB142 | - |  |  |  | 1
EQ016924 |  | Control Unit |  | Resonator Stabiliser | VU | Kortekaas, R | VU/F/BETA/N&S/AML | WN.KB142 | - |  |  |  | 0 | E1217C
EQ016923 |  | Amplifier |  | Lock-in Amplifier | Thorlabs | Kortekaas, R | VU/F/BETA/N&S/AML | WN.KB142 | - |  |  |  | 1 | LIA100
EQ016922 | 008008; UI50719A | Power Supply |  | Power Supply/Display Module | Stanford Research Systems (SRS) | Kortekaas, R | VU/F/BETA/N&S/AML | WN.KB142 | - |  |  |  | 1
EQ016921 |  | Data Converter |  | Time-to-amplitude Converter | Ortec | Kortekaas, R | VU/F/BETA/N&S/AML | WN.KB142 | - |  |  |  | 1 | 566
EQ016920 |  | Amplifier |  | Amplifier Discriminator | Ortec | Kortekaas, R | VU/F/BETA/N&S/AML | WN.KB142 | - |  |  |  | 1 | 9302
EQ016919 |  | Laser Controller Unit |  | Dye Laser Controller | Spectra Physics | Kortekaas, R | VU/F/BETA/N&S/AML | WN.KB142 | - |  |  |  | 0 | Etalon Controller 481A
EQ016918 |  | Control Unit |  | Resonator Stabiliser | VU | Kortekaas, R | VU/F/BETA/N&S/AML | WN.KB142 | - |  |  |  | 0 | E1217C
EQ016917 |  | Digital Indicator |  | Joulemeter Display | Molectron | Kortekaas, R | VU/F/BETA/N&S/AML | WN.KB142 | - |  |  |  | 1 | JD1000
EQ016916 |  | Power Supply |  | Power Supply | Thorn Emi Electron Tubes | Kortekaas, R | VU/F/BETA/N&S/AML | WN.KB142 | - |  |  |  | 0 | PM28B
EQ016915 |  | Power/Energy Meter |  | Optical Power Meter | Newport | Kortekaas, R | VU/F/BETA/N&S/AML | WN.KB142 | - |  |  |  | 0 | 835
EQ016914 | 001059 | Signal Generator |  | Frequency Generator | IntraAction Corp. | Kortekaas, R | VU/F/BETA/N&S/AML | WN.KB142 | - |  |  |  | 0 | MLE
EQ016913 |  | Power Supply |  | Laser Power Supply | Uniphase | Kortekaas, R | VU/F/BETA/N&S/AML | WN.KB142 | - |  |  |  | 1 | 1206-2
EQ016912 |  | Control Unit |  | Control Unit | Spectra | Kortekaas, R | VU/F/BETA/N&S/AML | WN.KB142 | - |  |  |  | 0 | LM46 Satellite
EQ016911 |  | Laser Controller Unit |  | Laser Control Unit | Sacher Lasertechnik | Kortekaas, R | VU/F/BETA/N&S/AML | WN.KB142 | - |  |  |  | 0
EQ016910 | 007871 | Adapter |  | Adapter | VU | Kortekaas, R | VU/F/BETA/N&S/AML | WN.KB144 | - |  |  |  | 1
EQ016909 |  | Temperature Control Module |  | Temperature Controller | Cryogenic Control Systems (Cryo.con) | Kortekaas, R | VU/F/BETA/N&S/AML | WN.KB144 | - |  |  |  | 1 | 14i
EQ016908 |  | Router/Switch |  | Switch | VU | Kortekaas, R | VU/F/BETA/N&S/AML | WN.KB144 | - |  |  |  | 1
EQ016907 |  | Pump Controller |  | Turbo Pump Controller | Pfeiffer | Kortekaas, R | VU/F/BETA/N&S/AML | WN.KB144 | - |  |  |  | 1 | DCU
EQ016906 |  | Valve Driver |  | Valve Driver | VU | Kortekaas, R | VU/F/BETA/N&S/AML | WN.KB144 | - |  |  |  | 1
EQ016905 |  | Power Supply |  | PCO Power Supply | PCO | Kortekaas, R | VU/F/BETA/N&S/AML | WN.KB144 | - |  |  |  | 1
EQ016904 |  | Camera |  | PCO Camera | PCO | Kortekaas, R | VU/F/BETA/N&S/AML | WN.KB144 | - |  |  |  | 1
EQ016903 |  | Oscilloscope |  | Oscilloscope | Tektronix | Kortekaas, R | VU/F/BETA/N&S/AML | WN.KB144 | - |  |  |  | 1 | TDS210
EQ016902 | 008440 | Router/Switch |  | Dual HV Switch | FHI Elab | Kortekaas, R | VU/F/BETA/N&S/AML | WN.KB144 | - |  |  |  | 1
EQ016901 |  | Motion Controller/Driver |  | Pulse Driver | FHI Elab | Kortekaas, R | VU/F/BETA/N&S/AML | WN.KB144 | - |  |  |  | 1
EQ016900 |  | Power Supply |  | Power Supply | Elektro-Automatik (EA) | Kortekaas, R | VU/F/BETA/N&S/AML | WN.KB144 | - |  |  |  | 1 | Dual Power Supply EA-3042
EQ016899 |  | Control Unit |  | Control Unit | FHI Elab | Kortekaas, R | VU/F/BETA/N&S/AML | WN.KB144 | - |  |  |  | 1 | Logic Unit
EQ016898 |  | Power Supply |  | Power Supply | Femto Lasers | Kortekaas, R | VU/F/BETA/N&S/AML | WN.KB144 | - |  |  |  | 1
EQ016897 |  | Adapter |  | Adapter | Hewlett Packard (HP) | Kortekaas, R | VU/F/BETA/N&S/AML | WN.KB144 | - |  |  |  | 1
EQ016896 |  | Extension Cable |  | Extension Cable | VU | Kortekaas, R | VU/F/BETA/N&S/AML | WN.KB144 | - |  |  |  | 1
EQ016895 |  | Extension Cable |  | Extension Cable | VU | Kortekaas, R | VU/F/BETA/N&S/AML | WN.KB144 | - |  |  |  | 1
EQ016894 |  | Extension Cable |  | Extension Cable | VU | Kortekaas, R | VU/F/BETA/N&S/AML | WN.KB144 | - |  |  |  | 1
EQ016893 |  | Motion Controller/Driver |  | Motion Controller | Newport | Kortekaas, R | VU/F/BETA/N&S/AML | WN.KB144 | - |  |  |  | 1 | MM3000
EQ016892 |  | Adapter |  | Adapter | VU | Kortekaas, R | VU/F/BETA/N&S/AML | WN.KB144 | - |  |  |  | 1
EQ016891 |  | Adapter |  | Adapter | VU | Kortekaas, R | VU/F/BETA/N&S/AML | WN.KB144 | - |  |  |  | 1
EQ016890 |  | Adapter |  | Adapter | VU | Kortekaas, R | VU/F/BETA/N&S/AML | WN.KB144 | - |  |  |  | 1
EQ016889 |  | Adapter |  | Adapter | Dell | Kortekaas, R | VU/F/BETA/N&S/AML | WN.KB144 | - |  |  |  | 1
EQ016888 | 008358 | Adapter |  | Adapter | VU | Kortekaas, R | VU/F/BETA/N&S/AML | WN.KB144 | - |  |  |  | 1
EQ016887 |  | Amplifier |  | Photodiode Amplifier | VU | Kortekaas, R | VU/F/BETA/N&S/AML | WN.KB144 | - |  |  |  | 1
EQ016886 |  | Amplifier |  | Photodiode Amplifier | VU | Kortekaas, R | VU/F/BETA/N&S/AML | WN.KB144 | - |  |  |  | 1
EQ016885 |  | Control Unit |  | Control Unit | VU | Kortekaas, R | VU/F/BETA/N&S/AML | WN.KB144 | - |  |  |  | 1
EQ016884 | 008422; Positive Pulse | Power Supply |  | Power Supply | VU | Kortekaas, R | VU/F/BETA/N&S/AML | WN.KB144 | - |  |  |  | 1
EQ016883 | Negative Pulse | Power Supply |  | Power Supply | VU | Kortekaas, R | VU/F/BETA/N&S/AML | WN.KB144 | - |  |  |  | 1
EQ016882 | 033519 | Computer |  | HP Computer | Hewlett Packard (HP) | Kortekaas, R | VU/F/BETA/N&S/AML | WN.KB144 | - |  |  |  | 1 | Z2
EQ016881 |  | Laser Controller Unit |  | Laser Control Unit | Spectra Physics | Kortekaas, R | VU/F/BETA/N&S/AML | WN.KB144 | - |  |  |  | 1
EQ016880 |  | Laser Controller Unit |  | Laser Control Unit | Spectra Physics | Kortekaas, R | VU/F/BETA/N&S/AML | WN.KB144 | - |  |  |  | 1
EQ016879 |  | Pressure controller |  | Piezo Controller | VU | Kortekaas, R | VU/F/BETA/N&S/AML | WN.KB144 | - |  |  |  | 1
EQ016878 |  | Splitter |  | Video Splitter | Kong | Kortekaas, R | VU/F/BETA/N&S/AML | WN.KB144 | - |  |  |  | 1
EQ016877 |  | Control Unit |  | Control Unit | Fluke | Kortekaas, R | VU/F/BETA/N&S/AML | WN.KB144 | - |  |  |  | 1
EQ016876 |  | Control Unit |  | Control Unit | VU | Kortekaas, R | VU/F/BETA/N&S/AML | WN.KB144 | - |  |  |  | 1
EQ016875 |  | Amplifier |  | Power Amplifier | Monacor | Kortekaas, R | VU/F/BETA/N&S/AML | WN.KB144 | - |  |  |  | 1 | PA-1242
EQ016874 |  | Control Unit |  | Control Unit | Cryoson | Kortekaas, R | VU/F/BETA/N&S/AML | WN.KB144 | - |  |  |  | 1 | PS4
EQ016873 |  | Control Unit |  | Control Unit | Cryoson | Kortekaas, R | VU/F/BETA/N&S/AML | WN.KB144 | - |  |  |  | 1 | NR8
EQ016872 |  | Laser Controller Unit |  | Galvo Driver | VU | Kortekaas, R | VU/F/BETA/N&S/AML | WN.KB144 | - |  |  |  | 1 | 18-21
EQ016871 | T2 | Power Supply |  | Power Supply | Radiant Dyes | Kortekaas, R | VU/F/BETA/N&S/AML | WN.KB144 | - |  |  |  | 1 | DC Regulated Power Supply
EQ016870 |  | Mass Spectrometer Interface Unit (MSIU) |  | Mass Spectrometer Interface | Hiden Analytical | Kortekaas, R | VU/F/BETA/N&S/AML | WN.KB144 | - |  |  |  | 1 | MSIU
EQ016869 |  | Control Unit |  | Control Unit | VU | Kortekaas, R | VU/F/BETA/N&S/AML | WN.KB144 | - |  |  |  | 1
EQ016868 |  | Extension Cable |  | Extension Cable | VU | Kortekaas, R | VU/F/BETA/N&S/AML | WN.KB144 | - |  |  |  | 1
EQ016867 |  | Power Supply |  | Power Supply | Phytron | Kortekaas, R | VU/F/BETA/N&S/AML | WN.KB144 | - |  |  |  | 1 | SPH-2
EQ016866 |  | Motor driver |  | Stepper Motor Controller | Phytron | Kortekaas, R | VU/F/BETA/N&S/AML | WN.KB144 | - |  |  |  | 1 | MCC-1
EQ016865 | 005736 | Pressure controller |  | Pressure Gauge Control | Balzers | Kortekaas, R | VU/F/BETA/N&S/AML | WN.KB144 | - |  |  |  | 1 | MaxiGauge
EQ016864 |  | Power Supply |  | Power Supply | Delta Elektronika | Kortekaas, R | VU/F/BETA/N&S/AML | WN.KB144 | - |  |  |  | 1 | ES 030-10
EQ016863 |  | Temperature Control Module |  | Temperature Controller | Cryogenic Control Systems (Cryo.con) | Kortekaas, R | VU/F/BETA/N&S/AML | WN.KB144 | - |  |  |  | 1 | 26
EQ016862 | MWS1294GS;STICKER | Myolab-Audio en Visuele Apparatuur |  | OSD-BOX |  | Noort, wendy | VU/F/FGB/BW/Myolab | O2.13W35 | - |  |  |  | 1 | COSDB0
EQ016861 | Aloka;PSU-Sinpro;STICKER | Acoustic recorder |  | Hitachi Arieta Prologue | Hitachi | Noort, wendy | VU/F/FGB/BW/Myolab | O2.13W35 | - |  |  |  | 1 | Arietta Prologue
EQ016860 | PSUB07-0375482 | Myolab-Audio en Visuele Apparatuur |  | CANOPUS Advanced DV Convertor |  | Noort, wendy | VU/F/FGB/BW/Myolab | O2.13W35 | - |  |  |  | 1 | ADVC-300
EQ016859 |  | Signal Generator |  | Analog Signal Generator | Agilent | Kortekaas, R | VU/F/BETA/N&S/AML | WN.KB142 | - |  |  |  | 1 | E8257D
EQ016858 |  | Vacuum Gauge |  | Maxi Gauge | Pfeiffer | Kortekaas, R | VU/F/BETA/N&S/AML | WN.KB142 | - |  |  |  | 1 | MaxiGauge
EQ016857 |  | Extension Cable |  | Extension Cable | VU | Kortekaas, R | VU/F/BETA/N&S/AML | WN.KB142 | - |  |  |  | 1
EQ016856 |  | Extension Cable |  | Extension Cable | VU | Kortekaas, R | VU/F/BETA/N&S/AML | WN.KB142 | - |  |  |  | 1
EQ016855 |  | Extension Cable |  | Extension Cable | VU | Kortekaas, R | VU/F/BETA/N&S/AML | WN.KB142 | - |  |  |  | 1
EQ016854 |  | Power Supply |  | Power Supply | Heinzinger | Kortekaas, R | VU/F/BETA/N&S/AML | WN.KB142 | - |  |  |  | 1 | HN 2500-08
EQ016853 |  | Computer |  | Dell PC | Dell | Kortekaas, R | VU/F/BETA/N&S/AML | WN.KB142 | - |  |  |  | 1
EQ016852 | Blue | Lockbox |  | Cavity Lock Box | VU | Kortekaas, R | VU/F/BETA/N&S/AML | WN.KB142 | - |  |  |  | 1
EQ016851 |  | Laser Controller Unit |  | Dye Laser Control | Coherent | Kortekaas, R | VU/F/BETA/N&S/AML | WN.KB142 | - |  |  |  | 1
EQ016850 |  | Oscilloscope |  | Analog Oscilloscope | Hameg | Kortekaas, R | VU/F/BETA/N&S/AML | WN.KB142 | - |  |  |  | 1 | HM303-6
EQ016849 |  | Laser |  | Thomson-CSF Laser | Thomson-CSF Laser | Kortekaas, R | VU/F/BETA/N&S/AML | WN.KB142 | - |  |  |  | 1 | LCD 200
EQ016848 |  | Power Supply |  | Laser Power Suppy | Coherent | Kortekaas, R | VU/F/BETA/N&S/AML | WN.KB142 | - |  |  |  | 1 | 0171-896-52 VERDI-5W
EQ016847 |  | Extension Cable |  | Extension Cable | VU | Kortekaas, R | VU/F/BETA/N&S/AML | WN.KB142 | - |  |  |  | 1
EQ016846 |  | Amplifier |  | Amplifier Discriminator | Stanford Research Systems (SRS) | Kortekaas, R | VU/F/BETA/N&S/AML | WN.KB142 | - |  |  |  | 1 | 9302
EQ016845 |  | Voltage Controller |  | Trivolt | VU | Kortekaas, R | VU/F/BETA/N&S/AML | WN.KB142 | - |  |  |  | 1 | PK 60
EQ016844 | STICKER | Camera |  | Casio video camera |  | Noort, wendy | VU/F/FGB/BW/Myolab | O2.13W39 | - |  |  |  | 1 | EX-ZR1000
EQ016843 |  | Extension Cable |  | Extension Cable | VU | Kortekaas, R | VU/F/BETA/N&S/AML | WN.KB142 | - |  |  |  | 1
EQ016842 |  | Computer Monitor |  | Philips Monitor | Philips | Kortekaas, R | VU/F/BETA/N&S/AML | WN.KB142 | - |  |  |  | 1 | Brillance 170P
EQ016841 |  | Laser power meter |  | Power Meter | Spectra Physics | Kortekaas, R | VU/F/BETA/N&S/AML | WN.KB142 | - |  |  |  | 1 | 407A
EQ016840 |  | Oxygen Monitoring System |  | Lambdameter | VU | Kortekaas, R | VU/F/BETA/N&S/AML | WN.KB142 | - |  |  |  | 1 | LM-007
EQ016839 | 008180 | Oxygen Monitoring System |  | Lambdameter | VU | Kortekaas, R | VU/F/BETA/N&S/AML | WN.KB142 | - |  |  |  | 1 | LM-007
EQ016838 |  | Computer Monitor |  | Benq Monitor | Benq | Kortekaas, R | VU/F/BETA/N&S/AML | WN.KB142 | - |  |  |  | 1 | FP557
EQ016837 |  | Computer |  | HP Laptop | Hewlett Packard (HP) | Kortekaas, R | VU/F/BETA/N&S/AML | WN.KB142 | - |  |  |  | 1
EQ016836 |  | Computer |  | HP Laptop | Hewlett Packard (HP) | Kortekaas, R | VU/F/BETA/N&S/AML | WN.KB142 | - |  |  |  | 1
EQ016835 |  | Laser |  | Ring Laser | Coherent | Kortekaas, R | VU/F/BETA/N&S/AML | WN.KB142 | - |  |  |  | 1 | 899
EQ016834 | UE51229A; DEMI WATER | Water Bath |  | Recirculating Chilling Waterbath | Neslab | Kortekaas, R | VU/F/BETA/N&S/AML | WN.KB142 | - |  |  |  | 0 | RTE-101
EQ016833 |  | Water Bath |  | Recirculating Chilling Waterbath | Neslab | Kortekaas, R | VU/F/BETA/N&S/AML | WN.KB142 | - |  |  |  | 1 | RTE-101
EQ016832 |  | Laser |  | Circulator | Sirah | Kortekaas, R | VU/F/BETA/N&S/AML | WN.KB142 | - |  |  |  | 1 | PC-500
EQ016831 |  | Extension Cable |  | Extension Cable | VU | Kortekaas, R | VU/F/BETA/N&S/AML | WN.KB142 | - |  |  |  | 1
EQ016830 | 001237 | Power Supply |  | Power Supply | Delta Elektronika | Kortekaas, R | VU/F/BETA/N&S/AML | WN.KB142 | - |  |  |  | 1 | SM70-45 D
EQ016829 | FB-006817;STICKER | Laminar Air Flow Cabinet |  | FLOWKAST FB-006817 | Clean Air Technik | Noort, wendy | VU/F/FGB/BW/Myolab | O2.13W39 | - |  |  |  | 1
EQ016828 | 39-8449 | Amplifier |  | RF Power Amplifier | Electronic Navigation Industries (ENI) | Kortekaas, R | VU/F/BETA/N&S/AML | WN.KB142 | - |  |  |  | 1 | 3100L
EQ016827 |  | Power Supply |  | High Voltage Power Supply | Stanford Research Systems (SRS) | Kortekaas, R | VU/F/BETA/N&S/AML | WN.KB142 | - |  |  |  | 1 | PS350
EQ016826 |  | Power Supply |  | Triple Power Supply | Elektro-Automatik (EA) | Kortekaas, R | VU/F/BETA/N&S/AML | WN.KB142 | - |  |  |  | 1 | EA-PS 3332-03
EQ016825 |  | Signal Generator |  | Function Generator | Thurlby Thandar Instruments | Kortekaas, R | VU/F/BETA/N&S/AML | WN.KB142 | - |  |  |  | 1 | 407-912
EQ016824 | X 10 -2 | Vacuum Gauge |  | Single Gauge | Pfeiffer | Kortekaas, R | VU/F/BETA/N&S/AML | WN.KB142 | - |  |  |  | 1 | Vacuum
EQ016823 | 004225 | Amplifier |  | HV Amplifier | VU | Kortekaas, R | VU/F/BETA/N&S/AML | WN.KB142 | - |  |  |  | 1
EQ016822 | BIBRO-917;STICKER | Fridge |  | Liebherr Fridge | Liebherr | Noort, wendy | VU/F/FGB/BW/Myolab | O2.13W39 | - |  |  |  | 1 | MediLine
EQ016821 |  | Power Supply |  | Power Supply and Display Module | Stanford Research Systems (SRS) | Kortekaas, R | VU/F/BETA/N&S/AML | WN.KB142 | - |  |  |  | 1
EQ016820 | I.9289 | Power Supply |  | Power Supply | Thorn Emi Electron Tubes | Kortekaas, R | VU/F/BETA/N&S/AML | WN.KB142 | - |  |  |  | 1 | Type PM 28B
EQ016819 |  | Oscilloscope |  | Oscilloscope | Tektronix | Kortekaas, R | VU/F/BETA/N&S/AML | WN.KB142 | - |  |  |  | 1 | 2235A
EQ016818 |  | Power Supply |  | PSV Power Supply | VU | Kortekaas, R | VU/F/BETA/N&S/AML | WN.KB142 | - |  |  |  | 1
EQ016817 |  | Arduino Stepper |  | Arduino Stepper | VU | Kortekaas, R | VU/F/BETA/N&S/AML | WN.KB142 | - |  |  |  | 1
EQ016816 | 001063 | Lockbox |  | Lockbox | VU | Kortekaas, R | VU/F/BETA/N&S/AML | WN.KB142 | - |  |  |  | 1
EQ016815 | Molecular; Ring | Optical Shutter |  | Shutter | VU | Kortekaas, R | VU/F/BETA/N&S/AML | WN.KB142 | - |  |  |  | 1
EQ016814 | DEC POS | Power Supply |  | Capacitor Charging Power Supply | FuG | Kortekaas, R | VU/F/BETA/N&S/AML | WN.KB142 | - |  |  |  | 1 | HCK 400-12500
EQ016813 | 011919; DEC NEG | Power Supply |  | Capacitor Charging Power Supply | FuG | Kortekaas, R | VU/F/BETA/N&S/AML | WN.KB142 | - |  |  |  | 1 | HCK 400-12500
EQ016812 | PSU0029606;STICKER | Myolab-Wetensch Apparatuur |  | PSU heating element hose H20-air mixer |  | Tuinder, Vincent | VU/F/FGB/BW/Myolab | O2.13W39 | - |  |  |  | 1 | MW1512B
EQ016811 | PSU023;STICKER | Myolab-Wetensch Apparatuur |  | PSU mixer fan |  | Noort, wendy | VU/F/FGB/BW/Myolab | O2.13W39 | - |  |  |  | 1 | FW7333S/24
EQ016810 | Q4 | Power Supply |  | DC Power Supply Q4 | FuG | Kortekaas, R | VU/F/BETA/N&S/AML | WN.KB142 | - |  |  |  | 1
EQ016809 | Q3 | Power Supply |  | DC Power Supply Q3 | FuG | Kortekaas, R | VU/F/BETA/N&S/AML | WN.KB142 | - |  |  |  | 1
EQ016808 | Q2 | Power Supply |  | DC Power Supply Q2 | FuG | Kortekaas, R | VU/F/BETA/N&S/AML | WN.KB142 | - |  |  |  | 1
EQ016807 |  | Computer |  | HP PC | Hewlett Packard (HP) | Kortekaas, R | VU/F/BETA/N&S/AML | WN.KB142 | - |  |  |  | 1 | ProDesk
EQ016806 | 007844 | Amplifier |  | High Voltage Amplifier | Trek | Kortekaas, R | VU/F/BETA/N&S/AML | WN.KB142 | - |  |  |  | 1 | 5/80
EQ016805 | 007851 | Amplifier |  | High Voltage Amplifier | Trek | Kortekaas, R | VU/F/BETA/N&S/AML | WN.KB142 | - |  |  |  | 1 | 5/80
EQ016804 | 007846 | Amplifier |  | High Voltage Amplifier | Trek | Kortekaas, R | VU/F/BETA/N&S/AML | WN.KB142 | - |  |  |  | 1 | 5/80
EQ016803 | 007845 | Amplifier |  | High Voltage Amplifier | Trek | Kortekaas, R | VU/F/BETA/N&S/AML | WN.KB142 | - |  |  |  | 1 | 5/80
EQ016802 | 007850; 4 | Amplifier |  | High Voltage Amplifier | Trek | Kortekaas, R | VU/F/BETA/N&S/AML | WN.KB142 | - |  |  |  | 1 | 5/80
EQ016801 | 007849; 5 | Amplifier |  | High Voltage Amplifier | Trek | Kortekaas, R | VU/F/BETA/N&S/AML | WN.KB142 | - |  |  |  | 1 | 5/80
EQ016800 | Q1 | Power Supply |  | DC Power Supply Q1 | FuG | Kortekaas, R | VU/F/BETA/N&S/AML | WN.KB142 | - |  |  |  | 1
EQ016799 |  | Extension Cable |  | Extension Cable | VU | Kortekaas, R | VU/F/BETA/N&S/AML | WN.KB142 | - |  |  |  | 1
EQ016798 | 007847; 6 | Amplifier |  | High Voltage Amplifier | Trek | Kortekaas, R | VU/F/BETA/N&S/AML | WN.KB142 | - |  |  |  | 1 | 5/80
EQ016797 | 007848; 7 | Amplifier |  | High Voltage Amplifier | Trek | Kortekaas, R | VU/F/BETA/N&S/AML | WN.KB142 | - |  |  |  | 1 | 5/80
EQ016796 |  | Laser |  | Dye Circulator | Spectra Physics | Kortekaas, R | VU/F/BETA/N&S/AML | WN.KB142 | - |  |  |  | 1 | Quanta Ray TSC-2
EQ016795 |  | Vacuum Pump |  | Vacuum Chamber | Pfeiffer | Kortekaas, R | VU/F/BETA/N&S/AML | WN.KB142 | - |  |  |  | 1
EQ016794 | 001136 | Power Supply |  | Power Supply SM6020 | Delta Elektronika | Limburg, Rob | VU/F/BETA/TC/Electronica | WN.P043 | - |  |  |  | 1 | SM6020
EQ016793 | POS | Power Supply |  | DC Power Supply | FuG | Kortekaas, R | VU/F/BETA/N&S/AML | WN.KB142 | - |  |  |  | 1 | HCK 400-12500
EQ016792 | NEG | Power Supply |  | DC Power Supply | FuG | Kortekaas, R | VU/F/BETA/N&S/AML | WN.KB142 | - |  |  |  | 1 | HCK 400-12500
EQ016791 |  | Power Supply |  | Laboratory Power Supply EA | Elektro-Automatik (EA) | Kortekaas, R | VU/F/BETA/N&S/AML | WN.KB142 | - |  |  |  | 1 | EA-PS 2032-025
EQ016790 |  | Laser |  | Dye Laser | Sirah | Kortekaas, R | VU/F/BETA/N&S/AML | WN.KB142 | - |  |  |  | 1
EQ016789 |  | Router/Switch |  | Fast High Voltage Switches | VU | Kortekaas, R | VU/F/BETA/N&S/AML | WN.KB142 | - |  |  |  | 1
EQ016788 |  | Router/Switch |  | Fast High Voltage Switches | VU | Kortekaas, R | VU/F/BETA/N&S/AML | WN.KB142 | - |  |  |  | 1
EQ016787 |  | Router/Switch |  | Fast High Voltage Switches | VU | Kortekaas, R | VU/F/BETA/N&S/AML | WN.KB142 | - |  |  |  | 1
EQ016786 |  | Router/Switch |  | Fast High Voltage Switches | VU | Kortekaas, R | VU/F/BETA/N&S/AML | WN.KB142 | - |  |  |  | 1
EQ016785 | 007843 | Router/Switch |  | Fast High Voltage Switches | VU | Kortekaas, R | VU/F/BETA/N&S/AML | WN.KB142 | - |  |  |  | 1
EQ016784 | 003008; 005043 | Extension Cable |  | Extension Cable | VU | Kortekaas, R | VU/F/BETA/N&S/AML | WN.KB142 | - |  |  |  | 1
EQ016783 |  | Laser |  | Dye Laser | VU | Kortekaas, R | VU/F/BETA/N&S/AML | WN.KB142 | - |  |  |  | 1
EQ016782 | LAB 150-1751 | Laser |  | YAG Laser | Spectra Physics | Kortekaas, R | VU/F/BETA/N&S/AML | WN.KB142 | - |  |  |  | 1 | Quanta-Ray
EQ016781 |  | Oscilloscope |  | Two Channel Digital Oscilloscope | Tektronix | Kortekaas, R | VU/F/BETA/N&S/AML | WN.KB142 | - |  |  |  | 1 | TDS1002
EQ016780 |  | Multimeter |  | Multimeter | Fluke | Kortekaas, R | VU/F/BETA/N&S/AML | WN.KB142 | - |  |  |  | 1 | 27 II
EQ016779 |  | Multimeter |  | Multimeter | Fluke | Kortekaas, R | VU/F/BETA/N&S/AML | WN.KB142 | - |  |  |  | 1 | 27 II
EQ016778 |  | Power Supply |  | Laser Power Suppy | Spectra Physics | Kortekaas, R | VU/F/BETA/N&S/AML | WN.KB142 | - |  |  |  | 1 | PS100
EQ016777 |  | Power Supply |  | Laser Power Suppy | Spectra Physics | Kortekaas, R | VU/F/BETA/N&S/AML | WN.KB142 | - |  |  |  | 1 | PS100
EQ016776 |  | Computer |  | Laptop | IBM | Kortekaas, R | VU/F/BETA/N&S/AML | WN.KB142 | - |  |  |  | 1
EQ016775 | LAB 150-1807 | Laser |  | YAG Laser | Spectra Physics | Kortekaas, R | VU/F/BETA/N&S/AML | WN.KB142 | - |  |  |  | 1 | Quanta-Ray
EQ016774 |  | Extension Cable |  | Extension Cable | VU | Hogervorst, Jolanda | VU/F/ACTA/MGW/OCB | AC.11N58A | - |  |  |  | 1
EQ016773 |  | Pipette |  | Pipette L20 | Rainin | Hogervorst, Jolanda | VU/F/ACTA/MGW/OCB | AC.11N58A | - |  |  |  | 1 | Pipet-Lite XLS
EQ016772 |  | Pipette |  | Pipette L200 | Rainin | Hogervorst, Jolanda | VU/F/ACTA/MGW/OCB | AC.11N58A | - |  |  |  | 1 | Pipet-Lite XLS
EQ016771 |  | Pipette |  | Pipette L1000 | Rainin | Hogervorst, Jolanda | VU/F/ACTA/MGW/OCB | AC.11N58A | - |  |  |  | 1 | Pipet-Lite XLS
EQ016770 |  | Pipette |  | Pipette L20 | Rainin | Hogervorst, Jolanda | VU/F/ACTA/MGW/OCB | AC.11N58A | - |  |  |  | 1 | Pipet-Lite XLS
EQ016769 |  | Pipette |  | Pipette L1000 | Rainin | Hogervorst, Jolanda | VU/F/ACTA/MGW/OCB | AC.11N58A | - |  |  |  | 1 | Pipet-Lite XLS
EQ016768 |  | Pipette |  | Pipette L200 | Rainin | Hogervorst, Jolanda | VU/F/ACTA/MGW/OCB | AC.11N58A | - |  |  |  | 1 | Pipet-Lite XLS
EQ016767 |  | Water Bath |  | Water Bath | GFL | Hogervorst, Jolanda | VU/F/ACTA/MGW/OCB | AC.11N58A | - |  |  |  | 1
EQ016766 |  | Autoclave |  | Autoclave | Tuttnauer | Hogervorst, Jolanda | VU/F/ACTA/MGW/OCB | AC.11N58A | - |  |  |  | 1 | 3150ELV
EQ016765 | ACTA00-060-0443 | Fridge |  | Fridge | Bosch | Hogervorst, Jolanda | VU/F/ACTA/MGW/OCB | AC.11N58A | - |  |  |  | 1
EQ016764 |  | Fridge |  | Fridge | Liebherr | Hogervorst, Jolanda | VU/F/ACTA/MGW/OCB | AC.11N58A | - |  |  |  | 1 | Comfort
EQ016763 |  | Incubator |  | CO2 Incubator | Binder | Hogervorst, Jolanda | VU/F/ACTA/MGW/OCB | AC.11N58A | - |  |  |  | 1 | CB 53
EQ016762 |  | Radio |  | Radio | Philips | Hogervorst, Jolanda | VU/F/ACTA/MGW/OCB | AC.11N58A | - |  |  |  | 1
EQ016761 |  | Incubator |  | CO2 Incubator | Panasonic | Hogervorst, Jolanda | VU/F/ACTA/MGW/OCB | AC.11N58A | - |  |  |  | 1 | MCO-170AICUVH-PE
EQ016760 |  | Incubator |  | CO2 Incubator | Panasonic | Hogervorst, Jolanda | VU/F/ACTA/MGW/OCB | AC.11N58A | - |  |  |  | 1 | MCO-170AICUVH-PE
EQ016759 |  | Vacuum Pump |  | Vacuum Control | VU | Hogervorst, Jolanda | VU/F/ACTA/MGW/OCB | AC.11N58A | - |  |  |  | 1
EQ016758 |  | Centrifuge |  | Centrifuge | Eppendorf | Hogervorst, Jolanda | VU/F/ACTA/MGW/OCB | AC.11N58A | - |  |  |  | 1 | 5810 R
EQ016757 |  | Cell Counter |  | Automatic Cell Counter | NanoEnTek | Hogervorst, Jolanda | VU/F/ACTA/MGW/OCB | AC.11N58A | - |  |  |  | 1 | EVE
EQ016756 |  | Power Supply |  | Microscope Power Supply | Leica | Hogervorst, Jolanda | VU/F/ACTA/MGW/OCB | AC.11N58A | - |  |  |  | 1
EQ016755 |  | Microscope |  | Microscope Camera | Leica | Hogervorst, Jolanda | VU/F/ACTA/MGW/OCB | AC.11N58A | - |  |  |  | 1 | DC 200
EQ016754 | ACTA97-020-0252 | Microscope |  | LED Microscope | Leica | Hogervorst, Jolanda | VU/F/ACTA/MGW/OCB | AC.11N58A | - |  |  |  | 1 | DMIL
EQ016753 | blue label | Pipette |  | Pipette Controller | Corning | Hogervorst, Jolanda | VU/F/ACTA/MGW/OCB | AC.11N58A | - |  |  |  | 1 | Stripettor Ultra
EQ016752 | blue label | Pipette |  | Pipette Controller | Corning | Hogervorst, Jolanda | VU/F/ACTA/MGW/OCB | AC.11N58A | - |  |  |  | 1 | Stripettor Ultra
EQ016751 | PSU-140400258;STICKER | Shaker/Mixer |  | PSU H20-AIR mixer display | none | Noort, wendy | VU/F/FGB/BW/Myolab | O2.13W39 | - | 2024-10-02 | 2024-10-31 00:00:00 |  | 1 | VEH90PS19
EQ016750 | Verstelbaar 9-14 mm | Multi channel pipet |  | pipet-lite 5 - 50µL | Rainin | Hogervorst, Jolanda | VU/F/ACTA/MGW/OCB | AC.11N14 | - |  |  |  | 1 | LA8-50XLS
EQ016749 | PSU-33151;STICKER | Shaker/Mixer |  | PSU mixer fan | none | Noort, wendy | VU/F/FGB/BW/Myolab | O2.13W39 | - | 2024-10-02 | 2024-10-31 00:00:00 |  | 1 | FW7333S/24
EQ016748 | PSU-0113274 | Shaker/Mixer |  | PSU H2O-AIR MIXER | Boneco | Noort, wendy | VU/F/FGB/BW/Myolab | O2.13W39 | - | 2024-10-02 | 2024-10-31 00:00:00 |  | 1 | Hybernite V12 PSU
EQ016747 | STICKER | Myolab-Electrische Apparatuur |  | Verwarmingsmatje | Sanowell | Noort, wendy | VU/F/FGB/BW/Myolab | O2.13W41 | - |  |  |  | 1 | (boven in de kast)
EQ016746 |  | Transformer |  | Transformer | EREA Transformers | Limburg, Rob | VU/F/BETA/TC/Electronica | WN.M570 | - |  |  |  | 1 | IP20
EQ016745 |  | Extension Cable |  | Extension Cable | VU | Limburg, Rob | VU/F/BETA/TC/Electronica | WN.M570 | - |  |  |  | 1
EQ016744 |  | Extension Cable |  | Extension Cable | Brennenstuhl | Limburg, Rob | VU/F/BETA/TC/Electronica | WN.M570 | - |  |  |  | 1
EQ016743 | 005631 | Transformer |  | Line Noise Suppressing Ultra Isolator | Topaz Electronics | Limburg, Rob | VU/F/BETA/TC/Electronica | WN.M570 | - |  |  |  | 1 | 91095-11
EQ016742 | PC-015173 | Computer |  | Dell PC | Dell | Limburg, Rob | VU/F/BETA/TC/Electronica | WN.M570 | - |  |  |  | 1 | Dell Optiplex 990 SFF
EQ016741 |  | Spectrum Analyzer |  | FieldFox Handheld RF Analyzer N9912A | Agilent | Limburg, Rob | VU/F/BETA/TC/Electronica | WN.M570 | - |  |  |  | 1 | N9912A
EQ016740 |  | Computer Monitor |  | Computer Monitor HP | Hewlett Packard (HP) | Limburg, Rob | VU/F/BETA/TC/Electronica | WN.M570 | - |  |  |  | 1 | LA2205wg
EQ016739 |  | Ethernet Switch |  | Fast Ethernet Switch | CentreCOM | Limburg, Rob | VU/F/BETA/TC/Electronica | WN.M570 | - |  |  |  | 1 | FS705
EQ016738 |  | Vacuum Cleaner |  | Vacuum Cleaner | Philips | Limburg, Rob | VU/F/BETA/TC/Electronica | WN.M570 | - |  |  |  | 1 | FC 9150
EQ016737 | PC-012301 | Computer |  | Dell PC | Dell | Limburg, Rob | VU/F/BETA/TC/Electronica | WN.M570 | - |  |  |  | 1 | Dell Optiplex 990 SFF
EQ016736 |  | Amplifier |  | RF Amplifier | Amplifier Research | Limburg, Rob | VU/F/BETA/TC/Electronica | WN.M570 | - |  |  |  | 1 | 30W1000B
EQ016735 |  | Amplifier |  | RF Amplifier | Amplifier Research | Limburg, Rob | VU/F/BETA/TC/Electronica | WN.M570 | - |  |  |  | 1 | 25A250A
EQ016734 | 000710 | Signal Generator |  | Signal Generator HP8657B | Hewlett Packard (HP) | Limburg, Rob | VU/F/BETA/TC/Electronica | WN.M570 | - |  |  |  | 1 | 8657B
EQ016733 | PC-024859 | Computer |  | HP PC | Hewlett Packard (HP) | Limburg, Rob | VU/F/BETA/TC/Electronica | WN.M570 | - |  |  |  | 1 | HP DC8300 CMT
EQ016732 |  | Computer Monitor |  | Acer Monitor | Acer | Limburg, Rob | VU/F/BETA/TC/Electronica | WN.M570 | - |  |  |  | 1 | G185HV
EQ016731 | 012183 | Power Supply |  | Power Supply HMC 8043 | Rohde&Schwarz | Limburg, Rob | VU/F/BETA/TC/Electronica | WN.P043 | - |  |  |  | 1 | HMC 8043
EQ016730 | 000230 | Wire Winding Machine |  | Wire Winding Machine | Frieseke & Hoepfner | Limburg, Rob | VU/F/BETA/TC/Electronica | WN.M570 | - |  |  |  | 1 | FH88K56
EQ016729 |  | Spectrum Analyzer |  | Spectrum Analyzer | Rohde&Schwarz | Limburg, Rob | VU/F/BETA/TC/Electronica | WN.M570 | - |  |  |  | 1 | ESPI 1142.8007.03
EQ016728 |  | Testbox |  | EMC Immunity Test System | Thermo Fisher Scientific | Limburg, Rob | VU/F/BETA/TC/Electronica | WN.M570 | - |  |  |  | 1 | Keytek EMC Pro Plus
EQ016727 | 000518 | Safety Tester |  | AC/DC Withstand Voltage Tester | Associated Research Inc. | Limburg, Rob | VU/F/BETA/TC/Electronica | WN.M570 | - |  |  |  | 1 | 3570D
EQ016726 | 000519 | Safety Tester |  | Ground Bond Tester | Associated Research Inc. | Limburg, Rob | VU/F/BETA/TC/Electronica | WN.M570 | - |  |  |  | 1 | 3030D
EQ016725 | STICKER | Motion Controller/Driver |  | Motor controller | Thorlabs | Noort, wendy | VU/F/FGB/BW/Myolab | O2.13W41 | - |  |  |  | 1 | KDC101
EQ016724 |  | Safety Tester |  | AC/DC Withstand Voltage Tester | Associated Research Inc. | Limburg, Rob | VU/F/BETA/TC/Electronica | WN.M570 | - |  |  |  | 1 | 3570D
EQ016723 |  | Safety Tester |  | Ground Bond Tester | Associated Research Inc. | Limburg, Rob | VU/F/BETA/TC/Electronica | WN.M570 | - |  |  |  | 1 | 3030D
EQ016722 |  | Console |  | Compact Power and Energy Meter Console | Thorlabs | Limburg, Rob | VU/F/BETA/TC/Electronica | WN.M570 | - |  |  |  | 1 | PM100D
EQ016721 | 000257 | Multimeter |  | Multimeter 2000 | Keithley | Limburg, Rob | VU/F/BETA/TC/Electronica | WN.P043 | - |  |  |  | 1 | 2000
EQ016720 |  | Climate Chamber |  | Temperature and Humidity Cabinet | Espec Corp | Limburg, Rob | VU/F/BETA/TC/Electronica | WN.M570 | - |  |  |  | 1 | LHU-114
EQ016719 | 002224 | Multimeter |  | Multimeter 2000 | Keithley | Limburg, Rob | VU/F/BETA/TC/Electronica | WN.P043 | - |  |  |  | 1 | 2000
EQ016718 | 33 9662 | Generator |  | Interference Generator | Schaffner | Limburg, Rob | VU/F/BETA/TC/Electronica | WN.M570 | - |  |  |  | 1 | NSG 221
EQ016717 |  | Generator |  | Function Generator | (Aim-)TTi | Limburg, Rob | VU/F/BETA/TC/Electronica | WN.M570 | - |  |  |  | 1 | TG550
EQ016716 |  | Test Probe |  | RCL adapter | Philips | Limburg, Rob | VU/F/BETA/TC/Electronica | WN.M570 | - |  |  |  | 1 | PM 9541
EQ016715 |  | Testbox |  | RCL adapter | Philips | Limburg, Rob | VU/F/BETA/TC/Electronica | WN.M570 | - |  |  |  | 1 | PM 9542
EQ016714 |  | Component Tester |  | RCL Meter | Philips | Limburg, Rob | VU/F/BETA/TC/Electronica | WN.M570 | - |  |  |  | 1 | PM 6303
EQ016713 |  | Transformer |  | Artificial Mains Network | Rohde&Schwarz | Limburg, Rob | VU/F/BETA/TC/Electronica | WN.M570 | - |  |  |  | 1 | ESH2-Z5
EQ016712 |  | Router/Switch |  | Router Ethernet | Cisco | Limburg, Rob | VU/F/BETA/TC/Electronica | WN.M570 | - |  |  |  | 1 | EA4500
EQ016711 | MON04-039 | Computer Monitor |  | Computer Monitor Dell | Dell | Limburg, Rob | VU/F/BETA/TC/Electronica | WN.M570 | - |  |  |  | 1 | E172Fpt
EQ016710 | TFT423 | Computer Monitor |  | Computer Monitor Fujitsu | Fujitsu | Limburg, Rob | VU/F/BETA/TC/Electronica | WN.M570 | - |  |  |  | 1 | SCENICVIEW P17-2
EQ016709 | 011589 | Extension Cable |  | Extension Cable Long 10m | Brennenstuhl | Limburg, Rob | VU/F/BETA/TC/Electronica | WN.M570 | - |  |  |  | 1 | H05VU-F
EQ016708 | 000803 | Soldering Iron/Machine |  | Soldering Station | Weller | Limburg, Rob | VU/F/BETA/TC/Electronica | WN.M570 | - |  |  |  | 1 | WSD 81
EQ016707 | 012258 | Transformer |  | Adjustable Transformer | Applicable Electronics (AE) | Limburg, Rob | VU/F/BETA/TC/Electronica | WN.M570 | - |  |  |  | 1 | EA-STT 2000 B-3A
EQ016706 |  | Router/Switch |  | Switch | Inmac | Limburg, Rob | VU/F/BETA/TC/Electronica | WN.P043 | - |  |  |  | 1 | iS-1024
EQ016705 | blue label | Ethernet Switch |  | Switch | tp-link | Limburg, Rob | VU/F/BETA/TC/Electronica | WN.P043 | - |  |  |  | 1 | TL-SG108PE
EQ016704 | yellow label | Ethernet Switch |  | Switch | tp-link | Limburg, Rob | VU/F/BETA/TC/Electronica | WN.P043 | - |  |  |  | 1 | TL-SG108PE
EQ016703 |  | Workbench |  | Electronic Workbench | VU | Limburg, Rob | VU/F/BETA/TC/Electronica | WN.P043 | - |  |  |  | 1
EQ016702 |  | Workbench |  | Electronic Workbench | VU | Limburg, Rob | VU/F/BETA/TC/Electronica | WN.P043 | - |  |  |  | 1
EQ016701 | 002000 | Extension Cable |  | Extension Cable | VU | Limburg, Rob | VU/F/BETA/TC/Electronica | WN.P043 | - |  |  |  | 1
EQ016700 |  | Computer Monitor |  | Samsung Monitor | Samsung | Limburg, Rob | VU/F/BETA/TC/Electronica | WN.P043 | - |  |  |  | 1 | SyncMaster 913N
EQ016699 | PC-041452 | Computer |  | HP PC | Hewlett Packard (HP) | Luger, Matthijs | VU/F/BETA/TC/Electronica | WN.P043 | - |  |  |  | 1 | HP ProDesk 600 G3 MT
EQ016698 | WS004P1-042 | Router/Switch |  | Switch | Netgear | Limburg, Rob | VU/F/BETA/TC/Electronica | WN.P043 | - |  |  |  | 1 | GS105
EQ016697 |  | Computer Monitor |  | HP Monitor | Hewlett Packard (HP) | Limburg, Rob | VU/F/BETA/TC/Electronica | WN.P043 | - |  |  |  | 1 | HP L1950
EQ016696 |  | Computer Monitor |  | LG Monitor | LG | Limburg, Rob | VU/F/BETA/TC/Electronica | WN.P043 | - |  |  |  | 1 | 24EB23
EQ016695 |  | Computer Monitor |  | HP Monitor | Hewlett Packard (HP) | Limburg, Rob | VU/F/BETA/TC/Electronica | WN.P043 | - |  |  |  | 1 | EliteDisplay E231
EQ016694 |  | Computer Monitor |  | HP Monitor | Hewlett Packard (HP) | Limburg, Rob | VU/F/BETA/TC/Electronica | WN.P043 | - |  |  |  | 1 | EliteDisplay E231
EQ016693 |  | Computer Monitor |  | HP Monitor | Hewlett Packard (HP) | Limburg, Rob | VU/F/BETA/TC/Electronica | WN.P043 | - |  |  |  | 1 | EliteDisplay E231
EQ016692 |  | Extension Cable |  | Extension Cable | VU | Limburg, Rob | VU/F/BETA/TC/Electronica | WN.P043 | - |  |  |  | 1
EQ016691 | 001225 | Signal Generator |  | Arbitrary Waveform Generator 33120A | Hewlett Packard (HP) | Limburg, Rob | VU/F/BETA/TC/Electronica | O2.11W28 | - |  |  |  | 1 | 33120A
EQ016690 |  | Workbench |  | Electronic Workbench | VU | Limburg, Rob | VU/F/BETA/TC/Electronica | WN.P043 | - |  |  |  | 1
EQ016689 |  | Workbench |  | Electronic Workbench | VU | Limburg, Rob | VU/F/BETA/TC/Electronica | WN.P043 | - |  |  |  | 1
EQ016688 | RA-035665 | Data Logger |  | Bibro IP | VU | Limburg, Rob | VU/F/BETA/TC/Electronica | WN.P043 | - |  |  |  | 1 | BibroIPv4
EQ016687 |  | Label Writer |  | Label Printer | Dymo | Limburg, Rob | VU/F/BETA/TC/Electronica | WN.P043 | - |  |  |  | 1 | Label Manager 450D
EQ016686 |  | Router/Switch |  | Unmanaged Switch | Allied Telesyn | Limburg, Rob | VU/F/BETA/TC/Electronica | WN.P043 | - |  |  |  | 1 | FS708
EQ016685 |  | Spectrum Analyzer |  | Dynamic Signal Analyzer | Keysight | Limburg, Rob | VU/F/BETA/TC/Electronica | WN.P043 | - |  |  |  | 1 | 35670A
EQ016684 | 001611 | Spectrum Analyzer |  | Spectrum Analyzer FSP 1093.4495.03 | Rohde&Schwarz | Limburg, Rob | VU/F/BETA/TC/Electronica | WN.P043 | - |  |  |  | 1 | FSP 1093.4495.03
EQ016683 | PC-041453 | Computer |  | HP PC | Hewlett Packard (HP) | Kortekaas, Tim | VU/F/BETA/TC/Electronica | WN.P043 | - |  |  |  | 1 | HP ProDesk 600 G3 MT
EQ016682 |  | Speakers |  | Speakers | EDTA | Limburg, Rob | VU/F/BETA/TC/Electronica | WN.P043 | - |  |  |  | 1
EQ016681 |  | Computer Monitor |  | Computer Monitor | Eizo | Limburg, Rob | VU/F/BETA/TC/Electronica | WN.P043 | - |  |  |  | 1
EQ016680 |  | Computer Monitor |  | Computer Monitor | Eizo | Limburg, Rob | VU/F/BETA/TC/Electronica | WN.P043 | - |  |  |  | 1
EQ016679 | TFT1020 | Computer Monitor |  | Computer Monitor | Eizo | Limburg, Rob | VU/F/BETA/TC/Electronica | WN.P043 | - |  |  |  | 1
EQ016678 |  | Extension Cable |  | Extension Cable | VU | Limburg, Rob | VU/F/BETA/TC/Electronica | WN.P043 | - |  |  |  | 1
EQ016677 | 007503 | Extension Cable |  | Extension Cable | VU | Limburg, Rob | VU/F/BETA/TC/Electronica | WN.P043 | - |  |  |  | 1
EQ016676 | 000516 | Lamp |  | Lamp | VU | Limburg, Rob | VU/F/BETA/TC/Electronica | WN.P043 | - |  |  |  | 1 | 676CB
EQ016675 | 000516 | Lamp |  | Lamp | VU | Limburg, Rob | VU/F/BETA/TC/Electronica | WN.P043 | - |  |  |  | 1
EQ016674 | PSU140400327;STICKER | Myolab-Meetapparatuur |  | MOVE RH Temp controller |  | Noort, wendy | VU/F/FGB/BW/Myolab | O2.13W41 | - |  |  |  | 1
EQ016673 | 008388 | Drill |  | Variable Speed Rotary Kit | Dremel | Limburg, Rob | VU/F/BETA/TC/Electronica | WN.P043 | - |  |  |  | 1 | 4000
EQ016672 | 000471 | Drill |  | Drill press | Rema | Limburg, Rob | VU/F/BETA/TC/Electronica | WN.P043E | - |  |  |  | 1 | B13
EQ016671 | PC-041454 | Computer |  | HP PC | Hewlett Packard (HP) | Buijs, Ronald | VU/F/BETA/TC/Electronica | WN.P043 | - |  |  |  | 1 | HP ProDesk 600 G3 MT
EQ016670 |  | Speakers |  | Speaker | Philips | Limburg, Rob | VU/F/BETA/TC/Electronica | WN.P043 | - |  |  |  | 1
EQ016669 |  | Computer Monitor |  | HP Monitor | Hewlett Packard (HP) | Limburg, Rob | VU/F/BETA/TC/Electronica | WN.P043 | - |  |  |  | 1 | Compaq LA2405x
EQ016668 |  | Computer Monitor |  | HP Monitor | Hewlett Packard (HP) | Limburg, Rob | VU/F/BETA/TC/Electronica | WN.P043 | - |  |  |  | 1 | Compaq LA2405x
EQ016667 | 23.7014 | Drill |  | Turret Punch | Di-acro | Limburg, Rob | VU/F/BETA/TC/Electronica | WN.P043 | - |  |  |  | 1 | Turret Punch
EQ016666 | 001621 | Power Supply |  | Power Supply EST-150 | Delta Elektronika | Limburg, Rob | VU/F/BETA/TC/Electronica | WN.P043 | - |  |  |  | 1 | EST150
EQ016665 |  | Drill |  | Boschhammer | Bosch | Limburg, Rob | VU/F/BETA/TC/Electronica | WN.P043 | - |  |  |  | 1 | GBH 2-23 REA Professional
EQ016664 | 002002 | Extension Cable |  | Extension Cable | VU | Limburg, Rob | VU/F/BETA/TC/Electronica | WN.P043 | - |  |  |  | 1
EQ016663 |  | Vacuum Cleaner |  | Vacuum Cleaner | Bosch | Limburg, Rob | VU/F/BETA/TC/Electronica | WN.P043 | - |  |  |  | 1 | AdvancedVac 20
EQ016662 | 000524 | Vacuum Pump |  | Vacuum Pump | Convac | Limburg, Rob | VU/F/BETA/TC/Electronica | WN.P043 | - |  |  |  | 1 | Tonavac 99
EQ016661 |  | Control Unit |  | PT100 controller | VU | Limburg, Rob | VU/F/BETA/TC/Electronica | WN.P043 | - |  |  |  | 1 | West 2300 PT100 controller
EQ016660 | 000268 | Power Supply |  | Power Supply EST-150 | Delta Elektronika | Limburg, Rob | VU/F/BETA/TC/Electronica | WN.P043 | - |  |  |  | 1 | EST150
EQ016659 |  | Soldering Iron/Machine |  | Soldering Station | Weller | Limburg, Rob | VU/F/BETA/TC/Electronica | WN.P043 | - |  |  |  | 1 | WT1
EQ016658 | 012285 | Soldering Iron/Machine |  | Soldering Station | JBC Tools | Limburg, Rob | VU/F/BETA/TC/Electronica | WN.P043 | - |  |  |  | 1 | CD-2BE/CD-2EP
EQ016657 |  | Soldering Iron/Machine |  | Hot-air soldering station | Lefavor | Limburg, Rob | VU/F/BETA/TC/Electronica | WN.P043 | - |  |  |  | 1 | 858D
EQ016656 | PSU140400260;STICKER | Myolab-Meetapparatuur |  | MOVE RH Temp controller |  | Noort, wendy | VU/F/FGB/BW/Myolab | O2.13W41 | - |  |  |  | 1
EQ016655 | 002582 | Computer |  | NEONIL | VU | Limburg, Rob | VU/F/BETA/TC/Electronica | WN.P043 | - |  |  |  | 1
EQ016654 |  | Control Unit |  | Lockbox | VU | Limburg, Rob | VU/F/BETA/TC/Electronica | WN.P043 | - |  |  |  | 1
EQ016653 | 000498 | Lamp |  | Lamp | VU | Limburg, Rob | VU/F/BETA/TC/Electronica | WN.P043 | - |  |  |  | 1
EQ016652 | TFT424 | Computer Monitor |  | Computer Monitor Fujitsu | Fujitsu | Limburg, Rob | VU/F/BETA/TC/Electronica | WN.P043D | - |  |  |  | 1
EQ016651 |  | Computer interface |  | USB GPIB Adapter | National Instruments | Limburg, Rob | VU/F/BETA/TC/Electronica | WN.P043 | - |  |  |  | 1 | GPIB-USB-HS+
EQ016650 |  | Spectrometer |  | Fiber Optic Spectrometer | OceanOptics | Limburg, Rob | VU/F/BETA/TC/Electronica | WN.P043 | - |  |  |  | 1 | USB4000-XR1-ES
EQ016649 | PC-037777 | Computer |  | HP PC | Hewlett Packard (HP) | Delmeer, Wesley | VU/F/BETA/TC/Electronica | WN.P043 | - |  |  |  | 1 | HP ProDesk 600 G2 MT
EQ016648 | PC-019599 | Computer |  | HP PC/Server | Hewlett Packard (HP) | Limburg, Rob | VU/F/BETA/TC/Electronica | WN.P043 | - |  |  |  | 1 | HP DC8000 SFF
EQ016647 | PC-019601 | Computer |  | Dell PC | Dell | Gracht, Lex van der | VU/F/BETA/TC/Electronica | WN.P043 | - |  |  |  | 1 | Dell Optiplex 990 CMT
EQ016646 | PC-021248 | Computer |  | Dell PC | Dell | Gracht, Lex van der | VU/F/BETA/TC/Electronica | WN.P043 | - |  |  |  | 1 | Dell Optiplex 990 CMT
EQ016645 | PC-060079 | Computer |  | HP PC | Hewlett Packard (HP) | Gracht, Lex van der | VU/F/BETA/TC/Electronica | WN.P043 | - |  |  |  | 1 | HP Z1 Entry Tower G6
EQ016644 | FT1214 | Computer Monitor |  | Computer Monitor | Eizo | Limburg, Rob | VU/F/BETA/TC/Electronica | WN.P043 | - |  |  |  | 1
EQ016643 |  | Computer Monitor |  | Computer Monitor | Eizo | Limburg, Rob | VU/F/BETA/TC/Electronica | WN.P043 | - |  |  |  | 1
EQ016642 | TFT1134 | Computer Monitor |  | Computer Monitor | Eizo | Limburg, Rob | VU/F/BETA/TC/Electronica | WN.P043 | - |  |  |  | 1
EQ016641 | 012286 | Soldering Iron/Machine |  | Soldering Station | JBC Tools | Limburg, Rob | VU/F/BETA/TC/Electronica | WN.P043 | - |  |  |  | 1 | CD-2BE/CD-2EP
EQ016640 | 002004 | Extension Cable |  | Extension Cable | VU | Limburg, Rob | VU/F/BETA/TC/Electronica | WN.P043 | - |  |  |  | 1
EQ016639 | 002003 | Workbench |  | Electronic Workbench | VU | Limburg, Rob | VU/F/BETA/TC/Electronica | WN.P043 | - |  |  |  | 1
EQ016638 |  | Printer |  | Spectra Printer | Fellowes | Limburg, Rob | VU/F/BETA/TC/Electronica | WN.P043 | - |  |  |  | 1 | Spectra A4
EQ016637 |  | Electronic Comb Binding Machine |  | Electric Comb Binding | GBC | Limburg, Rob | VU/F/BETA/TC/Electronica | WN.P043 | - |  |  |  | 1 | CombBind C450E
EQ016636 |  | Speakers |  | Speakers | EDTA | Limburg, Rob | VU/F/BETA/TC/Electronica | WN.P043 | - |  |  |  | 1 | Sonic
EQ016635 | 002005 | Workbench |  | Electronic Workbench | VU | Limburg, Rob | VU/F/BETA/TC/Electronica | WN.P043 | - |  |  |  | 1
EQ016634 | PC-037778 | Computer |  | HP PC | Hewlett Packard (HP) | Limburg, Rob | VU/F/BETA/TC/Electronica | WN.P043 | - |  |  |  | 1 | HP ProDesk 600 G2 MT
EQ016633 |  | Computer Monitor |  | Computer Monitor | Iiyama | Limburg, Rob | VU/F/BETA/TC/Electronica | WN.P043 | - |  |  |  | 1 | 27''
EQ016632 |  | Data Converter |  | Time to Digital Converter | VU | Limburg, Rob | VU/F/BETA/TC/Electronica | WN.P043 | - |  |  |  | 1
EQ016631 | 002006 | Extension Cable |  | Extension Cable | VU | Limburg, Rob | VU/F/BETA/TC/Electronica | WN.P043 | - |  |  |  | 1
EQ016630 | STICKER | Oxygen Monitoring System |  | MouseSTAT Jr. Rodent Pulse Oximeter | Kent Scientific | Noort, wendy | VU/F/FGB/BW/Myolab | O2.13W41 | - |  |  |  | 1 | MouseSTAT
EQ016629 | 001623 | Soldering Iron/Machine |  | Soldering Station | Weller | Limburg, Rob | VU/F/BETA/TC/Electronica | WN.P043 | - |  |  |  | 1 | WECP-20
EQ016628 | 005714 | Soldering Iron/Machine |  | Soldering Station | Ersa | Limburg, Rob | VU/F/BETA/TC/Electronica | WN.P043 | - |  |  |  | 1 | RDS80
EQ016627 | PC-041455 | Computer |  | HP PC | Hewlett Packard (HP) | Reuling, Bert | VU/F/BETA/TC/Electronica | WN.P043 | - |  |  |  | 1 | PC-041455.clients.vu.nl
EQ016626 |  | Soldering Iron/Machine |  | Soldering Station CDB/CDS | JBC Tools | Limburg, Rob | VU/F/BETA/TC/Electronica | O2.11W28 | - |  |  |  | 1 | CDB/CDS
EQ016625 | TFT1022 | Computer Monitor |  | Computer Monitor | Eizo | Limburg, Rob | VU/F/BETA/TC/Electronica | WN.P043 | - |  |  |  | 1 | FlexScan S2431W
EQ016624 | TFT1158 | Computer Monitor |  | Computer Monitor | Eizo | Limburg, Rob | VU/F/BETA/TC/Electronica | WN.P043 | - |  |  |  | 1 | FlexScan S2431W
EQ016623 | TFT1021 | Computer Monitor |  | Computer Monitor | Eizo | Limburg, Rob | VU/F/BETA/TC/Electronica | WN.P043 | - |  |  |  | 1 | FlexScan S2431W
EQ016622 |  | Multimeter |  | True RMS Multimeter 175 | Fluke | Limburg, Rob | VU/F/BETA/TC/Electronica | WN.P043 | - |  |  |  | 1 | 175
EQ016621 | 012181 | Power Supply |  | Power Supply HMC 8043 | Rohde&Schwarz | Limburg, Rob | VU/F/BETA/TC/Electronica | WN.P043 | - |  |  |  | 1 | HMC 8043
EQ016620 | 002007 | Extension Cable |  | Extension Cable | VU | Limburg, Rob | VU/F/BETA/TC/Electronica | WN.P043 | - |  |  |  | 1
EQ016619 | 012284 | Soldering Iron/Machine |  | Soldering Station | JBC Tools | Limburg, Rob | VU/F/BETA/TC/Electronica | WN.P043 | - |  |  |  | 1 | CD-2BE/CD-2EP
EQ016618 | 003057 | Oscilloscope |  | Oscilloscope Infiniium MSO8104A | Agilent | Limburg, Rob | VU/F/BETA/TC/Electronica | WN.P043 | - |  |  |  | 1 | Infiniium MSO8104A
EQ016617 | 001620 | Oscilloscope |  | Oscilloscope Infiniium 54832D MSO | Agilent | Limburg, Rob | VU/F/BETA/TC/Electronica | WN.P043 | - |  |  |  | 1 | Infiniium 54832D MSO
EQ016616 |  | Computer Monitor |  | Computer Monitor | Iiyama | Limburg, Rob | VU/F/BETA/TC/Electronica | WN.P043 | - |  |  |  | 1 | 27''
EQ016615 |  | Computer Monitor |  | Computer Monitor | Iiyama | Limburg, Rob | VU/F/BETA/TC/Electronica | WN.P043 | - |  |  |  | 1 | 27''
EQ016614 |  | Computer Monitor |  | Computer Monitor | Iiyama | Limburg, Rob | VU/F/BETA/TC/Electronica | WN.P043 | - |  |  |  | 1 | 27''
EQ016613 |  | Router/Switch |  | KVM over IP Switches | Aten | Limburg, Rob | VU/F/BETA/TC/Electronica | WN.P043 | - |  |  |  | 1 | 1-Local/Remote Share Access Single Port VGA KVM over IP Switch
EQ016612 | NB694 | Computer |  | PC Lenovo | Lenovo | Limburg, Rob | VU/F/BETA/TC/Electronica | WN.P043 | - |  |  |  | 1 | X230
EQ016611 |  | Computer Monitor |  | Dell Monitor | Dell | Limburg, Rob | VU/F/BETA/TC/Electronica | WN.P043 | - |  |  |  | 1
EQ016610 | Verstelbaar 9-14 mm | Multi channel pipet |  | pipet-lite 20 - 300µL | Rainin | Hogervorst, Jolanda | VU/F/ACTA/MGW/OCB | AC.11N14 | - |  |  |  | 1 | LA8-300XLS
EQ016609 |  | Cell Counter |  | Automated Cell Counter | NanoEnTek | Hogervorst, Jolanda | VU/F/ACTA/MGW/OCB | AC.11N14B | - |  |  |  | 1 | Eve-Plus
EQ016608 |  | Ice Machine |  | ice maker | Brema | Hogervorst, Jolanda | VU/F/ACTA/MGW/OCB | AC.11N50 | - |  |  |  | 1 | GB 902A HC
EQ016607 | 000132 | Biological Safety Cabinet |  | Electronic Safety Cabinet | VU | Limburg, Rob | VU/F/BETA/TC/Electronica | WN.P043B | - |  |  |  | 1
EQ016606 | PC-037772 | Computer |  | HP PC | Hewlett Packard (HP) | Caspers, Pieter | VU/F/BETA/TC/Electronica | WN.P043 | - |  |  |  | 1 | HP ProDesk 600 G2 MT
EQ016605 | 005628 | Power Supply |  | Power Supply E030-3 | Delta Elektronika | Limburg, Rob | VU/F/BETA/TC/Electronica | WN.P043 | - |  |  |  | 1 | E 030-3
EQ016604 |  | Computer Monitor |  | Interactieve 75 | Iiyama | Limburg, Rob | VU/F/BETA/TC/Electronica | WN.P043A | - |  |  |  | 1 | ProLite TE7568MIS-B1AG
EQ016603 |  | Router/Switch |  | Wireless N Gigabit Router | tp-link | Limburg, Rob | VU/F/BETA/TC/Electronica | WN.P043 | - |  |  |  | 1 | TL-WR1043ND
EQ016602 | 000127 | UV Box |  | Vacuum UV Exposure Box | Welisch Elektronik | Limburg, Rob | VU/F/BETA/TC/Electronica | WN.P043B | - |  |  |  | 1 | 2003S
EQ016601 | 001546 | Oscilloscope |  | Oscilloscope Mainframe 7904A | Tektronix | Limburg, Rob | VU/F/BETA/TC/Electronica | WN.P043 | - |  |  |  | 1 | 7904A
EQ016600 | 000208 | Fume Cupboard |  | Portable Fume Hood | Alsident Systems | Limburg, Rob | VU/F/BETA/TC/Electronica | WN.P043B | - |  |  |  | 1
EQ016599 | 001640; Yes Food | Fridge |  | Fridge | Bosch | Limburg, Rob | VU/F/BETA/TC/Electronica | WN.P043 | - |  |  |  | 1 | economic
EQ016598 |  | Microwave oven |  | 3in1 Combi Magnetron | Profi Cook | Limburg, Rob | VU/F/BETA/TC/Electronica | WN.P043 | - |  |  |  | 1 | PC-MWG 1176 H
EQ016597 |  | Transformer |  | Safety Isolating Transformer | RS | Limburg, Rob | VU/F/BETA/TC/Electronica | WN.P043 | - |  |  |  | 1 | 208-838
EQ016596 |  | Coffee machine |  | Coffee Machine | Krups | Limburg, Rob | VU/F/BETA/TC/Electronica | WN.P043 | - |  |  |  | 1 | XN 720T
EQ016595 | 012605 | Kettle |  | Kettle | Braun | Limburg, Rob | VU/F/BETA/TC/Electronica | WN.P043 | - |  |  |  | 1 | WK301BI
EQ016594 |  | Computer Monitor |  | 7inch HDMI LCD (H) (with case) | WaveShare | Limburg, Rob | VU/F/BETA/TC/Electronica | WN.P043 | - |  |  |  | 1 | 7inch HDMI LCD (H)
EQ016593 | 001636 | Coffee machine |  | Filter System Coffee | Bravilor Bonamat | Limburg, Rob | VU/F/BETA/TC/Electronica | WN.P043 | - |  |  |  | 1 | TH10-021 Type: 8.040.301.200
EQ016592 |  | Temperature Control Module |  | Pharos TME Controller | VU | Limburg, Rob | VU/F/BETA/TC/Electronica | WN.P043 | - |  |  |  | 1
EQ016591 | PC-026528 | Computer |  | HP PC | Hewlett Packard (HP) | Limburg, Rob | VU/F/BETA/TC/Electronica | WN.P043A | - |  |  |  | 1 | HP ProDesk 490 G1 CMT
EQ016590 |  | Extension Cable |  | Extension Cable | VU | Limburg, Rob | VU/F/BETA/TC/Electronica | WN.P043 | - |  |  |  | 1
EQ016589 |  | Extension Cable |  | Extension Cable | Brennenstuhl | Limburg, Rob | VU/F/BETA/TC/Electronica | WN.P043 | - |  |  |  | 1 | 4007123249428
EQ016588 |  | Amplifier |  | Termination for P6021 AC Current Probe | Tektronix | Limburg, Rob | VU/F/BETA/TC/Electronica | WN.P043 | - |  |  |  | 1 | 011-0105-00
EQ016587 |  | Test Probe |  | AC Current Probe P6021 | Tektronix | Limburg, Rob | VU/F/BETA/TC/Electronica | WN.P043 | - |  |  |  | 1 | P6021
EQ016586 |  | Test Probe |  | AC Current Probe P6021 | Tektronix | Limburg, Rob | VU/F/BETA/TC/Electronica | WN.P043 | - |  |  |  | 1 | P6021
EQ016585 |  | Test Probe |  | AC Current Probe P6021 | Tektronix | Limburg, Rob | VU/F/BETA/TC/Electronica | WN.P043 | - |  |  |  | 1 | P6021
EQ016584 | 002454 | Amplifier |  | Current Probe Amplifier 134 | Tektronix | Limburg, Rob | VU/F/BETA/TC/Electronica | WN.P043 | - |  |  |  | 1 | 134
EQ016583 | 002455 | Amplifier |  | Current Probe Amplifier 134 | Tektronix | Limburg, Rob | VU/F/BETA/TC/Electronica | WN.P043 | - |  |  |  | 1 | 134
EQ016582 |  | Printer |  | 3D Printer | Polaroid | Limburg, Rob | VU/F/BETA/TC/Electronica | WN.P043B | - |  |  |  | 1 | PlaySmart
EQ016581 | 001607 | Lamp |  | Lamp | VU | Limburg, Rob | VU/F/BETA/TC/Electronica | WN.P043B | - |  |  |  | 1
EQ016580 |  | Power Supply |  | Power Supply EST-150 | Delta Elektronika | Limburg, Rob | VU/F/BETA/TC/Electronica | O2.11W28 | - |  |  |  | 1 | EST150
EQ016579 |  | Extension Cable |  | Extension Cable | VU | Limburg, Rob | VU/F/BETA/TC/Electronica | WN.P043B | - |  |  |  | 1
EQ016578 | 004037 | Drill |  | PCB Printboormachine | VU | Limburg, Rob | VU/F/BETA/TC/Electronica | WN.P043B | - |  |  |  | 1
EQ016577 |  | Signal Generator |  | Leveled Sine Wave Generator SG503 | Tektronix | Limburg, Rob | VU/F/BETA/TC/Electronica | WN.P043 | - |  |  |  | 1 | SG 503
EQ016576 |  | Oscilloscope plug-in |  | Digital Delay DD501 | Tektronix | Limburg, Rob | VU/F/BETA/TC/Electronica | WN.P043 | - |  |  |  | 1 | DD 501
EQ016575 | 000453 | Oscilloscope plug-in |  | Amplifier 5A24N | Tektronix | Limburg, Rob | VU/F/BETA/TC/Electronica | WN.P043 | - |  |  |  | 1 | 5A24N
EQ016574 |  | Speakers |  | Monitor Speaker | Behringer | Limburg, Rob | VU/F/BETA/TC/Electronica | WN.P043 | - |  |  |  | 1 | MS16
EQ016573 |  | Heat Gun |  | Heat Gun | Bosch | Limburg, Rob | VU/F/BETA/TC/Electronica | WN.P043 | - |  |  |  | 1 | PHG 2
EQ016572 | 002624 | Workbench |  | Electronic Workbench | VU | Limburg, Rob | VU/F/BETA/TC/Electronica | WN.P043 | - |  |  |  | 1
EQ016571 |  | Extension Cable |  | Extension Cable | VU | Limburg, Rob | VU/F/BETA/TC/Electronica | WN.P043 | - |  |  |  | 1
EQ016570 |  | Extension Cable |  | Extension Cable Long | VU | Limburg, Rob | VU/F/BETA/TC/Electronica | WN.P043 | - |  |  |  | 1
EQ016569 |  | Extension Cable |  | Extension Cable Long | VU | Limburg, Rob | VU/F/BETA/TC/Electronica | WN.P043 | - |  |  |  | 1
EQ016568 |  | Computer Monitor |  | Dell Monitor | Dell | Limburg, Rob | VU/F/BETA/TC/Electronica | WN.P043 | - |  |  |  | 1
EQ016567 | tft1565 | Computer Monitor |  | Dell Monitor | Dell | Limburg, Rob | VU/F/BETA/TC/Electronica | WN.P043 | - |  |  |  | 1
EQ016566 | tft1568 | Computer Monitor |  | Dell Monitor | Dell | Limburg, Rob | VU/F/BETA/TC/Electronica | WN.P043 | - |  |  |  | 1
EQ016565 |  | Lamp |  | Lamp | VU | Limburg, Rob | VU/F/BETA/TC/Electronica | WN.P043 | - |  |  |  | 1
EQ016564 | 012178 | Power Supply |  | Power Supply HMC 8043 | Rohde&Schwarz | Limburg, Rob | VU/F/BETA/TC/Electronica | WN.P043 | - |  |  |  | 1 | HMC 8043
EQ016563 | 012066 | Multimeter |  | 34461A Digital Multimeter | Keysight | Limburg, Rob | VU/F/BETA/TC/Electronica | WN.P043 | - |  |  |  | 1 | 34461A
EQ016562 | 007298 | Power Supply |  | Power Supply EST150 | Delta Elektronika | Limburg, Rob | VU/F/BETA/TC/Electronica | WN.P043 | - |  |  |  | 1 | EST150
EQ016561 | 005648 | Oscilloscope |  | Digital Storage Oscilloscope DSO5034A | Agilent | Limburg, Rob | VU/F/BETA/TC/Electronica | WN.P043 | - |  |  |  | 1 | DSO5034A
EQ016560 | 006445 | Oscilloscope |  | Digital Storage Oscilloscope DSO1002A | Agilent | Limburg, Rob | VU/F/BETA/TC/Electronica | WN.P043 | - |  |  |  | 1 | DSO1002A
EQ016559 | 005706 | Soldering Iron/Machine |  | Soldering Station | Weller | Limburg, Rob | VU/F/BETA/TC/Electronica | WN.P043 | - |  |  |  | 1 | WECP-20
EQ016558 | 001975 | Extension Cable |  | Extension Cable | VU | Limburg, Rob | VU/F/BETA/TC/Electronica | WN.P043 | - |  |  |  | 1
EQ016557 | 012278 | Soldering Iron/Machine |  | Soldering Station | JBC Tools | Limburg, Rob | VU/F/BETA/TC/Electronica | WN.P043 | - |  |  |  | 1 | CD-2BE/CD-2EP
EQ016556 | 001974 | Extension Cable |  | Extension Cable | VU | Limburg, Rob | VU/F/BETA/TC/Electronica | WN.P043 | - |  |  |  | 1
EQ016555 |  | Computer Monitor |  | Monitor | Iiyama | Limburg, Rob | VU/F/BETA/TC/Electronica | WN.P043 | - |  |  |  | 1
EQ016554 |  | Computer Monitor |  | Monitor | Iiyama | Limburg, Rob | VU/F/BETA/TC/Electronica | WN.P043 | - |  |  |  | 1
EQ016553 |  | Component Tester |  | ESR Meter | Peak Electronic Design | Limburg, Rob | VU/F/BETA/TC/Electronica | O2.11W28 | - |  |  |  | 1 | ESR70
EQ016552 | 000486; WIM | Workbench |  | Electronic Workbench | VU | Limburg, Rob | VU/F/BETA/TC/Electronica | WN.P043 | - |  |  |  | 1
EQ016551 | 005645 | Power Supply |  | Power Supply E030-3 | Delta Elektronika | Limburg, Rob | VU/F/BETA/TC/Electronica | WN.P043 | - |  |  |  | 1 | E 030-3
EQ016550 |  | Power Supply |  | AC Power Source | BK Precision | Limburg, Rob | VU/F/BETA/TC/Electronica | WN.P043 | - |  |  |  | 1 | 9803
EQ016549 | 005625 | Multimeter |  | Multimeter 2000 | Keithley | Limburg, Rob | VU/F/BETA/TC/Electronica | WN.P043 | - |  |  |  | 1 | 2000
EQ016548 |  | Speakers |  | Dell Speaker | Dell | Limburg, Rob | VU/F/BETA/TC/Electronica | WN.P043 | - |  |  |  | 1 | REV A00
EQ016547 |  | Soldering Iron/Machine |  | Soldering Station | JBC Tools | Limburg, Rob | VU/F/BETA/TC/Electronica | WN.P043 | - |  |  |  | 1 | CD-2BE/CD-2EP
EQ016546 | PC-037775 | Computer |  | HP PC | Hewlett Packard (HP) | Plas, Wim van der | VU/F/BETA/TC/Electronica | WN.P043 | - |  |  |  | 1 | HP ProDesk 600 G2 MT
EQ016545 |  | Computer Monitor |  | Monitor | Iiyama | Limburg, Rob | VU/F/BETA/TC/Electronica | WN.P043 | - |  |  |  | 1
EQ016544 |  | Computer Monitor |  | Monitor | Iiyama | Limburg, Rob | VU/F/BETA/TC/Electronica | WN.P043 | - |  |  |  | 1
EQ016543 | 006478 | Oscilloscope |  | Digital Storage Oscilloscope DSO5034A | Agilent | Limburg, Rob | VU/F/BETA/TC/Electronica | O2.11W28 | - |  |  |  | 1 | DSO5034A
EQ016542 | PC-012963 | Computer |  | Dell PC | Dell | Plas, Wim van der | VU/F/BETA/TC/Electronica | WN.P043 | - |  |  |  | 1 | Dell Optiplex 990 SFF
EQ016541 | 000499 | Lamp |  | Halogen lamp | Sunnex | Limburg, Rob | VU/F/BETA/TC/Electronica | WN.P043 | - |  |  |  | 1 | 141
EQ016540 | Frontplaat Printer Elebeta | Printer |  | Printer HP | Hewlett Packard (HP) | Limburg, Rob | VU/F/BETA/TC/Electronica | WN.P043 | - |  |  |  | 1 | ProDesk
EQ016539 | 028584 | Computer Monitor |  | Computer Monitor LG | LG | Limburg, Rob | VU/F/BETA/TC/Electronica | WN.P043 | - |  |  |  | 1
EQ016538 | 028584 | Computer Monitor |  | Computer Monitor LG | LG | Limburg, Rob | VU/F/BETA/TC/Electronica | WN.P043 | - |  |  |  | 1
EQ016537 | PC-041451 | Computer |  | HP PC | Hewlett Packard (HP) | Lootens, Ron | VU/F/BETA/TC/Electronica | WN.P043 | - |  |  |  | 1 | HP ProDesk 600 G3 MT
EQ016536 | 007831 | Extension Cable |  | Rack Power Strip | Monacor | Limburg, Rob | VU/F/BETA/TC/Electronica | WN.P043 | - |  |  |  | 1 | MCS-180
EQ016535 | PC-041450 | Computer |  | HP PC | Hewlett Packard (HP) | Molenaar, Mario | VU/F/BETA/TC/Electronica | WN.P043 | - |  |  |  | 1 | HP ProDesk 600 G3 MT
EQ016534 |  | Computer Monitor |  | Monitor | Iiyama | Limburg, Rob | VU/F/BETA/TC/Electronica | WN.P043 | - |  |  |  | 1
EQ016533 | 012277 | Soldering Iron/Machine |  | Soldering Station | JBC Tools | Limburg, Rob | VU/F/BETA/TC/Electronica | WN.P043 | - |  |  |  | 1 | CD-2BE/CD-2EP
EQ016532 |  | Computer Monitor |  | Dell Monitor | Dell | Limburg, Rob | VU/F/BETA/TC/Electronica | WN.P043 | - |  |  |  | 1
EQ016531 | 007510 | Extension Cable |  | Extension Cable | VU | Limburg, Rob | VU/F/BETA/TC/Electronica | WN.P043 | - |  |  |  | 1
EQ016530 | 001973 | Extension Cable |  | Extension Cable | VU | Limburg, Rob | VU/F/BETA/TC/Electronica | WN.P043 | - |  |  |  | 1
EQ016529 | 001599 | Oscilloscope |  | Oscilloscope 2465B | Tektronix | Limburg, Rob | VU/F/BETA/TC/Electronica | WN.P043 | - |  |  |  | 1 | 2465B
EQ016528 | 007704 | Power Supply |  | Power Supply EST-150 | Delta Elektronika | Limburg, Rob | VU/F/BETA/TC/Electronica | WN.P043 | - |  |  |  | 1 | EST150
EQ016527 |  | Calibration Instrument |  | DC Reference Standard 731B | Fluke | Limburg, Rob | VU/F/BETA/TC/Electronica | WN.P043 | - |  |  |  | 1 | 731B
EQ016526 | 001613 | Lamp |  | Lamp | VU | Limburg, Rob | VU/F/BETA/TC/Electronica | WN.P043 | - |  |  |  | 1
EQ016525 | 000255 | Signal Generator |  | Universal Waveform Generator | Wavetek | Limburg, Rob | VU/F/BETA/TC/Electronica | WN.P043 | - |  |  |  | 1 | 39
EQ016524 | 012180 | Power Supply |  | Power Supply HMC 8043 | Rohde&Schwarz | Limburg, Rob | VU/F/BETA/TC/Electronica | WN.P043 | - |  |  |  | 1 | HMC 8043
EQ016523 |  | Oscilloscope plug-in |  | Time Base 7B80 | Tektronix | Limburg, Rob | VU/F/BETA/TC/Electronica | WN.P043 | - |  |  |  | 1 | 7B80
EQ016522 | 000493 | Workbench |  | Electronic Workbench | VU | Limburg, Rob | VU/F/BETA/TC/Electronica | WN.P043 | - |  |  |  | 1
EQ016521 |  | Oscilloscope plug-in |  | Delaying Time Base 7B85 | Tektronix | Limburg, Rob | VU/F/BETA/TC/Electronica | WN.P043 | - |  |  |  | 1 | 7B85
EQ016520 | 005880 | Power Supply |  | Power Supply E030-3 | Delta Elektronika | Limburg, Rob | VU/F/BETA/TC/Electronica | WN.P043 | - |  |  |  | 1 | E 030-3
EQ016519 | 012432 | Oscilloscope |  | Digital Oscilloscope RTB2004 | Rohde&Schwarz | Limburg, Rob | VU/F/BETA/TC/Electronica | WN.P043 | - |  |  |  | 1 | RTB2004
EQ016518 | 000539 | Power Supply |  | Power Supply SM7020 | Delta Elektronika | Limburg, Rob | VU/F/BETA/TC/Electronica | WN.P043 | - |  |  |  | 1 | SM7020
EQ016517 |  | Oscilloscope plug-in |  | Dual Trace Amplifier 7A26 | Tektronix | Limburg, Rob | VU/F/BETA/TC/Electronica | WN.P043 | - |  |  |  | 1 | 7A26
EQ016516 | 006293 | Heat Gun |  | Heat Gun | Bosch | Limburg, Rob | VU/F/BETA/TC/Electronica | WN.P043 | - |  |  |  | 1 | PHG 2
EQ016515 | 001978 | Extension Cable |  | Extension Cable | VU | Limburg, Rob | VU/F/BETA/TC/Electronica | WN.P043 | - |  |  |  | 1
EQ016514 | PC-008900 | Computer |  | Dell PC | Dell | Limburg, Rob | VU/F/BETA/TC/Electronica | WN.P043 | - |  |  |  | 1 | Dell Optiplex 990 SFF
EQ016513 | 012282 | Soldering Iron/Machine |  | Soldering Station | JBC Tools | Limburg, Rob | VU/F/BETA/TC/Electronica | WN.P043 | - |  |  |  | 1 | CD-2BE/CD-2EP
EQ016512 | 008494 | Electronic Signal Processing Device |  | Programmable DC Electronic Load | BK Precision | Limburg, Rob | VU/F/BETA/TC/Electronica | WN.P043 | - |  |  |  | 1 | 8500
EQ016511 | 005646 | Power Supply |  | Power Supply E030-1 | Delta Elektronika | Limburg, Rob | VU/F/BETA/TC/Electronica | WN.P043 | - |  |  |  | 1 | E 030-1
EQ016510 |  | Computer Monitor |  | Dell Monitor | Dell | Limburg, Rob | VU/F/BETA/TC/Electronica | WN.P043 | - |  |  |  | 1
EQ016509 | ki05627 sn05447 | Power Supply |  | Power Supply E0300-0.1 | Delta Elektronika | Limburg, Rob | VU/F/BETA/TC/Electronica | WN.P043 | - |  |  |  | 1 | E 0300-0.1
EQ016508 |  | Power Supply |  | Power Supply E015-2 | Delta Elektronika | Limburg, Rob | VU/F/BETA/TC/Electronica | WN.P043 | - |  |  |  | 1 | E 015-2
EQ016507 |  | Safety Tester |  | Security Tester AT3 Adapter | GMC Instruments | Limburg, Rob | VU/F/BETA/TC/Electronica | WN.P043 | - |  |  |  | 1 | AT3-III
EQ016506 |  | Safety Tester |  | Safety Tester SecuTest S4 | GMC Instruments | Limburg, Rob | VU/F/BETA/TC/Electronica | WN.P043 | - |  |  |  | 1 | Secutest Pro
EQ016505 |  | Power Supply |  | Power Supply LPT-7202-FM-W | TDK Lambda | Limburg, Rob | VU/F/BETA/TC/Electronica | WN.P043 | - |  |  |  | 1 | LPT-7202-FM-W
EQ016504 | 005697 | Multimeter |  | Dual Display Multimeter 45 | Fluke | Limburg, Rob | VU/F/BETA/TC/Electronica | WN.P043 | - |  |  |  | 1 | 45
EQ016503 | Soldeerbouthouder tbv MLR-20 FE | Soldering Iron/Machine |  | Soldeerbouthouder tbv MLR-20 FE | Weller | Limburg, Rob | VU/F/BETA/TC/Electronica | WN.P043 | - |  |  |  | 1 | MLR-20 FE antistatic
EQ016502 | Soldeerbouthouder | Soldering Iron/Machine |  | Soldeerbouthouder | Weller | Limburg, Rob | VU/F/BETA/TC/Electronica | WN.P043 | - |  |  |  | 1 | MLR-20 FE
EQ016501 |  | Soldering Iron/Machine |  | Soldeerbouthouder tbv LR21 | Weller | Limburg, Rob | VU/F/BETA/TC/Electronica | WN.P043 | - |  |  |  | 1 | LR-21
EQ016500 | 006292 | Soldering Iron/Machine |  | Soldering Station EC 2002 Temtronic | Weller | Limburg, Rob | VU/F/BETA/TC/Electronica | WN.P043 | - |  |  |  | 1 | EC 2002 Temtronic
EQ016499 |  | Multimeter |  | True RMS Multimeter | Keysight | Limburg, Rob | VU/F/BETA/TC/Electronica | WN.P043 | - |  |  |  | 1 | U1231A
EQ016498 | 012385 | Oscilloscope |  | Digital Oscilloscope RTB2004 | Rohde&Schwarz | Limburg, Rob | VU/F/BETA/TC/Electronica | WN.P043 | - |  |  |  | 1 | RTB2004
EQ016497 | 001197 | Workbench |  | Electronic Workbench | VU | Limburg, Rob | VU/F/BETA/TC/Electronica | WN.P043 | - |  |  |  | 1
EQ016496 |  | Signal Generator |  | Arbitrary Waveform Generator 33120A | Hewlett Packard (HP) | Limburg, Rob | VU/F/BETA/TC/Electronica | WN.P043 | - |  |  |  | 1 | 33120A
EQ016495 |  | Extension Cable |  | Extension Cable | Brennenstuhl | Limburg, Rob | VU/F/BETA/TC/Electronica | WN.P043 | - |  |  |  | 1 | Bremouta
EQ016494 |  | Power/Energy Meter |  | SWR & Power Meter | Diamond Antenna | Limburg, Rob | VU/F/BETA/TC/Electronica | WN.P043 | - |  |  |  | 1 | SX-600
EQ016493 | 005674 | Multimeter |  | Dual Display Multimeter | Fluke | Limburg, Rob | VU/F/BETA/TC/Electronica | WN.P043 | - |  |  |  | 1 | 45
EQ016492 |  | Extension Cable |  | Extension Cable | VU | Limburg, Rob | VU/F/BETA/TC/Electronica | WN.P043 | - |  |  |  | 1
EQ016491 | 012186 | Oscilloscope |  | Digital Oscilloscope RTB2004 | Rohde&Schwarz | Limburg, Rob | VU/F/BETA/TC/Electronica | WN.P043 | - |  |  |  | 1 | RTB2004
EQ016490 | 000514 | Soldering Iron/Machine |  | Soldering Station | Weller | Limburg, Rob | VU/F/BETA/TC/Electronica | WN.P043 | - |  |  |  | 1 | WS50
EQ016489 |  | Lamp |  | Lamp | VU | Limburg, Rob | VU/F/BETA/TC/Electronica | WN.P043 | - |  |  |  | 1
EQ016488 | 000487 | Workbench |  | Electronic Workbench | VU | Limburg, Rob | VU/F/BETA/TC/Electronica | WN.P043 | - |  |  |  | 1
EQ016487 |  | Oscilloscope |  | Oscilloscope 2465 | Tektronix | Limburg, Rob | VU/F/BETA/TC/Electronica | WN.P043 | - |  |  |  | 1 | 2465
EQ016486 | 012279 | Soldering Iron/Machine |  | Soldering Station | JBC Tools | Limburg, Rob | VU/F/BETA/TC/Electronica | WN.P043 | - |  |  |  | 1 | CD-2BE/CD-2EP
EQ016485 | 012179 | Power Supply |  | Power Supply HMC 8043 | Rohde&Schwarz | Limburg, Rob | VU/F/BETA/TC/Electronica | WN.P043 | - |  |  |  | 1 | HMC 8043
EQ016484 |  | Multimeter |  | True RMS Multimeter | Keysight | Limburg, Rob | VU/F/BETA/TC/Electronica | WN.P043 | - |  |  |  | 1 | U1231A
EQ016483 | 012205 | Multimeter |  | 34465A Digital Multimeter | Keysight | Limburg, Rob | VU/F/BETA/TC/Electronica | WN.P043 | - |  |  |  | 1 | 34465A
EQ016482 | 005622 | Power Supply |  | Power Supply E030-10 | Delta Elektronika | Limburg, Rob | VU/F/BETA/TC/Electronica | O2.11W28 | - |  |  |  | 1 | E 030-10
EQ016481 | 005619 | Signal Generator |  | 33250A Function/Arbitrary Waveform Generator | Agilent | Limburg, Rob | VU/F/BETA/TC/Electronica | WN.P043 | - |  |  |  | 1 | 33250A
EQ016480 | 001547 | Oscilloscope |  | Oscilloscope 2455B | Tektronix | Limburg, Rob | VU/F/BETA/TC/Electronica | WN.P043 | - |  |  |  | 1 | 2455B
EQ016479 |  | Cable Tester |  | Cable Tester RJ45 / PoE / DC | Delock | Limburg, Rob | VU/F/BETA/TC/Electronica | WN.P043 | - |  |  |  | 1 | 63110
EQ016478 | 008779 | Oscilloscope |  | Mixed Signal Oscilloscope MSOX4154A | Agilent | Limburg, Rob | VU/F/BETA/TC/Electronica | WN.P043 | - |  |  |  | 1 | MSOX4154A
EQ016477 | PC-056212 | Computer |  | HP PC | Hewlett Packard (HP) | Blanken, Tristan den | VU/F/BETA/TC/Electronica | WN.P043 | - |  |  |  | 1 | HP Z1 Entry Tower G6
EQ016476 | PC-037773 | Computer |  | HP PC | Hewlett Packard (HP) | Komen, Jelle | VU/F/BETA/TC/Electronica | WN.P043 | - |  |  |  | 1 | HP ProDesk 600 G2 MT
EQ016475 | 009079 | Power Supply |  | Power Supply SM15-200D | Delta Elektronika | Limburg, Rob | VU/F/BETA/TC/Electronica | WN.P043 | - |  |  |  | 1 | SM 15-200 D
EQ016474 | Pt100-Simulator Typ 4506 S DIN | Calibration Instrument |  | Pt100-Simulator Calibration Instrument | Burster | Brouwer, Tinco | VU/F/BETA/TC/Electronica | WN.P043 | - |  |  |  | 1 | Pt100-Simulator 4506 S DIN
EQ016473 |  | Computer Monitor |  | Monitor | Iiyama | Limburg, Rob | VU/F/BETA/TC/Electronica | WN.P043 | - |  |  |  | 1
EQ016472 |  | Computer Monitor |  | Monitor | Iiyama | Limburg, Rob | VU/F/BETA/TC/Electronica | WN.P043 | - |  |  |  | 1
EQ016471 | 001976 | Extension Cable |  | Extension Cable | VU | Limburg, Rob | VU/F/BETA/TC/Electronica | WN.P043 | - |  |  |  | 1
EQ016470 |  | Computer Monitor |  | Monitor | Iiyama | Limburg, Rob | VU/F/BETA/TC/Electronica | WN.P043 | - |  |  |  | 1
EQ016469 | 012384 | Oscilloscope |  | Digital Oscilloscope RTB2004 | Rohde&Schwarz | Limburg, Rob | VU/F/BETA/TC/Electronica | WN.P043 | - |  |  |  | 1 | RTB2004
EQ016468 |  | Computer Monitor |  | Monitor | Iiyama | Limburg, Rob | VU/F/BETA/TC/Electronica | WN.P043 | - |  |  |  | 1
EQ016467 |  | Spectrum Analyzer |  | FFT Network Analyzer SR770 | Stanford Research Systems (SRS) | Limburg, Rob | VU/F/BETA/TC/Electronica | WN.P043 | - |  |  |  | 1 | SR770
EQ016466 | 002620 | Workbench |  | Electronic Workbench | VU | Limburg, Rob | VU/F/BETA/TC/Electronica | WN.P043 | - |  |  |  | 1
EQ016465 | 006288 | Signal Generator |  | Krohn-Hite Synthesized Function Pulse Generator | Krohn-Hite | Limburg, Rob | VU/F/BETA/TC/Electronica | WN.P043 | - |  |  |  | 1 | 2100A
EQ016464 |  | Multimeter |  | Distortion Measurement Set HP339A | Hewlett Packard (HP) | Limburg, Rob | VU/F/BETA/TC/Electronica | WN.P043 | - |  |  |  | 1 | 339A
EQ016463 |  | Temperature Control Module |  | OperaTemp | VU | Limburg, Rob | VU/F/BETA/TC/Electronica | WN.P043 | - |  |  |  | 1
EQ016462 | 012280 | Soldering Iron/Machine |  | Soldering Station | JBC Tools | Limburg, Rob | VU/F/BETA/TC/Electronica | WN.P043 | - |  |  |  | 1 | CD-2BE/CD-2EP
EQ016461 | 000704 | Workbench |  | Electronic Workbench | VU | Limburg, Rob | VU/F/BETA/TC/Electronica | WN.P043 | - |  |  |  | 1
EQ016460 |  | Extension Cable |  | Extension Cable | VU | Limburg, Rob | VU/F/BETA/TC/Electronica | WN.P043 | - |  |  |  | 1
EQ016459 |  | Extension Cable |  | Extension Cable | VU | Limburg, Rob | VU/F/BETA/TC/Electronica | WN.P043 | - |  |  |  | 1
EQ016458 | 000515 | Workbench |  | Electronic Workbench | VU | Limburg, Rob | VU/F/BETA/TC/Electronica | WN.P043 | - |  |  |  | 1
EQ016457 |  | Unknown |  | Grey Box (Digital Input/Analog Input) | VU | Limburg, Rob | VU/F/BETA/TC/Electronica | WN.P043 | - |  |  |  | 1
EQ016456 | 000481 | Power Supply |  | Power Supply SM7020 vermist sinds 06-10-22 | Delta Elektronika | Limburg, Rob | VU/F/BETA/TC/Electronica | WN.P043 | - |  |  |  | 1 | SM 7020
EQ016455 | Voorraad | Extension Cable |  | Eco-Line, 6-voudig Stekkerdoos | Brennenstuhl | Limburg, Rob | VU/F/BETA/TC/Electronica | WN.P043D | - |  |  |  | 1 | 1159400015
EQ016454 | Voorraad | Extension Cable |  | Eco-Line, 6-voudig Stekkerdoos | Brennenstuhl | Limburg, Rob | VU/F/BETA/TC/Electronica | WN.P043D | - |  |  |  | 1 | 1159400015
EQ016453 | 001998 | Extension Cable |  | Extension Cable | VU | Limburg, Rob | VU/F/BETA/TC/Electronica | WN.P043 | - |  |  |  | 1
EQ016452 | 006287; 81165360 | Component Tester |  | Automatic Component Bridge | Wayne Kerr | Limburg, Rob | VU/F/BETA/TC/Electronica | WN.P043 | - |  |  |  | 1 | B605
EQ016451 |  | Amplifier |  | Transducer Amplifier | Afdeling Elektronica Faculteit Biologie VU | Limburg, Rob | VU/F/BETA/TC/Electronica | WN.P043 | - |  |  |  | 1 | elektronica faculteit biologie V.U.
EQ016450 |  | Amplifier |  | Transducer Amplifier | Afdeling Elektronica Faculteit Biologie VU | Limburg, Rob | VU/F/BETA/TC/Electronica | WN.P043 | - |  |  |  | 1 | elektronica faculteit biologie V.U.
EQ016449 |  | Testbox |  | Test Fixture | Wayne Kerr | Limburg, Rob | VU/F/BETA/TC/Electronica | WN.P043 | - |  |  |  | 1 | JU4
EQ016448 |  | Testbox |  | Telemetry Testbox | VU | Limburg, Rob | VU/F/BETA/TC/Electronica | WN.P043 | - |  |  |  | 1
EQ016447 | 003465 | Signal Generator |  | Programmable Pulse Generator | Tabor Electronics | Limburg, Rob | VU/F/BETA/TC/Electronica | WN.P043 | - |  |  |  | 1 | 8500
EQ016446 |  | Amplifier |  | Ion Selective Elektrode Versterker | VU | Limburg, Rob | VU/F/BETA/TC/Electronica | WN.P043 | - |  |  |  | 1 | 63510-91-025
EQ016445 |  | Computer |  | Oude PC | Hermac | Brouwer, Tinco | VU/F/BETA/TC/Electronica | WN.P043 | - |  |  |  | 1
EQ016444 | PC-037776 | Computer |  | HP PC | Hewlett Packard (HP) | Brouwer, Tinco | VU/F/BETA/TC/Electronica | WN.P043 | - |  |  |  | 1 | HP ProDesk 600 G2 MT
EQ016443 | MON04-079 | Computer Monitor |  | Computer Monitor Dell | Dell | Limburg, Rob | VU/F/BETA/TC/Electronica | WN.P043 | - |  |  |  | 1
EQ016442 | TFT1372; 019919 | Computer Monitor |  | Computer Monitor HP | Hewlett Packard (HP) | Limburg, Rob | VU/F/BETA/TC/Electronica | WN.P043 | - |  |  |  | 1 | LA2205wg
EQ016441 |  | Balance |  | Balance | Soehnle | Limburg, Rob | VU/F/BETA/TC/Electronica | WN.P043 | - |  |  |  | 1 | Page
EQ016440 |  | Battery Charger |  | Universal Battery Charger & Analyzer | Skyrc | Limburg, Rob | VU/F/BETA/TC/Electronica | WN.P043 | - |  |  |  | 1 | MC3000
EQ016439 |  | Extension Cable |  | Extension Cable | VU | Verdegaal-Warmerdam, SJA | VU/F/BETA/AW/GEG | WN.F313A | - |  |  |  | 1
EQ016438 | ????????????? | Extension Cable |  | Extension Cable | VU | Limburg, Rob | VU/F/BETA/TC/Electronica | WN.P043D | - |  |  |  | 1
EQ016437 | Voorraad | Extension Cable |  | Eco-Line, 6-voudig Stekkerdoos | Brennenstuhl | Limburg, Rob | VU/F/BETA/TC/Electronica | WN.P043D | - |  |  |  | 1 | 1159400015
EQ016436 | Voorraad;008171 | Extension Cable |  | stekkerdoos met schakelaar 4 geaarde contrastekker en 4 Euro stekkerdoos | Brennenstuhl | Limburg, Rob | VU/F/BETA/TC/Electronica | WN.P043D | - |  |  |  | 1 | 1150300015
EQ016435 | 001597; S2536 | Multimeter |  | Grid-dipper | Philips | Limburg, Rob | VU/F/BETA/TC/Electronica | WN.P043 | - |  |  |  | 1 | GM3121
EQ016434 |  | Test Probe |  | Test Fixture | VU | Limburg, Rob | VU/F/BETA/TC/Electronica | WN.P043 | - |  |  |  | 1 | JM-KEW001A
EQ016433 |  | Test Probe |  | Test Fixture | VU | Limburg, Rob | VU/F/BETA/TC/Electronica | WN.P043 | - |  |  |  | 1 | JM-KEW001B
EQ016432 | Voorraad | Extension Cable |  | Eco-Line, 6-voudig Stekkerdoos | Brennenstuhl | Limburg, Rob | VU/F/BETA/TC/Electronica | WN.P043D | - |  |  |  | 1 | 1159400015
EQ016431 |  | Extension Cable |  | Netbox M4 | A. & H. MEYER GmbH | Limburg, Rob | VU/F/BETA/TC/Electronica | WN.P043D | - |  |  |  | 1 | 2451G15013
EQ016430 | Voorraad | Extension Cable |  | Bremounta Stekkerdoos, 4-Voudig | Brennenstuhl | Limburg, Rob | VU/F/BETA/TC/Electronica | WN.P043D | - |  |  |  | 1 | 1150650114
EQ016429 |  | Extension Cable |  | 16A Circuit Breaker C20 Plug PDU | Olson | Limburg, Rob | VU/F/BETA/TC/Electronica | WN.P043D | - |  |  |  | 1 | 1005
EQ016428 | Voorraad | Extension Cable |  | Bremounta Stekkerdoos, 4-Voudig | Brennenstuhl | Limburg, Rob | VU/F/BETA/TC/Electronica | WN.P043D | - |  |  |  | 1 | 1150650114
EQ016427 | Voorraad | Extension Cable |  | Bremounta Stekkerdoos, 4-Voudig | Brennenstuhl | Limburg, Rob | VU/F/BETA/TC/Electronica | WN.P043D | - |  |  |  | 1 | 1150650114
EQ016426 | Voorraad | Extension Cable |  | Tabletop multi-socket power strip | Monacor | Limburg, Rob | VU/F/BETA/TC/Electronica | WN.P043D | - |  |  |  | 1 | MC-32/SW
EQ016425 |  | Test Probe |  | Test Fixture | VU | Limburg, Rob | VU/F/BETA/TC/Electronica | WN.P043 | - |  |  |  | 1
EQ016424 |  | Television |  | LCD Television | LG | Limburg, Rob | VU/F/BETA/TC/Electronica | WN.P043 | - |  |  |  | 1 | 26LE5500-ZA
EQ016423 | Voorraad | Extension Cable |  | Tabletop multi-socket power strip | Monacor | Limburg, Rob | VU/F/BETA/TC/Electronica | WN.P043D | - |  |  |  | 1 | MC-32/SW
EQ016422 | Voorraad | Extension Cable |  | Tabletop multi-socket power strip | Monacor | Limburg, Rob | VU/F/BETA/TC/Electronica | WN.P043D | - |  |  |  | 1 | MC-32/SW
EQ016421 | Voorraad | Extension Cable |  | Tabletop multi-socket power strip | Monacor | Limburg, Rob | VU/F/BETA/TC/Electronica | WN.P043D | - |  |  |  | 1 | MC-32/SW
EQ016420 | 008393 | Computer Monitor |  | Digital Signage Monitor | LG | Limburg, Rob | VU/F/BETA/TC/Electronica | WN.P043 | - |  |  |  | 1 | 47WS10
EQ016419 | Voorraad | Extension Cable |  | Tabletop multi-socket power strip | Monacor | Limburg, Rob | VU/F/BETA/TC/Electronica | WN.P043D | - |  |  |  | 1 | MC-32/SW
EQ016418 |  | Computer interface |  | EMxpert EHX Adapter | EMSCAN Corporation | Limburg, Rob | VU/F/BETA/TC/Electronica | WN.M570 | - |  |  |  | 1 | EMxpert
EQ016417 |  | Test Probe |  | EMxpert EHX Scanner | EMSCAN Corporation | Limburg, Rob | VU/F/BETA/TC/Electronica | WN.M570 | - |  |  |  | 1 | Patented Scanner
EQ016416 |  | Oscilloscope plug-in |  | Dual trace amplifier 7A26 | Tektronix | Limburg, Rob | VU/F/BETA/TC/Electronica | WN.P043 | - |  |  |  | 1 | 7A26
EQ016415 |  | Oscilloscope plug-in |  | Dual Timebase 7B92A | Tektronix | Limburg, Rob | VU/F/BETA/TC/Electronica | WN.P043D | - |  |  |  | 1 | 7B92A
EQ016414 |  | Oscilloscope plug-in |  | Amplifier 7A19 | Tektronix | Limburg, Rob | VU/F/BETA/TC/Electronica | WN.P043 | - |  |  |  | 1 | 7A19 opt.4
EQ016413 |  | Oscilloscope plug-in |  | Sampling head S-6 | Tektronix | Limburg, Rob | VU/F/BETA/TC/Electronica | WN.P043 | - |  |  |  | 1 | S-6 Sampling Head
EQ016412 |  | Oscilloscope plug-in |  | Sampling head Type S-4 | Tektronix | Limburg, Rob | VU/F/BETA/TC/Electronica | WN.P043D | - |  |  |  | 1 | Type S-4 Sampling Head
EQ016411 |  | Oscilloscope plug-in |  | Sampling sweep unit 7T11 | Tektronix | Limburg, Rob | VU/F/BETA/TC/Electronica | WN.P043 | - |  |  |  | 1 | Sampling sweep unit 7T11
EQ016410 |  | Component Tester |  | Semiconductor Analyser | Peak Electronic Design | Limburg, Rob | VU/F/BETA/TC/Electronica | WN.P043 | - |  |  |  | 1 | DCA75
EQ016409 |  | Component Tester |  | LCR Meter | Peak Electronic Design | Limburg, Rob | VU/F/BETA/TC/Electronica | WN.P043 | - |  |  |  | 1 | LCR45
EQ016408 |  | Component Tester |  | ESR Meter | Peak Electronic Design | Limburg, Rob | VU/F/BETA/TC/Electronica | WN.P043 | - |  |  |  | 1 | ESR70
EQ016407 |  | Component Tester |  | Zener Diode Analyser | Peak Electronic Design | Limburg, Rob | VU/F/BETA/TC/Electronica | WN.P043 | - |  |  |  | 1 | ZEN50
EQ016406 | 012478 | LED Controller |  | 150W Constant Current Mode LED Driver | Mean Well Enterprises | Limburg, Rob | VU/F/BETA/TC/Electronica | WN.P043D | - |  |  |  | 1 | HVGC-150-1400B
EQ016405 |  | Label Writer |  | Label Printer | Dymo | Limburg, Rob | VU/F/BETA/TC/Electronica | WN.P043 | - |  |  |  | 1 | Label Manager 450D
EQ016404 |  | Computer Monitor |  | Computer Monitor Dell | Dell | Limburg, Rob | VU/F/BETA/TC/Electronica | WN.P043D | - |  |  |  | 1 | 2001FP
EQ016403 | Voorraad;011590 | Extension Cable |  | Vario Line kabelbox, 4-voudig | Brennenstuhl | Limburg, Rob | VU/F/BETA/TC/Electronica | WN.P043D | - |  |  |  | 1 | 1093200
EQ016402 |  | Computer Monitor |  | Computer Monitor Dell | Dell | Limburg, Rob | VU/F/BETA/TC/Electronica | WN.P043D | - |  |  |  | 1 | 2001FP
EQ016401 | Voorraad;011588 | Extension Cable |  | Vario Line kabelbox, 4-voudig | Brennenstuhl | Limburg, Rob | VU/F/BETA/TC/Electronica | WN.P043D | - |  |  |  | 1 | 1093200
EQ016400 | Voorraad | Extension Cable |  | Vario Line kabelbox, 4-voudig | Brennenstuhl | Limburg, Rob | VU/F/BETA/TC/Electronica | WN.P043D | - |  |  |  | 1 | 1093230
EQ016399 | Voorraad | Extension Cable |  | Vario Line kabelbox, 4-voudig | Brennenstuhl | Limburg, Rob | VU/F/BETA/TC/Electronica | WN.P043D | - |  |  |  | 1 | 1093230
EQ016398 | Voorraad | Extension Cable |  | Vario Line kabelbox, 4-voudig | Brennenstuhl | Limburg, Rob | VU/F/BETA/TC/Electronica | WN.P043D | - |  |  |  | 1 | 1093230
EQ016397 | 019912 | Computer Monitor |  | Computer Monitor HP | Hewlett Packard (HP) | Limburg, Rob | VU/F/BETA/TC/Electronica | WN.P043D | - |  |  |  | 1 | LA2205wg
EQ016396 |  | Computer Monitor |  | Computer Monitor HP | Hewlett Packard (HP) | Limburg, Rob | VU/F/BETA/TC/Electronica | WN.P043D | - |  |  |  | 1 | LP1475w
EQ016395 | MON08-975 | Computer Monitor |  | Computer Monitor HP | Hewlett Packard (HP) | Limburg, Rob | VU/F/BETA/TC/Electronica | WN.P043D | - |  |  |  | 1 | LP2065
EQ016394 | Voorraad | Extension Cable |  | Vario Line kabelbox, 4-voudig | Brennenstuhl | Limburg, Rob | VU/F/BETA/TC/Electronica | WN.P043D | - |  |  |  | 1 | 1093230
EQ016393 |  | Computer Monitor |  | Computer Monitor Fujitsu | Fujitsu | Limburg, Rob | VU/F/BETA/TC/Electronica | WN.P043D | - |  |  |  | 1 | Scenicview P17-2
EQ016392 |  | Computer Monitor |  | Computer Monitor Fujitsu | Fujitsu | Limburg, Rob | VU/F/BETA/TC/Electronica | WN.P043D | - |  |  |  | 1 | Scenicview P17-2
EQ016391 |  | Signal Generator |  | 53500 Lesion Making Device | Benson | Koene, JM | VU/F/BETA/CNCR/2967 | O2.13W24 | - |  |  |  | 1 | 53500 Lesion Making Device
EQ016390 |  | Current Clamp |  | AC/DC Current Clamp | RS Pro (Components) | Limburg, Rob | VU/F/BETA/TC/Electronica | WN.P043 | - |  |  |  | 1 | RS CP-10
EQ016389 |  | Cable Tester |  | Multi-Function Data and PC Cable Tester | Hobbes | Limburg, Rob | VU/F/BETA/TC/Electronica | WN.P043 | - |  |  |  | 1 | TEST-i
EQ016388 | 007202 | Multimeter |  | System DMM/Scanner 199 | Keithley | Limburg, Rob | VU/F/BETA/TC/Electronica | WN.P043 | - |  |  |  | 1 | 199
EQ016387 |  | Ethernet Hub |  | TP Hub LinkBuilder FMS | 3COM | Limburg, Rob | VU/F/BETA/TC/Electronica | WN.P043D | - |  |  |  | 1 | 1627-1
EQ016386 |  | Signal Generator |  | Arbitrary Function Generator AFG310 | Tektronix | Limburg, Rob | VU/F/BETA/TC/Electronica | WN.P043 | - |  |  |  | 1 | AFG310
EQ016385 |  | Laser |  | Helium-Neon Laser | Spectra Physics | Limburg, Rob | VU/F/BETA/TC/Electronica | WN.P043D | - |  |  |  | 1 | 155
EQ016384 |  | Power Supply |  | Photodiode Power Supply | VU | Limburg, Rob | VU/F/BETA/TC/Electronica | WN.P043D | - |  |  |  | 1 | 2017-2861-01
EQ016383 | 001590 | Power Supply |  | LCZ External Power Supply | VU | Limburg, Rob | VU/F/BETA/TC/Electronica | WN.P043 | - |  |  |  | 1 | 19-16
EQ016382 | 012185; Vermist! | Power Supply |  | Power Supply HMC 8043 | Rohde&Schwarz | Limburg, Rob | VU/F/BETA/TC/Electronica | WN.P043 | - |  |  |  | 1 | HMC 8043
EQ016381 |  | Extension Cable |  | Eco-Line, 6-voudig Stekkerdoos | Brennenstuhl | Limburg, Rob | VU/F/BETA/TC/Electronica | WN.P043 | - |  |  |  | 1 | 1159400015
EQ016380 |  | Multimeter |  | Digital Multimeter | Voltcraft | Limburg, Rob | VU/F/BETA/TC/Electronica | WN.P043 | - |  |  |  | 1 | VC190 SE
EQ016379 | 000267 | Component Tester |  | LCZ Meter | Hewlett Packard (HP) | Limburg, Rob | VU/F/BETA/TC/Electronica | WN.P043 | - |  |  |  | 1 | 4276A LCZ Meter
EQ016378 | PR-047750 | Printer |  | Printer | Ricoh | Limburg, Rob | VU/F/BETA/TC/Electronica | WN.P043 | - |  |  |  | 1 | IM C4500
EQ016377 | 000447 | Transformer |  | Transformer | Luxor Heemstede | Limburg, Rob | VU/F/BETA/TC/Electronica | WN.P043 | - |  |  |  | 1
EQ016376 |  | Lamp |  | Lamp | Waldmann | Limburg, Rob | VU/F/BETA/TC/Electronica | WN.P043 | - |  |  |  | 1 | RLL 122
EQ016375 |  | Soldering Iron/Machine |  | Soldering Station | Ersa | Limburg, Rob | VU/F/BETA/TC/Electronica | WN.P043 | - |  |  |  | 1 | RDS 80
EQ016374 | 000703; 000702 | Extension Cable |  | Extension Cable | VU | Limburg, Rob | VU/F/BETA/TC/Electronica | WN.P043 | - |  |  |  | 1
EQ016373 | 000469 | Transformer |  | Variable Transformer | VU | Limburg, Rob | VU/F/BETA/TC/Electronica | WN.P043 | - |  |  |  | 1
EQ016372 |  | Lamp |  | Lamp | SIS | Limburg, Rob | VU/F/BETA/TC/Electronica | WN.P043 | - |  |  |  | 1
EQ016371 | 6277 | Microscope |  | Microscope | Leitz | Limburg, Rob | VU/F/BETA/TC/Electronica | WN.P043 | - |  |  |  | 1
EQ016370 |  | Microscope |  | Microscope | Wild Heerbrugg | Limburg, Rob | VU/F/BETA/TC/Electronica | WN.P043 | - |  |  |  | 1 | 367916
EQ016369 | 012287 | Soldering Iron/Machine |  | Soldering Station | JBC Tools | Limburg, Rob | VU/F/BETA/TC/Electronica | WN.P043 | - |  |  |  | 1 | NASE-2C
EQ016368 |  | Soldering Iron/Machine |  | Hot-air soldering station | Quick | Limburg, Rob | VU/F/BETA/TC/Electronica | WN.P043 | - |  |  |  | 1 | 861DW
EQ016367 |  | Heater |  | Preheater | Pace | Limburg, Rob | VU/F/BETA/TC/Electronica | WN.P043 | - |  |  |  | 1 | ST 400
EQ016366 | 005882 | Soldering Iron/Machine |  | Soldering Station | Pace | Limburg, Rob | VU/F/BETA/TC/Electronica | WN.P043 | - |  |  |  | 1 | MBT 350
EQ016365 | PC-037774 | Computer |  | HP PC | Hewlett Packard (HP) | Althuisius, N | VU/F/BETA/TC/Electronica | WN.P043 | - |  |  |  | 1 | HP ProDesk 600 G2 MT
EQ016364 |  | Microscope |  | Microscope Head | Vision Engineering | Limburg, Rob | VU/F/BETA/TC/Electronica | WN.P043 | - |  |  |  | 1
EQ016363 | 012423 | Soldering Iron/Machine |  | Soldering Station | JBC Tools | Limburg, Rob | VU/F/BETA/TC/Electronica | WN.P043 | - |  |  |  | 1 | DME-2A
EQ016362 |  | Soldering Iron/Machine |  | Soldering Stand | JBC Tools | Limburg, Rob | VU/F/BETA/TC/Electronica | WN.P043 | - |  |  |  | 1 | DR-SE
EQ016361 |  | Soldering Iron/Machine |  | Soldering Stand | JBC Tools | Limburg, Rob | VU/F/BETA/TC/Electronica | WN.P043 | - |  |  |  | 1 | HT-SE
EQ016360 |  | Computer Monitor |  | Dell Monitor | Dell | Limburg, Rob | VU/F/BETA/TC/Electronica | WN.P043 | - |  |  |  | 1
EQ016359 |  | Soldering Iron/Machine |  | Soldering Stand | JBC Tools | Limburg, Rob | VU/F/BETA/TC/Electronica | WN.P043 | - |  |  |  | 1 | AD-SE
EQ016358 |  | Computer Monitor |  | Dell Monitor | Dell | Limburg, Rob | VU/F/BETA/TC/Electronica | WN.P043 | - |  |  |  | 1
EQ016357 | PC-026524 | Computer |  | HP PC | Hewlett Packard (HP) | Limburg, Rob | VU/F/BETA/TC/Electronica | WN.P043 | - |  |  |  | 1 | HP ProDesk 490 G1 CMT
EQ016356 | 005649 | Power Supply |  | Power Supply MVT15-10 | Delta Elektronika | Limburg, Rob | VU/F/BETA/TC/Electronica | O2.11W28 | - |  |  |  | 1 | MVT 15-10
EQ016355 |  | Speakers |  | Speaker | Visonik | Limburg, Rob | VU/F/BETA/TC/Electronica | WN.P043 | - |  |  |  | 1
EQ016354 |  | Speakers |  | Speaker | Visonik | Limburg, Rob | VU/F/BETA/TC/Electronica | WN.P043 | - |  |  |  | 1
EQ016353 |  | Electric Motor |  | Electronic Workbench Motor | Actuall BV | Limburg, Rob | VU/F/BETA/TC/Electronica | WN.P043 | - |  |  |  | 1 | EOS-01-ACT2X-C01
EQ016352 | 001972 | Extension Cable |  | Extension Cable | VU | Limburg, Rob | VU/F/BETA/TC/Electronica | WN.P043 | - |  |  |  | 1
EQ016351 | 001971 | Extension Cable |  | Extension Cable | VU | Limburg, Rob | VU/F/BETA/TC/Electronica | WN.P043 | - |  |  |  | 1
EQ016350 |  | Microscope |  | Flylnspector | Technolab | Limburg, Rob | VU/F/BETA/TC/Electronica | WN.P043 | - |  |  |  | 1 | B-0000273.01-00
EQ016349 |  | Speakers |  | Stereo | Harman | Limburg, Rob | VU/F/BETA/TC/Electronica | WN.P043 | - |  |  |  | 1
EQ016348 |  | Computer Monitor |  | Dell Monitor | Dell | Limburg, Rob | VU/F/BETA/TC/Electronica | WN.P043 | - |  |  |  | 1
EQ016347 |  | Electric Motor |  | Electronic Workbench Motor | Actuall BV | Limburg, Rob | VU/F/BETA/TC/Electronica | WN.P043 | - |  |  |  | 1 | EOS-01-ACT2X-C01
EQ016346 |  | Computer Monitor |  | Dell Monitor | Dell | Limburg, Rob | VU/F/BETA/TC/Electronica | WN.P043 | - |  |  |  | 1
EQ016345 | 001981 | Workbench |  | Electronic Workbench | Actuall BV | Limburg, Rob | VU/F/BETA/TC/Electronica | WN.P043 | - |  |  |  | 1 | ACT-GL1-500/260-AL
EQ016344 | PC-026526 | Computer |  | HP PC | Hewlett Packard (HP) | Limburg, Rob | VU/F/BETA/TC/Electronica | WN.P043 | - |  |  |  | 1 | HP ProDesk 490 G1 CMT
EQ016343 |  | Flow Controller |  | Flow Controller | Technon Systems Inc. (TSI) | Limburg, Rob | VU/F/BETA/TC/Electronica | WN.P043 | - |  |  |  | 1 | TS 9100
EQ016342 | 006443 | Oscilloscope |  | Oscilloscope DSO1002A | Agilent | Limburg, Rob | VU/F/BETA/TC/Electronica | O2.11W28 | - |  |  |  | 1 | DSO1002A
EQ016341 | PC10-016; 021583 | Computer |  | HP PC | Hewlett Packard (HP) | Limburg, Rob | VU/F/BETA/CNCR | WN.P043 | - |  |  |  | 1 | HP Compaq
EQ016340 |  | Amplifier |  | Transducer Amplifier | Afdeling Elektronica Faculteit Biologie VU | Limburg, Rob | VU/F/BETA/TC/Electronica | WN.P043 | - |  |  |  | 1
EQ016339 |  | Amplifier |  | Amplifier | Biologisch Lab | Limburg, Rob | VU/F/BETA/TC/Electronica | WN.P043 | - |  |  |  | 1
EQ016338 | 000479 | Lamp |  | Lamp | Sunnex | Limburg, Rob | VU/F/BETA/TC/Electronica | WN.P043 | - |  |  |  | 1 | S-68600
EQ016337 |  | Amplifier |  | Power Amplifier | IMG | Limburg, Rob | VU/F/BETA/TC/Electronica | WN.P043 | - |  |  |  | 1 | StageLine STA-142
EQ016336 |  | Power Supply |  | Power Supply ES0300-0.45 | Delta Elektronika | Limburg, Rob | VU/F/BETA/TC/Electronica | WN.P043 | - |  |  |  | 1 | ES 0300-0.45
EQ016335 |  | Television |  | Television LG | LG | Limburg, Rob | VU/F/BETA/TC/Electronica | WN.P043 | - |  |  |  | 1
EQ016334 | 001980 | Workbench |  | Electronic Workbench | Actuall BV | Limburg, Rob | VU/F/BETA/TC/Electronica | WN.P043 | - |  |  |  | 1 | ACT-GL1-500/260-AL
EQ016333 | 000464 | Vacuum Pump |  | Vacuum Pump | Technoprint | Limburg, Rob | VU/F/BETA/TC/Electronica | WN.P043 | - |  |  |  | 1 | SP 302 SL
EQ016332 |  | Computer Monitor |  | Computer Monitor HP | Hewlett Packard (HP) | Limburg, Rob | VU/F/BETA/TC/Electronica | WN.P043 | - |  |  |  | 1 | LA2205wg
EQ016331 | 012420 | Oven |  | Reflow Oven for Printed Circuit Boards | Eurocircuits | Limburg, Rob | VU/F/BETA/TC/Electronica | WN.P043 | - |  |  |  | 1 | eC-015V04
EQ016330 |  | Extension Cable |  | Extension Cable | VU | Limburg, Rob | VU/F/BETA/TC/Electronica | WN.P043 | - |  |  |  | 1
EQ016329 | 008394 | Television |  | Television Samsung | Samsung | Limburg, Rob | VU/F/BETA/TC/Electronica | WN.P043 | - |  |  |  | 1 | LT22B350EW/EN
EQ016328 | PC-016542 | Computer |  | Dell PC | Dell | Limburg, Rob | VU/F/BETA/TC/Electronica | WN.P043 | - |  |  |  | 1 | Dell Optiplex 990 CMT
EQ016327 |  | Precision Pick and Place System |  | Rework System | Ersa | Limburg, Rob | VU/F/BETA/TC/Electronica | WN.P043 | - |  |  |  | 1 | PL 550A
EQ016326 | 001184 | Heat Gun |  | Heat Gun | Steinel | Limburg, Rob | VU/F/BETA/TC/Electronica | WN.P043 | - |  |  |  | 1 | HL1800E; 3440
EQ016325 | 2011-2964-01 | Control Unit |  | Dual Cage Control Unit | VU | Limburg, Rob | VU/F/BETA/CNCR/INF | WN.P043 | - |  |  |  | 1 | Dual Cage Control Unit
EQ016324 |  | Precision Pick and Place System |  | Rework System | Ersa | Limburg, Rob | VU/F/BETA/TC/Electronica | WN.P043 | - |  |  |  | 1 | IR 550A
EQ016323 |  | Amplifier |  | Transducer Amplifier | Afdeling Elektronica Faculteit Biologie VU | Limburg, Rob | VU/F/BETA/TC/Electronica | WN.P043 | - |  |  |  | 1
EQ016322 |  | Battery Charger |  | Bleiladestation | Voltcraft | Limburg, Rob | VU/F/BETA/TC/Electronica | WN.P043 | - |  |  |  | 1 | CT-8000Pb
EQ016321 | 006717 | Power Supply |  | Charge Terminal | Voltcraft | Limburg, Rob | VU/F/BETA/TC/Electronica | WN.P043 | - |  |  |  | 1 | 8000Pb
EQ016320 |  | Multimeter |  | Multimeter | Fluke | Caspers, Pieter | VU/F/BETA/TC/Electronica | WN.P043 | - |  |  |  | 1 | 177
EQ016319 |  | Calibration Instrument |  | DC Voltage Standard 332B | Fluke | Limburg, Rob | VU/F/BETA/TC/Electronica | WN.P043 | - |  |  |  | 1 | 332B
EQ016318 |  | Signal Generator |  | General Radio 1311A Audio Oscillator | General Radio (GenRad) | Limburg, Rob | VU/F/BETA/TC/Electronica | WN.P043 | - |  |  |  | 1 | 1311-A
EQ016317 |  | Current Clamp |  | AC/DC Current Probe | Rohde&Schwarz | Limburg, Rob | VU/F/BETA/TC/Electronica | WN.P043 | - |  |  |  | 1 | HZC51
EQ016316 | 012145 | Data Logger |  | Energie Logger | Voltcraft | Limburg, Rob | VU/F/BETA/TC/Electronica | WN.P043 | - |  |  |  | 1 | Energy Logger 4000
EQ016315 |  | Laser Controller Unit |  | ZeroCrossDetector | VU | Kortekaas, R | VU/F/BETA/N&S/AML | WN.KA173 | - |  |  |  | 1 | 2023-2864-01
EQ016314 |  | Laser Controller Unit |  | ZeroCrossDetector | VU | Kortekaas, R | VU/F/BETA/N&S/AML | WN.KA173 | - |  |  |  | 1 | 2023-2864-01
EQ016313 |  | Laser Controller Unit |  | ZeroCrossDetector | VU | Kortekaas, R | VU/F/BETA/N&S/AML | WN.KA173 | - |  |  |  | 1 | 2023-2864-01
EQ016312 |  | Laser Controller Unit |  | ZeroCrossDetector | VU | Kortekaas, R | VU/F/BETA/N&S/AML | WN.KA173 | - |  |  |  | 1 | 2023-2864-01
EQ016311 |  | Oscilloscope plug-in |  | Differential amplifier 7A22 | Tektronix | Limburg, Rob | VU/F/BETA/TC/Electronica | WN.P043 | - |  |  |  | 1 | 7A22
EQ016310 | 012182 | Power Supply |  | Power Supply HMC 8043 | Rohde&Schwarz | Limburg, Rob | VU/F/BETA/TC/Electronica | O2.11W28 | - |  |  |  | 1 | HMC 8043
EQ016309 | 010842 | Power Supply |  | Power Supply E030-10 | Delta Elektronika | Limburg, Rob | VU/F/BETA/TC/Electronica | WN.P043 | - |  |  |  | 1 | E 030-10
EQ016308 | 000483 | Power Supply |  | Power Supply SM7020 | Delta Elektronika | Limburg, Rob | VU/F/BETA/TC/Electronica | WN.P043 | - |  |  |  | 1 | SM 7020
EQ016307 | 001626 | Power Supply |  | DI/TSP Control Module | ThermoQuest Finnigan | Limburg, Rob | VU/F/BETA/TC/Electronica | WN.P043 | - |  |  |  | 1
EQ016306 | 005675 | Component Tester |  | Huntron Tracker 2000 Circuit Analyzer | Huntron | Limburg, Rob | VU/F/BETA/TC/Electronica | O2.11W28 | - |  |  |  | 1 | Tracker 2000
EQ016305 |  | Multimeter |  | 5.5 digit Digital Multimeter 34450A | Agilent | Limburg, Rob | VU/F/BETA/TC/Electronica | O2.11W28 | - |  |  |  | 1 | 34450A
EQ016304 | 001592 | Power Supply |  | DI/TSP Control Module | ThermoQuest Finnigan | Limburg, Rob | VU/F/BETA/TC/Electronica | WN.P043 | - |  |  |  | 1
EQ016303 | 012207 | Power Supply |  | High Voltage Power Supply | Spellman High Voltage Electronics Corporation | Limburg, Rob | VU/F/BETA/TC/Electronica | WN.P043 | - |  |  |  | 1 | CZE30PN2000X2068
EQ016302 | 012208 | Power Supply |  | High Voltage Power Supply | Spellman High Voltage Electronics Corporation | Limburg, Rob | VU/F/BETA/TC/Electronica | WN.P043 | - |  |  |  | 1 | CZE30PN2000X2068
EQ016301 | 000494 | Power Supply |  | Power Supply | Oltronix | Limburg, Rob | VU/F/BETA/TC/Electronica | WN.P043 | - |  |  |  | 1 | B503
EQ016300 | 008495 | Electronic Signal Processing Device |  | Programmable DC Electronic Load | BK Precision | Limburg, Rob | VU/F/BETA/TC/Electronica | WN.P043 | - |  |  |  | 1 | 8502
EQ016299 | 002412 | Amplifier |  | HV Amplifier | VU | Limburg, Rob | VU/F/BETA/TC/Electronica | WN.P043 | - |  |  |  | 1 | 140V
EQ016298 | 009043 | Filter |  | Power Line Filter | Schaffner | Limburg, Rob | VU/F/BETA/TC/Electronica | WN.P043 | - |  |  |  | 1 | FR 202
EQ016297 |  | Filter |  | EMI AC Filter | OnFILTER | Limburg, Rob | VU/F/BETA/TC/Electronica | WN.P043 | - |  |  |  | 1 | AFEUSKFG-D
EQ016296 |  | Filter |  | EMI AC Filter | OnFILTER | Limburg, Rob | VU/F/BETA/TC/Electronica | WN.P043 | - |  |  |  | 1 | AFEUSKFG-D
EQ016295 |  | Filter |  | EMI AC Filter | OnFILTER | Limburg, Rob | VU/F/BETA/TC/Electronica | WN.P043 | - |  |  |  | 1 | AFEUSKFG-D
EQ016294 |  | Filter |  | EMI AC Filter | OnFILTER | Limburg, Rob | VU/F/BETA/TC/Electronica | WN.P043 | - |  |  |  | 1 | AFEUSKFG-D
EQ016293 |  | Signal Generator |  | Pulse/Arbitrary Function Generator | Siglent | Limburg, Rob | VU/F/BETA/TC/Electronica | WN.P043 | - |  |  |  | 1 | SDG6052X
EQ016292 | 012391 | Transformer |  | Variable Transformer | Philips | Limburg, Rob | VU/F/BETA/TC/Electronica | WN.P043 | - |  |  |  | 1 | 2422 530 05415
EQ016291 | 007763 | Signal Generator |  | Dual Channel Arbitrary Function Generator AFG3252 | Tektronix | Limburg, Rob | VU/F/BETA/TC/Electronica | WN.P043 | - |  |  |  | 1 | AFG3252
EQ016290 | 012437 | Transformer |  | Variable Transformer | Philips | Limburg, Rob | VU/F/BETA/TC/Electronica | WN.P043 | - |  |  |  | 1 | 2422 529
EQ016289 | 000712 | Signal Generator |  | Function Generator FG5010 | Tektronix | Limburg, Rob | VU/F/BETA/TC/Electronica | WN.P043 | - |  |  |  | 1 | FG5010 / TM5003
EQ016288 | 005757 | Signal Generator |  | Arbitrary Waveform Generator 3390 | Keithley | Limburg, Rob | VU/F/BETA/TC/Electronica | WN.P043 | - |  |  |  | 1 | 3390
EQ016287 | 008215 | Transformer |  | Step Down Transformer | Kenyon Transformer Co | Limburg, Rob | VU/F/BETA/TC/Electronica | WN.P043 | - |  |  |  | 1 | 0N014664
EQ016286 | 005756 | Signal Generator |  | Arbitrary Waveform Generator 3390 | Keithley | Limburg, Rob | VU/F/BETA/TC/Electronica | WN.P043 | - |  |  |  | 1 | 3390
EQ016285 | 008215 | Transformer |  | Step Down Transformer | Vigortronix | Limburg, Rob | VU/F/BETA/TC/Electronica | WN.P043 | - |  |  |  | 1 | VTX-186-250
EQ016284 | 007826 | Power Supply |  | D 050-10 Delta Elektronika | Delta Elektronika | Postma, O | VU/F/BETA/AW/GEG/GEGC(MS) | WN.EK58 | - |  |  |  | 1 | D 050-10
EQ016283 |  | Signal Generator |  | Arbitrary Waveform Generator 33120A | Hewlett Packard (HP) | Limburg, Rob | VU/F/BETA/TC/Electronica | WN.P043 | - |  |  |  | 1 | 33120A
EQ016282 | 001174 | Signal Generator |  | Arbitrary Waveform Generator 33120A | Hewlett Packard (HP) | Limburg, Rob | VU/F/BETA/TC/Electronica | WN.P043 | - |  |  |  | 1 | 33120A
EQ016281 | 001589 | Signal Generator |  | CR Oscillator AG-203 | Kenwood | Limburg, Rob | VU/F/BETA/TC/Electronica | WN.P043 | - |  |  |  | 1 | AG-203
EQ016280 | 008937 | Oscilloscope |  | Oscilloscope DSO80804B | Agilent | Limburg, Rob | VU/F/BETA/TC/Electronica | WN.P043 | - |  |  |  | 1 | DSO80804B
EQ016279 |  | Signal Generator |  | Rubidium Atomic Frequency Standard | Frequency Electronics | Limburg, Rob | VU/F/BETA/TC/Electronica | WN.P043 | - |  |  |  | 1 | FE-5680A
EQ016278 |  | Spectrum Analyzer |  | Digital Spectrum Analyzer R9211E | Advantest | Limburg, Rob | VU/F/BETA/TC/Electronica | WN.P043 | - |  |  |  | 1 | R9211E
EQ016277 | 004378 | Power Supply |  | Power Supply E015-2 | Delta Elektronika | Limburg, Rob | VU/F/BETA/TC/Electronica | WN.P043 | - |  |  |  | 1 | E 015-2
EQ016276 | 009219 | Power Supply |  | Power Supply E0300-0.1 | Delta Elektronika | Limburg, Rob | VU/F/BETA/TC/Electronica | WN.P043 | - |  |  |  | 1 | E 0300-0.1
EQ016275 | 005637 | Power Supply |  | Power Supply E030-3 | Delta Elektronika | Limburg, Rob | VU/F/BETA/TC/Electronica | WN.P043 | - |  |  |  | 1 | E 030-3
EQ016274 | 005639 | Power Supply |  | Power Supply E030-1 | Delta Elektronika | Limburg, Rob | VU/F/BETA/TC/Electronica | WN.P043 | - |  |  |  | 1 | E 030-1
EQ016273 | 008582 | Multimeter |  | 34410A Digital Multimeter | Agilent | Limburg, Rob | VU/F/BETA/TC/Electronica | WN.P043 | - |  |  |  | 1 | 34410A
EQ016272 | 005769 | Power Supply |  | Power Supply E018-0.6D | Delta Elektronika | Limburg, Rob | VU/F/BETA/TC/Electronica | WN.P043 | - |  |  |  | 1 | E 018-0.6
EQ016271 | 005647 | Power Supply |  | Power Supply E015-2 | Delta Elektronika | Limburg, Rob | VU/F/BETA/TC/Electronica | WN.P043 | - |  |  |  | 1 | E 015-2
EQ016270 |  | Amplifier |  | Low-Noise Preamplifier SR560 | Stanford Research Systems (SRS) | Limburg, Rob | VU/F/BETA/TC/Electronica | WN.P043 | - |  |  |  | 1 | SR560
EQ016269 | 012601 | Testbox |  | Test Adapter HZC815 | Rohde&Schwarz | Limburg, Rob | VU/F/BETA/TC/Electronica | WN.P043 | - |  |  |  | 1 | HZC815-EU
EQ016268 | 005634 | Calibration Instrument |  | Programmable DC Source | Yokogawa | Limburg, Rob | VU/F/BETA/TC/Electronica | WN.P043 | - |  |  |  | 1 | 7651 01
EQ016267 | 012600 | Analysis Platform |  | Power Analyzer HMC8015 | Rohde&Schwarz | Limburg, Rob | VU/F/BETA/TC/Electronica | WN.P043 | - |  |  |  | 1 | HMC8015
EQ016266 | 012059 | High Voltage Meter |  | Precision HV Meter | Vitrek | Limburg, Rob | VU/F/BETA/TC/Electronica | WN.P043 | - |  |  |  | 1 | 4700
EQ016265 | 006444 | Oscilloscope |  | Oscilloscope DSO1002A | Agilent | Limburg, Rob | VU/F/BETA/TC/Electronica | WN.P043 | - |  |  |  | 1 | DSO1002A
EQ016264 |  | Oscilloscope |  | Digital Storage Oscilloscope | Siglent | Limburg, Rob | VU/F/BETA/TC/Electronica | WN.P043 | - |  |  |  | 1 | SDS2354X HD
EQ016263 |  | Oscilloscope |  | Digital Storage Oscilloscope | Siglent | Limburg, Rob | VU/F/BETA/TC/Electronica | WN.P043 | - |  |  |  | 1 | SDS2354X HD
EQ016262 | TBCAS1 | Connecting Unit |  | RF Coax adapter set | Tekbox | Limburg, Rob | VU/F/BETA/TC/Electronica | WN.P043 | - |  |  |  | 1 | TBCAS1
EQ016261 | 001594 | Autoranging Meter |  | Autoranging Picoammeter 485 | Keithley | Limburg, Rob | VU/F/BETA/TC/Electronica | WN.P043 | - |  |  |  | 1 | 485
EQ016260 | 002137 | Frequency counter |  | Universal Counter HP5302A | Hewlett Packard (HP) | Limburg, Rob | VU/F/BETA/TC/Electronica | WN.P043 | - |  |  |  | 1 | 5302A
EQ016259 | 004211 | Heat Gun |  | Heat gun | Ideal | Limburg, Rob | VU/F/BETA/TC/Electronica | WN.P043 | - |  |  |  | 1 | 46-014
EQ016258 | 006279 | Power Supply |  | Power Supply EST-150 | Delta Elektronika | Limburg, Rob | VU/F/BETA/TC/Electronica | WN.P043 | - |  |  |  | 1 | EST150
EQ016257 | 008479 | Frequency counter |  | Universal Frequency Counter/Timer 53230A | Agilent | Limburg, Rob | VU/F/BETA/TC/Electronica | WN.P043 | - |  |  |  | 1 | 53230A
EQ016256 | 007703 | Power Supply |  | Power Supply EST-150 | Delta Elektronika | Limburg, Rob | VU/F/BETA/TC/Electronica | WN.P043 | - |  |  |  | 1 | EST150
EQ016255 |  | Frequency counter |  | Universal Frequency Counter | Philips | Limburg, Rob | VU/F/BETA/TC/Electronica | WN.P043 | - |  |  |  | 1 | PM 6673
EQ016254 | 005626 | Power Supply |  | Power Supply E018-0.6D | Delta Elektronika | Limburg, Rob | VU/F/BETA/TC/Electronica | WN.P043 | - |  |  |  | 1 | E 018-0.6 D
EQ016253 | 005640 | Power Supply |  | Power Supply E018-0.6D | Delta Elektronika | Limburg, Rob | VU/F/BETA/TC/Electronica | WN.P043 | - |  |  |  | 1 | E 018-0.6 D
EQ016252 |  | Soldering Iron/Machine |  | Soldering Station | Weller | Limburg, Rob | VU/F/BETA/TC/Electronica | WN.P043 | - |  |  |  | 1 | WECP-20
EQ016251 | 011477 | Component Tester |  | Huntron Tracker 2000 Circuit Analyzer | Huntron | Limburg, Rob | VU/F/BETA/TC/Electronica | WN.P043 | - |  |  |  | 1 | Tracker 2000
EQ016250 |  | Attenuator |  | 25W RF Dummy Load | Tekbox | Limburg, Rob | VU/F/BETA/TC/Electronica | WN.P043 | - |  |  |  | 1 | TBTER-25W-3GHz-50-N
EQ016249 |  | Amplifier |  | DSP Lock-In Amplifier SR850 | Stanford Research Systems (SRS) | Limburg, Rob | VU/F/BETA/TC/Electronica | WN.P043 | - |  |  |  | 1 | SR850
EQ016248 | 13 | Amplifier |  | DSP Lock-In Amplifier SR830 | Stanford Research Systems (SRS) | Limburg, Rob | VU/F/BETA/TC/Electronica | WN.P043 | - |  |  |  | 1 | SR830
EQ016247 | 000711 | Thera Ohm Meter |  | Tera Ohm Meter | Knick | Limburg, Rob | VU/F/BETA/TC/Electronica | WN.P043 | - |  |  |  | 1 | H12
EQ016246 | 639 | Oscilloscope plug-in |  | Sampling unit 7S11 | Tektronix | Limburg, Rob | VU/F/BETA/TC/Electronica | WN.P043 | - |  |  |  | 1 | 7S11
EQ016245 | 005842 | Amplifier |  | Dual High Voltage Amplifier | VU | Limburg, Rob | VU/F/BETA/TC/Electronica | WN.P043 | - |  |  |  | 1 | 20083003
EQ016244 |  | Laser |  | Quanta-Ray Laser | Spectra Physics | Kortekaas, R | VU/F/BETA/N&S/AML | WN.KB144 | - |  |  |  | 1 | Quanta-Ray GCR
EQ016243 |  | Computer Monitor |  | HP Computer Monitor | Hewlett Packard (HP) | Kortekaas, R | VU/F/BETA/N&S/AML | WN.KB144 | - |  |  |  | 1 | L1950
EQ016242 |  | Oscilloscope |  | Hameg Oscilloscope | Hameg | Kortekaas, R | VU/F/BETA/N&S/AML | WN.KB144 | - |  |  |  | 1 | HM303-6
EQ016241 | 012148 | Laser Controller Unit |  | Coherent Laser Controller | Coherent | Kortekaas, R | VU/F/BETA/N&S/AML | WN.KB144 | - |  |  |  | 1 | Ring Laser Control
EQ016240 |  | Laser |  | Toptica Single-FrequencyDiode Laser | Toptica | Kortekaas, R | VU/F/BETA/N&S/AML | WN.KB144 | - |  |  |  | 1 | CTL
EQ016239 |  | Power/Energy Meter |  | Power Meter | VU | Kortekaas, R | VU/F/BETA/N&S/AML | WN.KB144 | - |  |  |  | 1
EQ016238 |  | Computer Monitor |  | Dell Computer Monitor | Dell | Kortekaas, R | VU/F/BETA/N&S/AML | WN.KB144 | - |  |  |  | 1
EQ016237 |  | Computer |  | Dell Computer | Dell | Kortekaas, R | VU/F/BETA/N&S/AML | WN.KB144 | - |  |  |  | 1 | Optiplex 380
EQ016236 |  | Oscilloscope |  | Agilent Oscilloscope | Agilent | Kortekaas, R | VU/F/BETA/N&S/AML | WN.KB144 | - |  |  |  | 1 | DSO6052A
EQ016235 |  | Extension Cable |  | Extension Cable | VU | Kortekaas, R | VU/F/BETA/N&S/AML | WN.KB144 | - |  |  |  | 1
EQ016234 |  | Extension Cable |  | Extension Cable | VU | Kortekaas, R | VU/F/BETA/N&S/AML | WN.KB144 | - |  |  |  | 1
EQ016233 |  | Laser |  | Q-Switched Green Laser | Spectra Physics | Kortekaas, R | VU/F/BETA/N&S/AML | WN.KB144 | - |  |  |  | 1 | Empower
EQ016232 |  | Spectrum Analyzer |  | Spectrum Analyzer | Siglent | Kortekaas, R | VU/F/BETA/N&S/AML | WN.KB144 | - |  |  |  | 1 | SSA 3021X
EQ016231 |  | Computer Monitor |  | Philips Monitor | Samsung | Kortekaas, R | VU/F/BETA/N&S/AML | WN.KB144 | - |  |  |  | 1 | Brilliance 170P
EQ016230 |  | Computer Monitor |  | NEC Monitor | Nec | Kortekaas, R | VU/F/BETA/N&S/AML | WN.KB144 | - |  |  |  | 1
EQ016229 |  | Laser Controller Unit |  | Spectra-Physics Laser Controller | Spectra Physics | Kortekaas, R | VU/F/BETA/N&S/AML | WN.KB144 | - |  |  |  | 1 | Model 3955
EQ016228 |  | Extension Cable |  | Extension Cable | Spectra Physics | Kortekaas, R | VU/F/BETA/N&S/AML | WN.KB144 | - |  |  |  | 1
EQ016227 | TFT1373 | Computer Monitor |  | HP Monitor | Hewlett Packard (HP) | Kortekaas, R | VU/F/BETA/N&S/AML | WN.KB144 | - |  |  |  | 1
EQ016226 |  | Computer Monitor |  | Dell Monitor | Dell | Kortekaas, R | VU/F/BETA/N&S/AML | WN.KB144 | - |  |  |  | 1
EQ016225 | 001934 | Power Supply |  | Power Supply | Spectra Physics | Kortekaas, R | VU/F/BETA/N&S/AML | WN.KB144 | - |  |  |  | 1 | Sprout
EQ016224 |  | Power Supply |  | Power Supply | Lighthouse Photonics | Kortekaas, R | VU/F/BETA/N&S/AML | WN.KB144 | - |  |  |  | 1 | Sprout
EQ016223 |  | Laser |  | Ti-Sapphire Laser | Spectra Physics | Kortekaas, R | VU/F/BETA/N&S/AML | WN.KB144 | - |  |  |  | 0 | Spitfire Pro
EQ016222 |  | Laser Controller Unit |  | Laser Control Unit | Spectra Physics | Kortekaas, R | VU/F/BETA/N&S/AML | WN.KB144 | - |  |  |  | 0
EQ016221 |  | Power Supply |  | Power Supply | Spectra Physics | Kortekaas, R | VU/F/BETA/N&S/AML | WN.KB144 | - |  |  |  | 1
EQ016220 |  | Power Supply |  | Power Supply | Spectra Physics | Kortekaas, R | VU/F/BETA/N&S/AML | WN.KB144 | - |  |  |  | 0
EQ016219 |  | Laser |  | 532nm Laser | Spectra Physics | Kortekaas, R | VU/F/BETA/N&S/AML | WN.KB144 | - |  |  |  | 1 | Millennia
EQ016218 |  | Power Supply |  | Power Supply | Spectra Physics | Kortekaas, R | VU/F/BETA/N&S/AML | WN.KB144 | - |  |  |  | 1
EQ016217 |  | Recirculating Chiller |  | Recirculating Chiller | PolyScience | Kortekaas, R | VU/F/BETA/N&S/AML | WN.KB144 | - |  |  |  | 1
EQ016216 |  | Laser |  | Ti-Sapphire Laser | Spectra Physics | Kortekaas, R | VU/F/BETA/N&S/AML | WN.KB144 | - |  |  |  | 1 | Tsunami
EQ016215 |  | Extension Cable |  | Extension Cable | VU | Kortekaas, R | VU/F/BETA/N&S/AML | WN.KB144 | - |  |  |  | 1
EQ016214 |  | Water Bath |  | Water Bath | Thermo Fisher Scientific | Kortekaas, R | VU/F/BETA/N&S/AML | WN.KB144 | - |  |  |  | 0 | RTE-7
EQ016213 |  | Laser Controller Unit |  | Toptica FALC | Toptica | Kortekaas, R | VU/F/BETA/N&S/AML | WN.KB144 | - |  |  |  | 1 | FALC pro
EQ016212 |  | Power/Energy Meter |  | Power Meter | Newport | Kortekaas, R | VU/F/BETA/N&S/AML | WN.KB144 | - |  |  |  | 1 | 1917-R
EQ016211 |  | Extension Cable |  | Extension Cable | VU | Kortekaas, R | VU/F/BETA/N&S/AML | WN.KB144 | - |  |  |  | 1
EQ016210 |  | Vacuum Pump |  | Vacuum Pump | Pfeiffer | Kortekaas, R | VU/F/BETA/N&S/AML | WN.KB144 | - |  |  |  | 1
EQ016209 |  | Extension Cable |  | Extension Cable | VU | Kortekaas, R | VU/F/BETA/N&S/AML | WN.KB144 | - |  |  |  | 1
EQ016208 |  | Extension Cable |  | Extension Cable | VU | Kortekaas, R | VU/F/BETA/N&S/AML | WN.KB144 | - |  |  |  | 1
EQ016207 |  | Oscilloscope |  | Tektronix Oscilloscope | Tektronix | Kortekaas, R | VU/F/BETA/N&S/AML | WN.KB144 | - |  |  |  | 1 | TDS 210
EQ016206 |  | Motor driver |  | Thorlabs Motor Controller | Thorlabs | Kortekaas, R | VU/F/BETA/N&S/AML | WN.KB144 | - |  |  |  | 1 | KDC101
EQ016205 | 043009 | Computer |  | HP Computer | Hewlett Packard (HP) | Kortekaas, R | VU/F/BETA/N&S/AML | WN.KB144 | - |  |  |  | 1 | Z240
EQ016204 |  | Oscilloscope |  | Channel Oscilloscope | Pico Technologies | Kortekaas, R | VU/F/BETA/N&S/AML | WN.KB144 | - |  |  |  | 1 | Picoscope 5000
EQ016203 |  | Spectrum Analyzer |  | Siglent Spectrum Analyzer | Siglent | Kortekaas, R | VU/F/BETA/N&S/AML | WN.KB144 | - |  |  |  | 1 | SSA 3021X
EQ016202 |  | Laser Controller Unit |  | Toptica Control Box | Toptica | Kortekaas, R | VU/F/BETA/N&S/AML | WN.KB144 | - |  |  |  | 1
EQ016201 |  | Laser Controller Unit |  | Toptica Digital Laser Controller | Toptica | Kortekaas, R | VU/F/BETA/N&S/AML | WN.KB144 | - |  |  |  | 1 | DLC pro
EQ016200 |  | Oscilloscope |  | Channel Oscilloscope | Pico Technologies | Kortekaas, R | VU/F/BETA/N&S/AML | WN.KB144 | - |  |  |  | 1 | Picoscope 5000
EQ016199 | DEC1 | Pump Controller |  | Turbo Pump Controller | Pfeiffer | Kortekaas, R | VU/F/BETA/N&S/AML | WN.KB144 | - |  |  |  | 1 | DCU
EQ016198 |  | Pump Controller |  | Turbo Pump Controller | Pfeiffer | Kortekaas, R | VU/F/BETA/N&S/AML | WN.KB144 | - |  |  |  | 1 | DCU
EQ016197 |  | Pump Controller |  | Turbo Pump Controller | Pfeiffer | Kortekaas, R | VU/F/BETA/N&S/AML | WN.G179 | - |  |  |  | 1 | DCU
EQ016196 |  | Amplifier |  | Frequency Generator and Amplifier | VU | Kortekaas, R | VU/F/BETA/N&S/AML | WN.KB144 | - |  |  |  | 1 | AD9912 DDS Frequency Generator and Amplifier
EQ016195 |  | Vacuum Pump |  | Vacuum Pump | Pfeiffer | Kortekaas, R | VU/F/BETA/N&S/AML | WN.KB144 | - |  |  |  | 1 | MVP 070-3
EQ016194 |  | Power Supply |  | Delta Power Supply | Delta Elektronika | Kortekaas, R | VU/F/BETA/N&S/AML | WN.KB144 | - |  |  |  | 1 | ES 0300-0.45
EQ016193 |  | Laser Amplifier |  | Fiber PhotoDiode Amplifier | VU | Kortekaas, R | VU/F/BETA/N&S/AML | WN.KB144 | - |  |  |  | 1
EQ016192 |  | Vacuum Pump |  | Vacuum Pump | Pfeiffer | Kortekaas, R | VU/F/BETA/N&S/AML | WN.KB144 | - |  |  |  | 1
EQ016191 |  | Laser Amplifier |  | Fiber PhotoDiode Amplifier | VU | Kortekaas, R | VU/F/BETA/N&S/AML | WN.KB144 | - |  |  |  | 1
EQ016190 |  | Extension Cable |  | Extension Cable | VU | Kortekaas, R | VU/F/BETA/N&S/AML | WN.KB144 | - |  |  |  | 1
EQ016189 |  | Laser Controller Unit |  | Coherent Laser Controller | Coherent | Kortekaas, R | VU/F/BETA/N&S/AML | WN.KB144 | - |  |  |  | 1 | 899-21
EQ016188 |  | Power Supply |  | Power Supply | Oltronix | Kortekaas, R | VU/F/BETA/N&S/AML | WN.G179 | - |  |  |  | 1 | B 605 D S
EQ016187 |  | Power Supply |  | Power Supply Box | Iseg | Kortekaas, R | VU/F/BETA/N&S/AML | WN.KB144 | - |  |  |  | 1
EQ016186 |  | Power Supply |  | Power Supply | FuG | Kortekaas, R | VU/F/BETA/N&S/AML | WN.G179 | - |  |  |  | 1 | MCN 14-250
EQ016185 |  | Oscilloscope |  | Oscilloscope | Lecroy | Kortekaas, R | VU/F/BETA/N&S/AML | WN.G179 | - |  |  |  | 1 | 9450
EQ016184 |  | Photodetector |  | Optical Detector | Menlo Systems Gmbh | Kortekaas, R | VU/F/BETA/N&S/AML | WN.KB144 | - |  |  |  | 1 | APD 210
EQ016183 | 001670 | Oscilloscope |  | Oscilloscope | Tektronix | Kortekaas, R | VU/F/BETA/N&S/AML | WN.G179 | - |  |  |  | 1 | 2205
EQ016182 |  | Signal Generator |  | SRS Pulse Generator | Stanford Research Systems (SRS) | Kortekaas, R | VU/F/BETA/N&S/AML | WN.KB144 | - |  |  |  | 1 | DG535
EQ016181 |  | Power Supply |  | Power Supply | VU | Kortekaas, R | VU/F/BETA/N&S/AML | WN.G179 | - |  |  |  | 1 | PS-303A
EQ016180 |  | Control Unit |  | Control Unit | VU | Kortekaas, R | VU/F/BETA/N&S/AML | WN.G179 | - |  |  |  | 1
EQ016179 |  | Signal Generator |  | SRS Pulse Generator | Stanford Research Systems (SRS) | Kortekaas, R | VU/F/BETA/N&S/AML | WN.KB144 | - |  |  |  | 1 | DG535
EQ016178 |  | Power Supply |  | Power Supply | VU | Kortekaas, R | VU/F/BETA/N&S/AML | WN.KA133 | - |  |  |  | 1 | LT30C
EQ016177 |  | Signal Generator |  | Function Generator | Agilent | Kortekaas, R | VU/F/BETA/N&S/AML | WN.KA133 | - |  |  |  | 1 | 3325A
EQ016176 |  | Multimeter |  | Multimeter | Agilent | Kortekaas, R | VU/F/BETA/N&S/AML | WN.KA133 | - |  |  |  | 1 | 34401A
EQ016175 |  | Oscilloscope |  | Oscilloscope | Tektronix | Kortekaas, R | VU/F/BETA/N&S/AML | WN.KA133 | - |  |  |  | 1 | 2245A
EQ016174 |  | Power Supply |  | Power Supply | Elektro-Automatik (EA) | Kortekaas, R | VU/F/BETA/N&S/AML | WN.KA133 | - |  |  |  | 1
EQ016173 |  | Amplifier |  | High Voltage Amplifier | VU | Kortekaas, R | VU/F/BETA/N&S/AML | WN.KA133 | - |  |  |  | 1 | 140V, 400mA HV Amp
EQ016172 |  | Multiple wavelength detector (MWD) |  | Burleigh Pulsed Wavemeter | Burleigh Instruments | Kortekaas, R | VU/F/BETA/N&S/AML | WN.KA133 | - |  |  |  | 1 | Pulsed Wavemeter 4500
EQ016171 |  | Amplifier |  | Amplifier | VU | Kortekaas, R | VU/F/BETA/N&S/AML | WN.KA133 | - |  |  |  | 1
EQ016170 |  | Amplifier |  | Hamamatsu Photosensor Amplifier | Hamamatsu | Kortekaas, R | VU/F/BETA/N&S/AML | WN.KA133 | - |  |  |  | 1 | C2719
EQ016169 |  | Power Supply |  | Power Supply | VU | Kortekaas, R | VU/F/BETA/N&S/AML | WN.KA133 | - |  |  |  | 1
EQ016168 |  | Laser Amplifier |  | Fiber PhotoDiode Amplifier | VU | Kortekaas, R | VU/F/BETA/N&S/AML | WN.KA133 | - |  |  |  | 1
EQ016167 |  | Oscilloscope |  | Lecroy Oscilloscope | Lecroy | Kortekaas, R | VU/F/BETA/N&S/AML | WN.KA133 | - |  |  |  | 1 | LA354
EQ016166 |  | Laser |  | 795nm Diode Laser | VU | Kortekaas, R | VU/F/BETA/N&S/AML | WN.KA133 | - |  |  |  | 1
EQ016165 |  | Laser |  | 795nm Diode Laser | VU | Kortekaas, R | VU/F/BETA/N&S/AML | WN.KA133 | - |  |  |  | 1
EQ016164 |  | Laser Controller Unit |  | Tunable Cavity Diode Laser | Environmental Optical Sensors | Kortekaas, R | VU/F/BETA/N&S/AML | WN.KA133 | - |  |  |  | 1 | 2010-ECU
EQ016163 |  | Oscilloscope plug-in |  | Amplifier 7A11 FET probe/plug-in | Tektronix | Limburg, Rob | VU/F/BETA/TC/Electronica | WN.P043 | - |  |  |  | 1 | 7A11
EQ016162 |  | Power Supply |  | Power Supply | VU | Kortekaas, R | VU/F/BETA/N&S/AML | WN.KA133 | - |  |  |  | 1
EQ016161 |  | Power Supply |  | Power Supply | VU | Kortekaas, R | VU/F/BETA/N&S/AML | WN.KA133 | - |  |  |  | 1
EQ016160 |  | Temperature Control Module |  | Covesion Temperature Controller | Covesion | Kortekaas, R | VU/F/BETA/N&S/AML | WN.KA133 | - |  |  |  | 1 | OC1
EQ016159 | 011703 | Power Supply |  | High Voltage Power Supply | VU | Kortekaas, R | VU/F/BETA/N&S/AML | WN.KA133 | - |  |  |  | 1 | HV - Supply
EQ016158 | 056934 | Computer |  | Dell Laptop | Dell | Kortekaas, R | VU/F/BETA/N&S/AML | WN.KA133 | - |  |  |  | 1
EQ016157 |  | Computer Monitor |  | Samsung Computer Monitor | Samsung | Kortekaas, R | VU/F/BETA/N&S/AML | WN.KA133 | - |  |  |  | 1
EQ016156 |  | Clock Divider |  | Quad Clock Divider | VU | Kortekaas, R | VU/F/BETA/N&S/AML | WN.KA133 | - |  |  |  | 1
EQ016155 |  | Computer Monitor |  | HP Computer Monitor | Hewlett Packard (HP) | Kortekaas, R | VU/F/BETA/N&S/AML | WN.KA133 | - |  |  |  | 1 | L1950g
EQ016154 |  | Power Supply |  | Power Supply | VU | Kortekaas, R | VU/F/BETA/N&S/AML | WN.KA133 | - |  |  |  | 1
EQ016153 |  | Clock Divider |  | Quad Clock Divider | VU | Kortekaas, R | VU/F/BETA/N&S/AML | WN.KA133 | - |  |  |  | 1
EQ016152 |  | Temperature Control Module |  | Toptica Temperature Control Unit | Toptica | Kortekaas, R | VU/F/BETA/N&S/AML | WN.KA133 | - |  |  |  | 1 | DTC 110
EQ016151 |  | Laser Controller Unit |  | Toptica DigiLock | Toptica | Kortekaas, R | VU/F/BETA/N&S/AML | WN.KA133 | - |  |  |  | 1 | DigiLock 110
EQ016150 |  | Laser Controller Unit |  | Laser Control Unit | VU | Kortekaas, R | VU/F/BETA/N&S/AML | WN.KA133 | - |  |  |  | 1
EQ016149 |  | Computer Monitor |  | Elo Monitor | Elo Touch Solutions | Kortekaas, R | VU/F/BETA/N&S/AML | WN.KA133 | - |  |  |  | 0
EQ016148 |  | Oscilloscope |  | Oscilloscope | Agilent | Kortekaas, R | VU/F/BETA/N&S/AML | WN.KA133 | - |  |  |  | 1 | DSO1002A
EQ016147 |  | Oscilloscope |  | Oscilloscope | Tektronix | Kortekaas, R | VU/F/BETA/N&S/AML | WN.KA133 | - |  |  |  | 1 | TDS2024B
EQ016146 | 007745 | Oscilloscope |  | Oscilloscope | Tektronix | Kortekaas, R | VU/F/BETA/N&S/AML | WN.KA133 | - |  |  |  | 1 | TDS2024B
EQ016145 |  | Pump Controller |  | Single Gauge Controller | Pfeiffer | Kortekaas, R | VU/F/BETA/N&S/AML | WN.KA133 | - |  |  |  | 1 | Single Gauge
EQ016144 |  | Soldering Iron/Machine |  | Desoldering Pump | JBC Tools | Limburg, Rob | VU/F/BETA/TC/Electronica | WN.P043 | - |  |  |  | 1 | DMSE-2A
EQ016143 |  | Vacuum Pump |  | Vacuum Pump | Pfeiffer | Kortekaas, R | VU/F/BETA/N&S/AML | WN.KA133 | - |  |  |  | 1 | MVP 070-3
EQ016142 |  | Pressure Valve |  | Piezo Valve Controller | MassSpecpecD BV | Kortekaas, R | VU/F/BETA/N&S/AML | WN.G179 | - |  |  |  | 1
EQ016141 |  | Pressure Valve |  | Piezo Valve Controller | MassSpecpecD BV | Kortekaas, R | VU/F/BETA/N&S/AML | WN.G179 | - |  |  |  | 1
EQ016140 |  | Control Unit |  | Control Unit | Artiq | Kortekaas, R | VU/F/BETA/N&S/AML | WN.G179 | - |  |  |  | 1
EQ016139 |  | Oscilloscope |  | Oscilloscope | Tektronix | Kortekaas, R | VU/F/BETA/N&S/AML | WN.KA133 | - |  |  |  | 1 | 2245A
EQ016138 |  | Laser Shaper |  | LEN Node | Seven Solutions | Kortekaas, R | VU/F/BETA/N&S/AML | WN.KA133 | - |  |  |  | 1 | WR-LEN
EQ016137 |  | Oscilloscope |  | Oscilloscope | Tektronix | Kortekaas, R | VU/F/BETA/N&S/AML | WN.KA133 | - |  |  |  | 0
EQ016136 |  | Control Unit |  | E-Gun Controller | VU | Kortekaas, R | VU/F/BETA/N&S/AML | WN.KA133 | - |  |  |  | 1
EQ016135 |  | Laser Shaper |  | LEN Node | Seven Solutions | Kortekaas, R | VU/F/BETA/N&S/AML | WN.KA133 | - |  |  |  | 1 | WR-LEN
EQ016134 |  | Signal Generator |  | Function Generator | Siglent | Kortekaas, R | VU/F/BETA/N&S/AML | WN.KA133 | - |  |  |  | 1 | SDG 1032X Easy Pulse
EQ016133 | 027662 | Computer |  | Dell Laptop | Dell | Kortekaas, R | VU/F/BETA/N&S/AML | WN.KA133 | - |  |  |  | 1 | Latitude E7240
EQ016132 |  | Speakers |  | Speakers | VU | Kortekaas, R | VU/F/BETA/N&S/AML | WN.KA133 | - |  |  |  | 1
EQ016131 |  | Computer Monitor |  | Acer Monitor | Acer | Kortekaas, R | VU/F/BETA/N&S/AML | WN.KA133 | - |  |  |  | 1
EQ016130 | 001082 | Pump Controller |  | Pump Controller | VSW | Kortekaas, R | VU/F/BETA/N&S/AML | WN.KA133 | - |  |  |  | 1
EQ016129 |  | Photometer |  | Optical Time Domain Reflectometer | FS | Kortekaas, R | VU/F/BETA/N&S/AML | WN.KA133 | - |  |  |  | 1 | FOTR-203
EQ016128 |  | Laser Controller Unit |  | Toptica Scan Control Unit | Toptica | Kortekaas, R | VU/F/BETA/N&S/AML | WN.KA133 | - |  |  |  | 1 | SC 110
EQ016127 |  | Laser Controller Unit |  | Scan Controller | Toptica | Kortekaas, R | VU/F/BETA/N&S/AML | WN.KA133 | - |  |  |  | 1
EQ016126 |  | Power Supply |  | High Voltage Power Supply | Optec | Kortekaas, R | VU/F/BETA/N&S/AML | WN.KA133 | - |  |  |  | 1
EQ016125 |  | Laser Controller Unit |  | Control Box | Toptica | Kortekaas, R | VU/F/BETA/N&S/AML | WN.KA133 | - |  |  |  | 1
EQ016124 |  | Amplifier |  | Buffer Amplifier | VU | Kortekaas, R | VU/F/BETA/N&S/AML | WN.KA133 | - |  |  |  | 0
EQ016123 |  | Oscilloscope |  | Tektronix Oscilloscope | Tektronix | Kortekaas, R | VU/F/BETA/N&S/AML | WN.KA133 | - |  |  |  | 1 | TDS 2024B
EQ016122 |  | Amplifier |  | Buffer Amplifier | VU | Kortekaas, R | VU/F/BETA/N&S/AML | WN.KA133 | - |  |  |  | 1
EQ016121 |  | Electronic Signal Processing Device |  | Control Box | VU | Kortekaas, R | VU/F/BETA/N&S/AML | WN.KA133 | - |  |  |  | 1
EQ016120 |  | Power Supply |  | Laser Cooler & Power Supply | Spectra Physics | Kortekaas, R | VU/F/BETA/N&S/AML | WN.KA133 | - |  |  |  | 1
EQ016119 | 055787 | Computer Monitor |  | Dell Computer Monitor | Dell | Kortekaas, R | VU/F/BETA/N&S/AML | WN.KA133 | - |  |  |  | 1 | U2415b
EQ016118 |  | Router/Switch |  | 18-Port Switch | Seven Solutions | Kortekaas, R | VU/F/BETA/N&S/AML | WN.KA133 | - |  |  |  | 1 | WRS-3-LJ/18
EQ016117 |  | Timer |  | High Resolution Counter | Philips | Kortekaas, R | VU/F/BETA/N&S/AML | WN.KA133 | - |  |  |  | 1 | 6671
EQ016116 |  | Router/Switch |  | 18-Port Switch | Seven Solutions | Kortekaas, R | VU/F/BETA/N&S/AML | WN.KA133 | - |  |  |  | 1 | WRS-3-LJ/18
EQ016115 |  | Router/Switch |  | 18-Port Switch | Seven Solutions | Kortekaas, R | VU/F/BETA/N&S/AML | WN.KA133 | - |  |  |  | 1 | WRS-3-LJ/18
EQ016114 |  | Laser |  | HeNe Laser | Newport | Kortekaas, R | VU/F/BETA/N&S/AML | WN.KA133 | - |  |  |  | 1 | NL-1
EQ016113 |  | Battery |  | Back-up Battery | APC | Kortekaas, R | VU/F/BETA/N&S/AML | WN.KA133 | - |  |  |  | 1
EQ016112 |  | Power Supply |  | Green Laser | Spectra Physics | Kortekaas, R | VU/F/BETA/N&S/AML | WN.KA133 | - |  |  |  | 1 | Millenia
EQ016111 |  | Power Supply |  | Laser Cooler & Power Supply | Spectra Physics | Kortekaas, R | VU/F/BETA/N&S/AML | WN.KA133 | - |  |  |  | 1
EQ016110 |  | Signal Generator |  | Function Generator | TTZ | Kortekaas, R | VU/F/BETA/N&S/AML | WN.KA133 | - |  |  |  | 1
EQ016109 |  | Router/Switch |  | Router | D-Link | Kortekaas, R | VU/F/BETA/N&S/AML | WN.KA133 | - |  |  |  | 1 | DIR-809
EQ016108 |  | Photon Counter |  | Photon Counter | Optec | Kortekaas, R | VU/F/BETA/N&S/AML | WN.KA133 | - |  |  |  | 1 | 5CI
EQ016107 |  | Signal Generator |  | Function Generator | Agilent | Kortekaas, R | VU/F/BETA/N&S/AML | WN.KA133 | - |  |  |  | 1 | 33250A
EQ016106 |  | Extension Cable |  | Extension Cable | VU | Kortekaas, R | VU/F/BETA/N&S/AML | WN.KA133 | - |  |  |  | 1
EQ016105 |  | Extension Cable |  | Extension Cable | VU | Kortekaas, R | VU/F/BETA/N&S/AML | WN.KA133 | - |  |  |  | 1
EQ016104 |  | Signal Generator |  | Function Generator | Agilent | Kortekaas, R | VU/F/BETA/N&S/AML | WN.KA133 | - |  |  |  | 1 | 33250A
EQ016103 | FS479 | Computer |  | Fujitsu Computer | Fujitsu | Kortekaas, R | VU/F/BETA/N&S/AML | WN.KA133 | - |  |  |  | 1 | Celsius W370 E80+
EQ016102 |  | Laser Amplifier |  | Fiber PhotoDiode Amplifier | VU | Kortekaas, R | VU/F/BETA/N&S/AML | WN.KA133 | - |  |  |  | 1
EQ016101 |  | Extension Cable |  | Extension Cable | Brennenstuhl | Kortekaas, R | VU/F/BETA/N&S/AML | WN.KA133 | - |  |  |  | 1
EQ016100 |  | Frequency counter |  | Universal Counter | Agilent | Kortekaas, R | VU/F/BETA/N&S/AML | WN.KA133 | - |  |  |  | 1 | 53132A Universal Counter
EQ016099 |  | Oscilloscope plug-in |  | Sampling unit 7S11 | Tektronix | Limburg, Rob | VU/F/BETA/TC/Electronica | WN.P043 | - |  |  |  | 1 | 7S11
EQ016098 |  | Frequency counter |  | Frequency Counter | Agilent | Kortekaas, R | VU/F/BETA/N&S/AML | WN.KA133 | - |  |  |  | 1 | 53230A
EQ016097 | 001231 | Signal Generator |  | TTi Function Generator | (Aim-)TTi | Kortekaas, R | VU/F/BETA/N&S/AML | WN.KA133 | - |  |  |  | 1 | TG215
EQ016096 |  | Signal Generator |  | Delay/Pulse Generator | Stanford Research Systems (SRS) | Kortekaas, R | VU/F/BETA/N&S/AML | WN.KA133 | - |  |  |  | 1 | DG535
EQ016095 |  | Computer |  | FUJITSU Computer | Fujitsu | Kortekaas, R | VU/F/BETA/N&S/AML | WN.KA133 | - |  |  |  | 1
EQ016094 |  | Laser Controller Unit |  | Toptica DigiLock | Toptica | Kortekaas, R | VU/F/BETA/N&S/AML | WN.KA133 | - |  |  |  | 1 | DigiLock 110
EQ016093 |  | Vacuum Pump |  | Vacuum Pump | Pfeiffer | Kortekaas, R | VU/F/BETA/N&S/AML | WN.KA133 | - |  |  |  | 1
EQ016092 |  | Signal Generator |  | Frequency Generator | VU | Kortekaas, R | VU/F/BETA/N&S/AML | WN.KA133 | - |  |  |  | 1 | AD9912 DDS Frequency Generator
EQ016091 |  | Power Supply |  | Power Supply | Delta Elektronika | Kortekaas, R | VU/F/BETA/N&S/AML | WN.KA133 | - |  |  |  | 1
EQ016090 |  | Oscilloscope |  | Tektronix Oscilloscope | Tektronix | Kortekaas, R | VU/F/BETA/N&S/AML | WN.KA133 | - |  |  |  | 1 | 2465B
EQ016089 |  | Oscilloscope plug-in |  | Differential Amplifier 7A22 | Tektronix | Limburg, Rob | VU/F/BETA/TC/Electronica | WN.P043 | - |  |  |  | 1 | 7A22
EQ016088 |  | Power Supply |  | Laser Cooler & Power Supply | Spectra Physics | Kortekaas, R | VU/F/BETA/N&S/AML | WN.KA133 | - |  |  |  | 1
EQ016087 |  | Pump Controller |  | Vacuum Gauge Controller | Granville-Phillips | Kortekaas, R | VU/F/BETA/N&S/AML | WN.KA133 | - |  |  |  | 1 | 307
EQ016086 |  | Motor driver |  | Motor Driver | VU | Kortekaas, R | VU/F/BETA/N&S/AML | WN.KA133 | - |  |  |  | 1
EQ016085 |  | Signal Generator |  | Signal Generator | Siglent | Kortekaas, R | VU/F/BETA/N&S/AML | WN.KA133 | - |  |  |  | 1 | SDG3021x
EQ016084 |  | Power Supply |  | Laser Cooler & Power Supply | Spectra Physics | Kortekaas, R | VU/F/BETA/N&S/AML | WN.KA133 | - |  |  |  | 1
EQ016083 |  | Signal Generator |  | Function Generator | Agilent | Kortekaas, R | VU/F/BETA/N&S/AML | WN.KA133 | - |  |  |  | 1 | 33250A
EQ016082 |  | Power Supply |  | Voltcraft Power Supply | Voltcraft | Kortekaas, R | VU/F/BETA/N&S/AML | WN.KA133 | - |  |  |  | 0 | PS 1302D
EQ016081 |  | Power Supply |  | Voltcraft Power Supply | Voltcraft | Kortekaas, R | VU/F/BETA/N&S/AML | WN.KA133 | - |  |  |  | 0 | PS 1302D
EQ016080 |  | Power Supply |  | Voltcraft Power Supply | Voltcraft | Kortekaas, R | VU/F/BETA/N&S/AML | WN.KA133 | - |  |  |  | 0 | PS 1302D
EQ016079 |  | Signal Generator |  | Signal Generator | Siglent | Kortekaas, R | VU/F/BETA/N&S/AML | WN.KA133 | - |  |  |  | 1 | SDG3023x
EQ016078 |  | Laser |  | NRC HeNe Laser | Newport | Kortekaas, R | VU/F/BETA/N&S/AML | WN.KA133 | - |  |  |  | 1 | NL-1 Frequency Stabilized HeNe Laser
EQ016077 |  | Oscilloscope |  | Oscilloscope | Keysight | Kortekaas, R | VU/F/BETA/N&S/AML | WN.KA133 | - |  |  |  | 1 | InfiniiVision DSO-X 3054T
EQ016076 | 003163 | Power Supply |  | Power Supply | Conrad | Kortekaas, R | VU/F/BETA/N&S/AML | WN.KA133 | - |  |  |  | 1 | PS-303A
EQ016075 |  | Extension Cable |  | Extension Cable | VU | Kortekaas, R | VU/F/BETA/N&S/AML | WN.KA133 | - |  |  |  | 1
EQ016074 |  | Power Supply |  | Voltcraft Power Supply | Voltcraft | Kortekaas, R | VU/F/BETA/N&S/AML | WN.KA133 | - |  |  |  | 1 | PS 1302D
EQ016073 |  | Power Supply |  | Voltcraft Power Supply | Voltcraft | Kortekaas, R | VU/F/BETA/N&S/AML | WN.KA133 | - |  |  |  | 1 | FSP 1243
EQ016072 |  | Extension Cable |  | Extension Cable | VU | Kortekaas, R | VU/F/BETA/N&S/AML | WN.KA133 | - |  |  |  | 1
EQ016071 |  | Fan |  | Air Circulator | Interflow | Kortekaas, R | VU/F/BETA/N&S/AML | WN.KA133 | - |  |  |  | 1
EQ016070 |  | Extension Cable |  | Extension Cable | VU | Kortekaas, R | VU/F/BETA/N&S/AML | WN.KA133 | - |  |  |  | 1
EQ016069 |  | Vacuum Pump |  | Vacuum Pump | Pfeiffer | Kortekaas, R | VU/F/BETA/N&S/AML | WN.KA133 | - |  |  |  | 1
EQ016068 |  | Pump Controller |  | Turbo Pump Controller | Pfeiffer | Kortekaas, R | VU/F/BETA/N&S/AML | WN.KA133 | - |  |  |  | 1 | DCU
EQ016067 |  | Pump Controller |  | Turbo Pump Controller | Pfeiffer | Kortekaas, R | VU/F/BETA/N&S/AML | WN.KA133 | - |  |  |  | 1 | DCU
EQ016066 |  | Vacuum Pump |  | Vacuum Pump | Pfeiffer | Kortekaas, R | VU/F/BETA/N&S/AML | WN.KA133 | - |  |  |  | 1
EQ016065 |  | Temperature Control Module |  | Temperature Controller | Covesion | Kortekaas, R | VU/F/BETA/N&S/AML | WN.KA133 | - |  |  |  | 1 | OC2
EQ016064 |  | Water Bath |  | Water Bath | Neslab | Kortekaas, R | VU/F/BETA/N&S/AML | WN.KA133 | - |  |  |  | 1 | RTE-200
EQ016063 |  | Laser |  | Laser | NKT Photonics | Kortekaas, R | VU/F/BETA/N&S/AML | WN.KA133 | - |  |  |  | 1 | Koheras Adjustik
EQ016062 |  | Laser |  | Fiber Laser | NKT Photonics | Kortekaas, R | VU/F/BETA/N&S/AML | WN.KA133 | - |  |  |  | 1 | Koheras Boostik
EQ016061 |  | Laser Amplifier |  | Amplifier | RF Communications Inc. | Kortekaas, R | VU/F/BETA/N&S/AML | WN.KA133 | - |  |  |  | 1 | 815 Amplifier
EQ016060 |  | Hot Plate |  | Magnetic stirrer | Heidolph | Preschel, Hans Daniel | VU/F/BETA/S&F/OrgCh | O2.04W35 | - |  |  |  | 1 | MR Hei-Tec
EQ016059 |  | Hot Plate |  | Magnetic stirrer | Heidolph | Preschel, Hans Daniel | VU/F/BETA/S&F/OrgCh | O2.04W35 | - |  |  |  | 1 | MR Hei-Tec
EQ016058 |  | Hot Plate |  | Magnetic stirrer | Heidolph | Preschel, Hans Daniel | VU/F/BETA/S&F/OrgCh | O2.04W35 | - |  |  |  | 1 | MR Hei-Tec
EQ016057 |  | Laser |  | Fiber Laser | NKT Photonics | Kortekaas, R | VU/F/BETA/N&S/AML | WN.KA133 | - |  |  |  | 1 | Koheras Boostik
EQ016056 |  | Power Supply |  | Power Supply | Thorlabs | Kortekaas, R | VU/F/BETA/N&S/AML | WN.KA133 | - |  |  |  | 1
EQ016055 |  | Oscilloscope plug-in |  | Amplifier 7A19 600MHz | Tektronix | Limburg, Rob | VU/F/BETA/TC/Electronica | WN.P043 | - |  |  |  | 1 | 7A19
EQ016054 |  | Signal Generator |  | Function Generatior | Siglent | Kortekaas, R | VU/F/BETA/N&S/AML | WN.KA133 | - |  |  |  | 1 | SDG1062x
EQ016053 |  | Amplifier |  | Gain Amplifier | VU | Kortekaas, R | VU/F/BETA/N&S/AML | WN.KA133 | - |  |  |  | 1 | 4 Channel Variable Gain Amplifier
EQ016052 |  | Laser Controller Unit |  | Laser Controller Unit | Toptica | Kortekaas, R | VU/F/BETA/N&S/AML | WN.KA133 | - |  |  |  | 1 | DC110
EQ016051 |  | Water Bath |  | Water Bath | Neslab | Kortekaas, R | VU/F/BETA/N&S/AML | WN.KA133 | - |  |  |  | 1 | RTE-111
EQ016050 |  | Water Bath |  | Water Bath | Neslab | Kortekaas, R | VU/F/BETA/N&S/AML | WN.KA133 | - |  |  |  | 1 | RTE-111
EQ016049 |  | Voltage Controller |  | Voltage Controller | VU | Kortekaas, R | VU/F/BETA/N&S/AML | WN.KA133 | - |  |  |  | 1
EQ016048 |  | Power Supply |  | Power Supply | Delta Elektronika | Kortekaas, R | VU/F/BETA/N&S/AML | WN.KA133 | - |  |  |  | 1 | E 060-0.6
EQ016047 |  | Laser |  | Laser | Spectra Physics | Kortekaas, R | VU/F/BETA/N&S/AML | WN.KA133 | - |  |  |  | 1 | Millenia XS
EQ016046 |  | Laser Controller Unit |  | Diode Controller | Thorlabs | Kortekaas, R | VU/F/BETA/N&S/AML | WN.KA133 | - |  |  |  | 1
EQ016045 |  | Temperature Control Module |  | Temperature Controller | Thorlabs | Kortekaas, R | VU/F/BETA/N&S/AML | WN.KA133 | - |  |  |  | 1
EQ016044 | Orion Laser | Laser Controller Unit |  | Peltier Controller | VU | Kortekaas, R | VU/F/BETA/N&S/AML | WN.KA133 | - |  |  |  | 1
EQ016043 |  | Amplifier |  | Lock-in Amplifier | Stanford Research Systems (SRS) | Kortekaas, R | VU/F/BETA/N&S/AML | WN.KA133 | - |  |  |  | 1 | SR830 DSP
EQ016042 |  | Laser Dye |  | Dye Circulator | Radiant Dyes | Kortekaas, R | VU/F/BETA/N&S/AML | WN.KA133 | - |  |  |  | 1
EQ016041 |  | Spectrum Analyzer |  | Wavelength Analyzer | Burleigh Instruments | Kortekaas, R | VU/F/BETA/N&S/AML | WN.KA133 | - |  |  |  | 1 | Wavemeter
EQ016040 |  | Signal Generator |  | Frequency/Waveform Generator | Siglent | Kortekaas, R | VU/F/BETA/N&S/AML | WN.KA133 | - |  |  |  | 1 | SDG 1032X Easy Pulse
EQ016039 |  | Laser |  | Laser | Spectra Physics | Kortekaas, R | VU/F/BETA/N&S/AML | WN.KA133 | - |  |  |  | 1 | 380
EQ016038 |  | Power Supply |  | Power Supply | Voltcraft | Kortekaas, R | VU/F/BETA/N&S/AML | WN.KA133 | - |  |  |  | 1 | PS-1302 D
EQ016037 |  | Power Supply |  | Power Supply | VU | Kortekaas, R | VU/F/BETA/N&S/AML | WN.KA133 | - |  |  |  | 1 | LT30C
EQ016036 |  | Control Unit |  | Lockbox | VU | Kortekaas, R | VU/F/BETA/N&S/AML | WN.KA133 | - |  |  |  | 1
EQ016035 |  | Router/Switch |  | Network Switch | Seven Solutions | Kortekaas, R | VU/F/BETA/N&S/AML | WN.KA133 | - |  |  |  | 1 | 18 Port White Rabbit Switch
EQ016034 |  | Extension Cable |  | Extension Cable | VU | Kortekaas, R | VU/F/BETA/N&S/AML | WN.KA133 | - |  |  |  | 1
EQ016033 |  | Laser Controller Unit |  | Laser Controller Unit | Spectra Physics | Kortekaas, R | VU/F/BETA/N&S/AML | WN.KA133 | - |  |  |  | 1
EQ016032 |  | Extension Cable |  | Extension Cable | VU | Kortekaas, R | VU/F/BETA/N&S/AML | WN.KA133 | - |  |  |  | 1
EQ016031 |  | Power Supply |  | Power Supply | Delta Elektronika | Kortekaas, R | VU/F/BETA/N&S/AML | WN.KA133 | - |  |  |  | 1 | E 015-2
EQ016030 |  | Power Supply |  | Power Supply | Voltcraft | Kortekaas, R | VU/F/BETA/N&S/AML | WN.KA133 | - |  |  |  | 1 | PS-1302 D
EQ016029 |  | Extension Cable |  | Extension Cable | VU | Kortekaas, R | VU/F/BETA/N&S/AML | WN.KA133 | - |  |  |  | 1
EQ016028 |  | Power Supply |  | Piezo Driver | Oltronix | Kortekaas, R | VU/F/BETA/N&S/AML | WN.KA133 | - |  |  |  | 1
EQ016027 |  | Power Supply |  | Power Supply | Oltronix | Kortekaas, R | VU/F/BETA/N&S/AML | WN.KA133 | - |  |  |  | 1
EQ016026 |  | Spectrum Analyzer |  | Spectrum Analyzer | Rigol | Kortekaas, R | VU/F/BETA/N&S/AML | WN.KA133 | - |  |  |  | 1 | DSA815
EQ016025 |  | Power Supply |  | Power Supply | Voltcraft | Kortekaas, R | VU/F/BETA/N&S/AML | WN.KA133 | - |  |  |  | 1 | PS-1302 D
EQ016024 |  | Power Supply |  | Power Supply | Delta Elektronika | Kortekaas, R | VU/F/BETA/N&S/AML | WN.KA133 | - |  |  |  | 1 | E 300-0.1
EQ016023 |  | Power Supply |  | Power Supply | Hewlett Packard (HP) | Kortekaas, R | VU/F/BETA/N&S/AML | WN.KA133 | - |  |  |  | 1 | 6116A DC Power Supply
EQ016022 |  | Power Supply |  | Power Supply | Delta Elektronika | Kortekaas, R | VU/F/BETA/N&S/AML | WN.KA133 | - |  |  |  | 1 | ES 030-5
EQ016021 |  | Oscilloscope |  | Oscilloscope | Voltcraft | Kortekaas, R | VU/F/BETA/N&S/AML | WN.KA133 | - |  |  |  | 1 | 630-2
EQ016020 |  | Control Unit |  | Cavity - Lockbox | VU | Kortekaas, R | VU/F/BETA/N&S/AML | WN.KA133 | - |  |  |  | 1
EQ016019 |  | Amplifier |  | Lock-in Amplifier | EG&G Instruments | Kortekaas, R | VU/F/BETA/N&S/AML | WN.KA133 | - |  |  |  | 1 | 5209
EQ016018 | 9171195 | Amplifier |  | Lock-in Amplifier | EG&G Instruments | Limburg, Rob | VU/F/BETA/TC/Electronica | WN.P043 | - |  |  |  | 1 | 5210
EQ016017 |  | Laser |  | Quanta-Ray Laser | Spectra Physics | Kortekaas, R | VU/F/BETA/N&S/AML | WN.G179 | - |  |  |  | 1 | Quanta-Ray 6300
EQ016016 |  | Laser |  | Quanta-Ray Laser GCR | Spectra Physics | Kortekaas, R | VU/F/BETA/N&S/AML | WN.G179 | - |  |  |  | 1 | Quanta-Ray GCR
EQ016015 |  | Power Supply |  | Quanta-Ray Power Supply | Spectra Physics | Kortekaas, R | VU/F/BETA/N&S/AML | WN.G179 | - |  |  |  | 1 | Quanta-Ray DCR-3
EQ016014 |  | Power Supply |  | Quanta-Ray Power Supply | Spectra Physics | Kortekaas, R | VU/F/BETA/N&S/AML | WN.G179 | - |  |  |  | 1 | Quanta-Ray DCR-3
EQ016013 |  | Power Supply |  | Quanta-Ray Power Supply | Spectra Physics | Kortekaas, R | VU/F/BETA/N&S/AML | WN.G179 | - |  |  |  | 1 | Quanta-Ray DCR-3
EQ016012 |  | Signal Generator |  | DDS Box | VU | Kortekaas, R | VU/F/BETA/N&S/AML | WN.G179 | - |  |  |  | 1
EQ016011 | 008387 | Recirculating Chiller |  | Recirculating Chiller | Lytron | Kortekaas, R | VU/F/BETA/N&S/AML | WN.G179 | - |  |  |  | 1
EQ016010 |  | Component Tester |  | LCR Meter | Hewlett Packard (HP) | Kortekaas, R | VU/F/BETA/N&S/AML | WN.G179 | - |  |  |  | 1 | 4262A
EQ016009 |  | Router/Switch |  | Commutator | VU | Kortekaas, R | VU/F/BETA/N&S/AML | WN.G179 | - |  |  |  | 1 | 2011-2864-07 400A
EQ016008 |  | Vacuum Pump |  | Vacuum Pump | Pfeiffer | Kortekaas, R | VU/F/BETA/N&S/AML | WN.G179 | - |  |  |  | 1
EQ016007 |  | Vacuum Pump |  | Vacuum Pump | Pfeiffer | Kortekaas, R | VU/F/BETA/N&S/AML | WN.G179 | - |  |  |  | 1
EQ016006 |  | Pump Controller |  | Dual Gauge Controller | Pfeiffer | Kortekaas, R | VU/F/BETA/N&S/AML | WN.G179 | - |  |  |  | 1 | Dual Gauge
EQ016005 |  | Pump Controller |  | Dual Gauge Controller | Pfeiffer | Kortekaas, R | VU/F/BETA/N&S/AML | WN.G179 | - |  |  |  | 1 | Dual Gauge
EQ016004 | PRE VACUUM | Pump Controller |  | Single Gauge Controller | Pfeiffer | Kortekaas, R | VU/F/BETA/N&S/AML | WN.G179 | - |  |  |  | 1 | Single Gauge
EQ016003 |  | Pump Controller |  | Turbo Pump Controller | Pfeiffer | Kortekaas, R | VU/F/BETA/N&S/AML | WN.G179 | - |  |  |  | 1 | DCU
EQ016002 |  | Pump Controller |  | Turbo Pump Controller | Pfeiffer | Kortekaas, R | VU/F/BETA/N&S/AML | WN.G179 | - |  |  |  | 1 | DCU
EQ016001 |  | Pump Controller |  | Turbo Pump Controller | Pfeiffer | Kortekaas, R | VU/F/BETA/N&S/AML | WN.G179 | - |  |  |  | 1 | DCU
EQ016000 |  | Pump Controller |  | Turbo Pump Controller | Pfeiffer | Kortekaas, R | VU/F/BETA/N&S/AML | WN.G179 | - |  |  |  | 1 | DCU
EQ015999 |  | Extension Cable |  | Extension Cable | VU | Kortekaas, R | VU/F/BETA/N&S/AML | WN.G179 | - |  |  |  | 1
EQ015998 |  | Signal Generator |  | Function Generatior | Siglent | Kortekaas, R | VU/F/BETA/N&S/AML | WN.G179 | - |  |  |  | 1
EQ015997 |  | Extension Cable |  | Extension Cable | VU | Kortekaas, R | VU/F/BETA/N&S/AML | WN.G179 | - |  |  |  | 1
EQ015996 | HeRb | Signal Generator |  | Waveform Generator | Agilent | Kortekaas, R | VU/F/BETA/N&S/AML | WN.G179 | - |  |  |  | 1 | 33250A
EQ015995 | 001040 | Signal Generator |  | Delay/Pulse Generator | Stanford Research Systems (SRS) | Kortekaas, R | VU/F/BETA/N&S/AML | WN.G179 | - |  |  |  | 1 | DG535 Four Channel
EQ015994 | 005323 | Signal Generator |  | Delay/Pulse Generator | Stanford Research Systems (SRS) | Kortekaas, R | VU/F/BETA/N&S/AML | WN.G179 | - |  |  |  | 1 | DG535 Four Channel
EQ015993 |  | Signal Generator |  | Delay/Pulse Generator | Stanford Research Systems (SRS) | Kortekaas, R | VU/F/BETA/N&S/AML | WN.G179 | - |  |  |  | 1 | DG645
EQ015992 |  | Oscilloscope |  | Oscilloscope | Teledyne LeCroy | Kortekaas, R | VU/F/BETA/N&S/AML | WN.G179 | - |  |  |  | 1 | HDO6054A
EQ015991 |  | Power Supply |  | High Voltage Power Supply | Iseg | Kortekaas, R | VU/F/BETA/N&S/AML | WN.G179 | - |  |  |  | 1 | THQ 3-Channel
EQ015990 |  | Valve Driver |  | CryoValve Driver | VU | Kortekaas, R | VU/F/BETA/N&S/AML | WN.G179 | - |  |  |  | 1 | V1S3
EQ015989 |  | Control Unit |  | Control Unit | VU | Kortekaas, R | VU/F/BETA/N&S/AML | WN.G179 | - |  |  |  | 1
EQ015988 |  | Extension Cable |  | Extension Cable | VU | Kortekaas, R | VU/F/BETA/N&S/AML | WN.G179 | - |  |  |  | 1
EQ015987 |  | Power Supply |  | Power Supply | Toptica | Kortekaas, R | VU/F/BETA/N&S/AML | WN.G179 | - |  |  |  | 1 | DL100 Series
EQ015986 |  | Power Supply |  | Power Supply | Toptica | Kortekaas, R | VU/F/BETA/N&S/AML | WN.G179 | - |  |  |  | 1 | DL100 Series
EQ015985 |  | Laser Controller Unit |  | Quanta-Ray Controller | Spectra Physics | Kortekaas, R | VU/F/BETA/N&S/AML | WN.G179 | - |  |  |  | 1 | Quanta-Ray
EQ015984 |  | Power Supply |  | Quanta-Ray Power Supply | Spectra Physics | Kortekaas, R | VU/F/BETA/N&S/AML | WN.G179 | - |  |  |  | 1
EQ015983 |  | Computer Monitor |  | Philips Monitor | Philips | Kortekaas, R | VU/F/BETA/N&S/AML | WN.G179 | - |  |  |  | 1
EQ015982 |  | Laser |  | Quanta-Ray Laser | Spectra Physics | Kortekaas, R | VU/F/BETA/N&S/AML | WN.G179 | - |  |  |  | 0 | Quanta-Ray
EQ015981 |  | Power Supply |  | Quanta-Ray Power Supply | Spectra Physics | Kortekaas, R | VU/F/BETA/N&S/AML | WN.G179 | - |  |  |  | 0
EQ015980 |  | Laser Controller Unit |  | Quanta-Ray Controller | Spectra Physics | Kortekaas, R | VU/F/BETA/N&S/AML | WN.G179 | - |  |  |  | 0 | Quanta-Ray
EQ015979 |  | Laser |  | Quanta-Ray Laser | Spectra Physics | Kortekaas, R | VU/F/BETA/N&S/AML | WN.G179 | - |  |  |  | 1 | Quanta-Ray
EQ015978 |  | Extension Cable |  | Extension Cable | VU | Kortekaas, R | VU/F/BETA/N&S/AML | WN.G179 | - |  |  |  | 1
EQ015977 |  | Computer |  | HP Laptop | Hewlett Packard (HP) | Kortekaas, R | VU/F/BETA/N&S/AML | WN.G179 | - |  |  |  | 1
EQ015976 |  | Laser |  | Quanta-Ray Laser | Spectra Physics | Kortekaas, R | VU/F/BETA/N&S/AML | WN.G179 | - |  |  |  | 1 | Quanta-Ray
EQ015975 |  | Laser |  | Laser | Sirah | Kortekaas, R | VU/F/BETA/N&S/AML | WN.G179 | - |  |  |  | 1 | CSTR-D24-532
EQ015974 |  | Power Supply |  | Quanta-Ray Power Supply | Spectra Physics | Kortekaas, R | VU/F/BETA/N&S/AML | WN.G179 | - |  |  |  | 1
EQ015973 | GCR330S-1281 | Laser Controller Unit |  | Quanta-Ray Controller | Spectra Physics | Kortekaas, R | VU/F/BETA/N&S/AML | WN.G179 | - |  |  |  | 1 | Quanta-Ray
EQ015972 |  | Laser Dye |  | Dye Circulator | LIOP-TEC | Kortekaas, R | VU/F/BETA/N&S/AML | WN.G179 | - |  |  |  | 1
EQ015971 |  | Laser Dye |  | Dye Circulator | LIOP-TEC | Kortekaas, R | VU/F/BETA/N&S/AML | WN.G179 | - |  |  |  | 1
EQ015970 |  | Laser Dye |  | Dye Circulator | LIOP-TEC | Kortekaas, R | VU/F/BETA/N&S/AML | WN.G179 | - |  |  |  | 1
EQ015969 |  | Laser Dye |  | Dye Circulator | LIOP-TEC | Kortekaas, R | VU/F/BETA/N&S/AML | WN.G179 | - |  |  |  | 1
EQ015968 |  | Laser Dye |  | Dye Laser | LIOP-TEC | Kortekaas, R | VU/F/BETA/N&S/AML | WN.G179 | - |  |  |  | 1 | Pulsed Dye Laser
EQ015967 |  | Laser Dye |  | Dye Laser | LIOP-TEC | Kortekaas, R | VU/F/BETA/N&S/AML | WN.G179 | - |  |  |  | 1 | Pulsed Dye Laser
EQ015966 |  | Temperature Control Module |  | Temperature Controller | Spectra Physics | Kortekaas, R | VU/F/BETA/N&S/AML | WN.G179 | - |  |  |  | 1
EQ015965 |  | Temperature Control Module |  | Temperature Controller | Spectra Physics | Kortekaas, R | VU/F/BETA/N&S/AML | WN.G179 | - |  |  |  | 1
EQ015964 |  | Laser |  | Quanta-Ray Laser | Spectra Physics | Kortekaas, R | VU/F/BETA/N&S/AML | WN.G179 | - |  |  |  | 0 | Quanta-Ray
EQ015963 |  | Extension Cable |  | Extension Cable | VU | Kortekaas, R | VU/F/BETA/N&S/AML | WN.G179 | - |  |  |  | 1
EQ015962 |  | Power Supply |  | Quanta-Ray Power Supply | Spectra Physics | Kortekaas, R | VU/F/BETA/N&S/AML | WN.G179 | - |  |  |  | 0 | Quanta-Ray
EQ015961 | GCR130-255 | Laser Controller Unit |  | Quanta-Ray Controller | Spectra Physics | Kortekaas, R | VU/F/BETA/N&S/AML | WN.G179 | - |  |  |  | 1 | Quanta-Ray
EQ015960 | 054723 | Computer Monitor |  | Dell Computer Monitor | Dell | Kortekaas, R | VU/F/BETA/N&S/AML | WN.KA173 | - |  |  |  | 1 | U2415b
EQ015959 |  | Extension Cable |  | Extension Cable | VU | Kortekaas, R | VU/F/BETA/N&S/AML | WN.KA173 | - |  |  |  | 1
EQ015958 | 054045 | Computer Monitor |  | Dell Computer Monitor | Dell | Kortekaas, R | VU/F/BETA/N&S/AML | WN.KA173 | - |  |  |  | 1 | U2415b
EQ015957 | 056328 | Computer |  | HP Computer | Hewlett Packard (HP) | Kortekaas, R | VU/F/BETA/N&S/AML | WN.KA173 | - |  |  |  | 1
EQ015956 |  | Oscilloscope |  | Digital Oscilloscope | Rohde&Schwarz | Kortekaas, R | VU/F/BETA/N&S/AML | WN.KA173 | - |  |  |  | 1 | RTO2014
EQ015955 | 3016 | Data Acquisition Instrument |  | DRS4 Evaluation Board V5 | VU | Kortekaas, R | VU/F/BETA/N&S/AML | WN.KA173 | - |  |  |  | 1
EQ015954 | 3010 | Data Acquisition Instrument |  | DRS4 Evaluation Board V5 | VU | Kortekaas, R | VU/F/BETA/N&S/AML | WN.KA173 | - |  |  |  | 1
EQ015953 | 2961 | Data Acquisition Instrument |  | DRS4 Evaluation Board V5 | VU | Kortekaas, R | VU/F/BETA/N&S/AML | WN.KA173 | - |  |  |  | 1
EQ015952 | 3015 | Data Acquisition Instrument |  | DRS4 Evaluation Board V5 | VU | Kortekaas, R | VU/F/BETA/N&S/AML | WN.KA173 | - |  |  |  | 1
EQ015951 | 012613 | Network controller |  | Ethernet PI Controller | VU | Kortekaas, R | VU/F/BETA/N&S/AML | WN.KA173 | - |  |  |  | 1
EQ015950 |  | Data Acquisition Instrument |  | 14-bit USB DAQ | VU | Limburg, Rob | VU/F/BETA/TC/Electronica | WN.P043 | - |  |  |  | 1 | 2012-0010-01
EQ015949 |  | Router/Switch |  | tp-link Switch | tp-link | Kortekaas, R | VU/F/BETA/N&S/AML | WN.KA173 | - |  |  |  | 1 | TL-SG108
EQ015948 | 012542 | Connecting Unit |  | VU Connector Box | VU | Kortekaas, R | VU/F/BETA/N&S/AML | WN.KA173 | - |  |  |  | 1
EQ015947 |  | Connecting Unit |  | Artiq Connector Box | Artiq | Kortekaas, R | VU/F/BETA/N&S/AML | WN.KA173 | - |  |  |  | 1
EQ015946 |  | Connecting Unit |  | Sitecom USB Hub | Sitecom | Kortekaas, R | VU/F/BETA/N&S/AML | WN.KA173 | - |  |  |  | 1
EQ015945 |  | Adapter |  | Adapter | VU | Kortekaas, R | VU/F/BETA/N&S/AML | WN.KA173 | - |  |  |  | 1
EQ015944 |  | Extension Cable |  | Extension Cable | VU | Kortekaas, R | VU/F/BETA/N&S/AML | WN.KA173 | - |  |  |  | 1
EQ015943 | 000176 | Cooling Unit |  | Neslab Water Chiller | Neslab | Kortekaas, R | VU/F/BETA/N&S/AML | WN.KA173 | - |  |  |  | 1 | RTE-111
EQ015942 |  | Cooling Unit |  | Cooling Unit | Solid State Cooling Systems | Kortekaas, R | VU/F/BETA/N&S/AML | WN.KA173 | - |  |  |  | 1
EQ015941 | 042986;OVO_0 | Computer |  | Lenovo Laptop | Lenovo | Kortekaas, R | VU/F/BETA/N&S/AML | WN.KA173 | - |  |  |  | 1
EQ015940 | 012215 | Adapter |  | Adapter | VU | Kortekaas, R | VU/F/BETA/N&S/AML | WN.KA173 | - |  |  |  | 1
EQ015939 |  | Adapter |  | Adapter/Power Supply | VU | Kortekaas, R | VU/F/BETA/N&S/AML | WN.KA173 | - |  |  |  | 1
EQ015938 | 009368 | Oscilloscope |  | Tektronix Oscilloscope | Tektronix | Kortekaas, R | VU/F/BETA/N&S/AML | WN.KA173 | - |  |  |  | 1 | TDS 3032B
EQ015937 | OVO_3 | Computer |  | Lenovo Laptop | Lenovo | Kortekaas, R | VU/F/BETA/N&S/AML | WN.KA173 | - |  |  |  | 1
EQ015936 |  | Cooling Unit |  | Lytron Recirculating Chiller | Lytron | Kortekaas, R | VU/F/BETA/N&S/AML | WN.KA173 | - |  |  |  | 1 | RC 011
EQ015935 |  | Extension Cable |  | Extension Cable | VU | Kortekaas, R | VU/F/BETA/N&S/AML | WN.KA173 | - |  |  |  | 1
EQ015934 |  | Soldering Iron/Machine |  | Soldering Station | Weller | Kortekaas, R | VU/F/BETA/N&S/AML | WN.KA173 | - |  |  |  | 1 | WS 50
EQ015933 | CAN-3-1-C | Extension Cable |  | Extension Cable | VU | Kortekaas, R | VU/F/BETA/N&S/AML | WN.KA173 | - |  |  |  | 1
EQ015932 |  | Extension Cable |  | Extension Cable | VU | Kortekaas, R | VU/F/BETA/N&S/AML | WN.KA173 | - |  |  |  | 1
EQ015931 |  | Signal Generator |  | Agilent Signal Generator | Agilent | Kortekaas, R | VU/F/BETA/N&S/AML | WN.KA173 | - |  |  |  | 1 | N5181A
EQ015930 |  | Laser Power Sensor |  | Laser Power Meter | Coherent | Kortekaas, R | VU/F/BETA/N&S/AML | WN.KA173 | - |  |  |  | 1 | Fieldmax II-TO (ROHS)
EQ015929 |  | Voltage Controller |  | Piezo Controller | VU | Kortekaas, R | VU/F/BETA/N&S/AML | WN.KA173 | - |  |  |  | 1
EQ015928 |  | Fan |  | Air Circulator | Interflow | Kortekaas, R | VU/F/BETA/N&S/AML | WN.KA173 | - |  |  |  | 1
EQ015927 |  | Fan |  | Air Circulator | Interflow | Kortekaas, R | VU/F/BETA/N&S/AML | WN.KA173 | - |  |  |  | 1
EQ015926 |  | Fan |  | Air Circulator | Interflow | Kortekaas, R | VU/F/BETA/N&S/AML | WN.KA173 | - |  |  |  | 1
EQ015925 |  | Motor driver |  | Motor Controller | VU | Kortekaas, R | VU/F/BETA/N&S/AML | WN.KA173 | - |  |  |  | 1
EQ015924 |  | Power Supply |  | High Voltage Power Supply | VU | Kortekaas, R | VU/F/BETA/N&S/AML | WN.KA173 | - |  |  |  | 1 | HV-Supply
EQ015923 |  | Vacuum Pump |  | Varian Vacuum Pump | Varian (Agilent) | Kortekaas, R | VU/F/BETA/N&S/AML | WN.KA173 | - |  |  |  | 1 | SH110
EQ015922 |  | Vacuum Pump |  | Pfeiffer Vacuum Pump | Pfeiffer | Kortekaas, R | VU/F/BETA/N&S/AML | WN.KA173 | - |  |  |  | 1 | MVP 070-3
EQ015921 |  | Gas Purifier |  | LDetek Gas Purifier | LDetek | Kortekaas, R | VU/F/BETA/N&S/AML | WN.KA173 | - |  |  |  | 1 | LDP1000
EQ015920 |  | Pump Controller |  | Pfeiffer Pump Controller | Pfeiffer | Kortekaas, R | VU/F/BETA/N&S/AML | WN.KA173 | - |  |  |  | 1 | DCU
EQ015919 |  | Cooling Unit |  | Thermotek Recirculating Chiller | Thermotek | Kortekaas, R | VU/F/BETA/N&S/AML | WN.KA173 | - |  |  |  | 1 | T255P 1R
EQ015918 |  | Amplifier |  | NKT Amplifier | NKT Photonics | Kortekaas, R | VU/F/BETA/N&S/AML | WN.KA173 | - |  |  |  | 1 | Koheras Boostik HPA
EQ015917 |  | Laser |  | NKT Laser | NKT Photonics | Kortekaas, R | VU/F/BETA/N&S/AML | WN.KA173 | - |  |  |  | 1 | Koheras Asjustik
EQ015916 |  | Amplifier |  | NKT Amplifier | NKT Photonics | Kortekaas, R | VU/F/BETA/N&S/AML | WN.KA173 | - |  |  |  | 1 | Koheras Boostik HPA
EQ015915 |  | Signal Generator |  | DDS Frequency Generator and Amplifier | VU | Kortekaas, R | VU/F/BETA/N&S/AML | WN.KA173 | - |  |  |  | 1
EQ015914 |  | Signal Generator |  | DDS Frequency Generator and Amplifier | VU | Kortekaas, R | VU/F/BETA/N&S/AML | WN.KA173 | - |  |  |  | 1
EQ015913 |  | Signal Generator |  | DDS Frequency Generator and Amplifier | VU | Kortekaas, R | VU/F/BETA/N&S/AML | WN.KA173 | - |  |  |  | 1
EQ015912 |  | Signal Generator |  | DDS Frequency Generator and Amplifier | VU | Kortekaas, R | VU/F/BETA/N&S/AML | WN.KA173 | - |  |  |  | 1
EQ015911 |  | Laser Power Sensor |  | Ophir Power Meter | Ophir | Kortekaas, R | VU/F/BETA/N&S/AML | WN.KA173 | - |  |  |  | 1 | Nova Display
EQ015910 | CAN-3-1-B | Extension Cable |  | Extension Cable | VU | Kortekaas, R | VU/F/BETA/N&S/AML | WN.KA173 | - |  |  |  | 1
EQ015909 | CAN-3-3-A | Extension Cable |  | Extension Cable | VU | Kortekaas, R | VU/F/BETA/N&S/AML | WN.KA173 | - |  |  |  | 1
EQ015908 |  | Power Supply |  | Delta Power Supply | Delta Elektronika | Kortekaas, R | VU/F/BETA/N&S/AML | WN.KA173 | - |  |  |  | 1 | ES 0300-0.1-L
EQ015907 | 007655 | Power Supply |  | Photodiode Power Supply | VU | Kortekaas, R | VU/F/BETA/N&S/AML | WN.KA173 | - |  |  |  | 1
EQ015906 |  | Signal Generator |  | Agilent Waveform Generator | Agilent | Kortekaas, R | VU/F/BETA/N&S/AML | WN.KA173 | - |  |  |  | 1 | 33250A
EQ015905 |  | Signal Generator |  | Agilent Waveform Generator | Agilent | Kortekaas, R | VU/F/BETA/N&S/AML | WN.KA173 | - |  |  |  | 1 | 33250A
EQ015904 |  | Temperature Control Module |  | Temperature Controller | Thorlabs | Kortekaas, R | VU/F/BETA/N&S/AML | WN.KA173 | - |  |  |  | 1 | TC200
EQ015903 |  | Temperature Control Module |  | Covesion Temperature Controller | Covesion | Kortekaas, R | VU/F/BETA/N&S/AML | WN.KA173 | - |  |  |  | 1 | OC1
EQ015902 |  | Voltage Controller |  | Piezo Controller | VU | Kortekaas, R | VU/F/BETA/N&S/AML | WN.KA173 | - |  |  |  | 1
EQ015901 | 007038 | Laser Controller Unit |  | Lockbox | VU | Kortekaas, R | VU/F/BETA/N&S/AML | WN.KA173 | - |  |  |  | 1
EQ015900 |  | Oscilloscope |  | Keysight Oscilloscope | Keysight | Kortekaas, R | VU/F/BETA/N&S/AML | WN.KA173 | - |  |  |  | 1 | InfiniiVision DSOX2024A
EQ015899 |  | Amplifier |  | High Voltage Amplifier | VU | Kortekaas, R | VU/F/BETA/N&S/AML | WN.KA173 | - |  |  |  | 1 | HV-Amp 200V
EQ015898 |  | Power Supply |  | Delta Power Supply | Delta Elektronika | Kortekaas, R | VU/F/BETA/N&S/AML | WN.KA173 | - |  |  |  | 1 | ES 030-5
EQ015897 |  | Temperature Control Module |  | Temperature Controller | VU | Kortekaas, R | VU/F/BETA/N&S/AML | WN.KA173 | - |  |  |  | 1
EQ015896 | CAN-3-2-A | Extension Cable |  | Extension Cable | VU | Kortekaas, R | VU/F/BETA/N&S/AML | WN.KA173 | - |  |  |  | 1
EQ015895 |  | Power Supply |  | TDK Lambda Power Supply | TDK Lambda | Kortekaas, R | VU/F/BETA/N&S/AML | WN.KA173 | - |  |  |  | 1 | GEN300-11
EQ015894 |  | Laser Controller Unit |  | Laser System Controller | Northrop Grumman | Kortekaas, R | VU/F/BETA/N&S/AML | WN.KA173 | - |  |  |  | 1 | eDrive
EQ015893 |  | Vacuum Gauge |  | Pfeiffer Vacuum Gauge | Pfeiffer | Kortekaas, R | VU/F/BETA/N&S/AML | WN.KA173 | - |  |  |  | 1 | TPG261
EQ015892 |  | Vacuum Pump |  | Pfeiffer Vacuum Pump | Pfeiffer | Kortekaas, R | VU/F/BETA/N&S/AML | WN.KA173 | - |  |  |  | 1 | MVP 055-3
EQ015891 | PC1 | Electronic Signal Processing Device |  | Pulse Gating System | Lasermetrics | Kortekaas, R | VU/F/BETA/N&S/AML | WN.KA173 | - |  |  |  | 1 | 5046ER VC
EQ015890 | PC2 | Electronic Signal Processing Device |  | Pulse Gating System | Lasermetrics | Kortekaas, R | VU/F/BETA/N&S/AML | WN.KA173 | - |  |  |  | 1 | 5046ER VC
EQ015889 | Can-1-1-A | Extension Cable |  | Extension Cable | VU | Kortekaas, R | VU/F/BETA/N&S/AML | WN.KA173 | - |  |  |  | 1
EQ015888 |  | Power Supply |  | ILX Laser Diode Driver | ILX | Kortekaas, R | VU/F/BETA/N&S/AML | WN.KA173 | - |  |  |  | 1 | LDX-36125-12
EQ015887 |  | Oscilloscope |  | Digital Oscilloscope | Rohde&Schwarz | Kortekaas, R | VU/F/BETA/N&S/AML | WN.KA173 | - |  |  |  | 1 | RTB2004
EQ015886 |  | Signal Generator |  | SRS Digital Delay Generator | Stanford Research Systems (SRS) | Kortekaas, R | VU/F/BETA/N&S/AML | WN.KA173 | - |  |  |  | 1 | DG645
EQ015885 |  | Signal Generator |  | Agilent Waveform Generator | Agilent | Kortekaas, R | VU/F/BETA/N&S/AML | WN.KA173 | - |  |  |  | 1 | 33250A
EQ015884 |  | Temperature Control Module |  | Laser Diode & Temperature Controller | Ostech | Kortekaas, R | VU/F/BETA/N&S/AML | WN.KA173 | - |  |  |  | 1
EQ015883 |  | Thermostat |  | Lauda Thermostat | Lauda | Kortekaas, R | VU/F/BETA/N&S/AML | WN.KA173 | - |  |  |  | 1 | ECO RE 415
EQ015882 |  | Laser Controller Unit |  | Optical Frequency Comb Controller Cabinet | Menlo Systems Gmbh | Kortekaas, R | VU/F/BETA/N&S/AML | WN.KA173 | - |  |  |  | 1 | FC1500-250-WG
EQ015881 |  | Computer Monitor |  | NEC Computer Monitor | Nec | Kortekaas, R | VU/F/BETA/N&S/AML | WN.KA173 | - |  |  |  | 1 | MultiSync EA193Mi
EQ015880 |  | LED Controller |  | Laser Diode Controller | Laser Electronics | Kortekaas, R | VU/F/BETA/N&S/AML | WN.KA173 | - |  |  |  | 1 | LDC1000
EQ015879 |  | Cooling Unit |  | Thermotek Recirculating Chiller | Thermotek | Kortekaas, R | VU/F/BETA/N&S/AML | WN.KA173 | - |  |  |  | 1 | T255P 1R
EQ015878 | Can-1-2-C | Extension Cable |  | Extension Cable | VU | Kortekaas, R | VU/F/BETA/N&S/AML | WN.KA173 | - |  |  |  | 1
EQ015877 |  | Signal Generator |  | DDS Frequency Generator and Amplifier | VU | Kortekaas, R | VU/F/BETA/N&S/AML | WN.KA173 | - |  |  |  | 1
EQ015876 |  | Power Supply |  | Delta Power Supply | Delta Elektronika | Kortekaas, R | VU/F/BETA/N&S/AML | WN.KA173 | - |  |  |  | 1 | ES 030-5
EQ015875 |  | Power Supply |  | Delta Power Supply | Delta Elektronika | Kortekaas, R | VU/F/BETA/N&S/AML | WN.KA173 | - |  |  |  | 1 | ES 0300-0.45
EQ015874 |  | Laser Controller Unit |  | Lockbox | VU | Kortekaas, R | VU/F/BETA/N&S/AML | WN.KA173 | - |  |  |  | 1
EQ015873 |  | Power Supply |  | Fast High-current Piezodriver | VU | Kortekaas, R | VU/F/BETA/N&S/AML | WN.KA173 | - |  |  |  | 1
EQ015872 |  | Power Supply |  | Delta Power Supply | Delta Elektronika | Kortekaas, R | VU/F/BETA/N&S/AML | WN.KA173 | - |  |  |  | 1 | EST 150
EQ015871 |  | Power Supply |  | Delta Power Supply | Delta Elektronika | Kortekaas, R | VU/F/BETA/N&S/AML | WN.KA173 | - |  |  |  | 1 | ES 0300-0.45
EQ015870 |  | Power Supply |  | Delta Power Supply | Delta Elektronika | Kortekaas, R | VU/F/BETA/N&S/AML | WN.KA173 | - |  |  |  | 1 | ES 030-5
EQ015869 |  | Clock Divider |  | Quad Clock Divider | VU | Kortekaas, R | VU/F/BETA/N&S/AML | WN.KA173 | - |  |  |  | 1
EQ015868 |  | Oscilloscope |  | Digital Oscilloscope | Rohde&Schwarz | Kortekaas, R | VU/F/BETA/N&S/AML | WN.KA173 | - |  |  |  | 1 | RTB2004
EQ015867 |  | Computer Monitor |  | HP Computer Monitor | Hewlett Packard (HP) | Kortekaas, R | VU/F/BETA/N&S/AML | WN.KA173 | - |  |  |  | 1 | L1950g
EQ015866 |  | Spectrum Analyzer |  | Spectrum Analyzer | Rohde&Schwarz | Kortekaas, R | VU/F/BETA/N&S/AML | WN.KA173 | - |  |  |  | 1 | FPC1000
EQ015865 |  | Frequency counter |  | Agilent Frequency Counter | Agilent | Kortekaas, R | VU/F/BETA/N&S/AML | WN.KA173 | - |  |  |  | 1 | 53230A
EQ015864 | Can-1-1-C | Extension Cable |  | Extension Cable | VU | Kortekaas, R | VU/F/BETA/N&S/AML | WN.KA173 | - |  |  |  | 1
EQ015863 | 042988;OVO_2 | Computer |  | Lenovo Laptop | Lenovo | Kortekaas, R | VU/F/BETA/N&S/AML | WN.KA173 | - |  |  |  | 1
EQ015862 |  | Ethernet Switch |  | Baseline Switch | 3COM | Kortekaas, R | VU/F/BETA/N&S/AML | WN.KA173 | - |  |  |  | 1 | 2928-SFP Plus
EQ015861 |  | Temperature Control Module |  | Temperature Controller | VU | Kortekaas, R | VU/F/BETA/N&S/AML | WN.KA173 | - |  |  |  | 1
EQ015860 |  | Temperature Control Module |  | Temperature Controller | VU | Kortekaas, R | VU/F/BETA/N&S/AML | WN.KA173 | - |  |  |  | 1
EQ015859 |  | Temperature Control Module |  | Temperature Controller | VU | Kortekaas, R | VU/F/BETA/N&S/AML | WN.KA173 | - |  |  |  | 1
EQ015858 |  | Signal Generator |  | SRS Digital Delay Generator | Stanford Research Systems (SRS) | Kortekaas, R | VU/F/BETA/N&S/AML | WN.KA173 | - |  |  |  | 1 | DG645
EQ015857 |  | Signal Generator |  | SRS Digital Delay Generator | Stanford Research Systems (SRS) | Kortekaas, R | VU/F/BETA/N&S/AML | WN.KA173 | - |  |  |  | 1 | DG645
EQ015856 |  | Power Supply |  | TTi Power Supply | (Aim-)TTi | Kortekaas, R | VU/F/BETA/N&S/AML | WN.KA173 | - |  |  |  | 1 | EL302
EQ015855 |  | Laser Power Sensor |  | Laser Power Meter | Coherent | Kortekaas, R | VU/F/BETA/N&S/AML | WN.KA173 | - |  |  |  | 1 | Fieldmaster
EQ015854 |  | Oscilloscope |  | Keysight Oscilloscope | Keysight | Kortekaas, R | VU/F/BETA/N&S/AML | WN.KA173 | - |  |  |  | 1 | InfiniiVision DSO-X 3054T
EQ015853 |  | Power Supply |  | Delta Power Supply | Delta Elektronika | Kortekaas, R | VU/F/BETA/N&S/AML | WN.KA173 | - |  |  |  | 1 | ES 0300-0.45
EQ015852 |  | Spectrometer |  | Avantes Spectrometer | Avantes | Kortekaas, R | VU/F/BETA/N&S/AML | WN.KA173 | - |  |  |  | 1 | AvaSpec-3648
EQ015851 |  | Motor driver |  | Newport Servo Controller | Newport | Kortekaas, R | VU/F/BETA/N&S/AML | WN.KA173 | - |  |  |  | 1 | CONEX-CC
EQ015850 |  | Laser Power Sensor |  | Laser Power Meter | Coherent | Kortekaas, R | VU/F/BETA/N&S/AML | WN.KA173 | - |  |  |  | 1 | Fieldmax II-TO (ROHS)
EQ015849 |  | Extension Cable |  | Extension Cable | VU | Kortekaas, R | VU/F/BETA/N&S/AML | WN.KA173 | - |  |  |  | 1
EQ015848 |  | Extension Cable |  | Extension Cable | VU | Kortekaas, R | VU/F/BETA/N&S/AML | WN.KA173 | - |  |  |  | 1
EQ015847 |  | Vacuum Pump |  | Edwards Vacuum Pump | Edwards | Kortekaas, R | VU/F/BETA/N&S/AML | WN.KA173 | - |  |  |  | 1 | XDS5
EQ015846 |  | Voltage Controller |  | Piezo Nozzle Driver | VU | Kortekaas, R | VU/F/BETA/N&S/AML | WN.KA173 | - |  |  |  | 1
EQ015845 |  | Voltage Controller |  | Piezo Controller | VU | Kortekaas, R | VU/F/BETA/N&S/AML | WN.KA173 | - |  |  |  | 1
EQ015844 |  | Vacuum Gauge |  | Pfeiffer Vacuum Gauge | Pfeiffer | Kortekaas, R | VU/F/BETA/N&S/AML | WN.KA173 | - |  |  |  | 1 | Dual Gauge TPG362
EQ015843 |  | Vacuum Gauge |  | Pfeiffer Vacuum Gauge | Pfeiffer | Kortekaas, R | VU/F/BETA/N&S/AML | WN.KA173 | - |  |  |  | 1 | Dual Gauge TPG362
EQ015842 |  | Pump Controller |  | Pfeiffer Pump Controller | Pfeiffer | Kortekaas, R | VU/F/BETA/N&S/AML | WN.KA173 | - |  |  |  | 1 | DCU
EQ015841 |  | Pump Controller |  | Pfeiffer Pump Controller | Pfeiffer | Kortekaas, R | VU/F/BETA/N&S/AML | WN.KA173 | - |  |  |  | 1 | DCU
EQ015840 |  | Signal Generator |  | SRS Digital Delay Generator | Stanford Research Systems (SRS) | Kortekaas, R | VU/F/BETA/N&S/AML | WN.KA173 | - |  |  |  | 1 | DG645
EQ015839 | CAN-3-2-B | Extension Cable |  | Extension Cable | VU | Kortekaas, R | VU/F/BETA/N&S/AML | WN.KA173 | - |  |  |  | 1
EQ015838 | 042985;OVO_1 | Computer |  | Lenovo Laptop | Lenovo | Kortekaas, R | VU/F/BETA/N&S/AML | WN.KA173 | - |  |  |  | 1
EQ015837 |  | Power Supply |  | Heinzinger High Voltage Power Supply | Heinzinger | Kortekaas, R | VU/F/BETA/N&S/AML | WN.KA173 | - |  |  |  | 1
EQ015836 |  | Power Supply |  | SAES Power Supply | SAES getters | Kortekaas, R | VU/F/BETA/N&S/AML | WN.KA173 | - |  |  |  | 1 | NEXTorr NIOPS-03
EQ015835 |  | Power Supply |  | Innotec Power Supply | Innotec | Kortekaas, R | VU/F/BETA/N&S/AML | WN.KA173 | - |  |  |  | 1 | LAB 2k5
EQ015834 |  | Power Supply |  | Delta Power Supply | Delta Elektronika | Kortekaas, R | VU/F/BETA/N&S/AML | WN.KA173 | - |  |  |  | 1 | ES 0300-0.45
EQ015833 |  | Power Supply |  | Delta Power Supply | Delta Elektronika | Kortekaas, R | VU/F/BETA/N&S/AML | WN.KA173 | - |  |  |  | 1 | ES 0300-0.45
EQ015832 |  | Power Supply |  | Delta Power Supply | Delta Elektronika | Kortekaas, R | VU/F/BETA/N&S/AML | WN.KA173 | - |  |  |  | 1 | ES 030-5
EQ015831 |  | Power Supply |  | Delta Power Supply | Delta Elektronika | Kortekaas, R | VU/F/BETA/N&S/AML | WN.KA173 | - |  |  |  | 1 | ES 030-5
EQ015830 |  | Computer |  | Asus Laptop | Asus | Kortekaas, R | VU/F/BETA/N&S/AML | WN.KA173 | - |  |  |  | 1 | Eee PC
EQ015829 | CAN-2-2-C | Extension Cable |  | Extension Cable | VU | Kortekaas, R | VU/F/BETA/N&S/AML | WN.KA173 | - |  |  |  | 1
EQ015828 |  | Vacuum Gauge |  | Pfeiffer Vacuum Gauge | Pfeiffer | Kortekaas, R | VU/F/BETA/N&S/AML | WN.KA173 | - |  |  |  | 1 | Dual Gauge TPG362
EQ015827 |  | Vacuum Gauge |  | Pfeiffer Vacuum Gauge | Pfeiffer | Kortekaas, R | VU/F/BETA/N&S/AML | WN.KA173 | - |  |  |  | 1 | Dual Gauge TPG362
EQ015826 |  | Vacuum Gauge |  | Pfeiffer Vacuum Gauge | Pfeiffer | Kortekaas, R | VU/F/BETA/N&S/AML | WN.KA173 | - |  |  |  | 1 | Dual Gauge TPG362
EQ015825 |  | Pump Controller |  | Pfeiffer Pump Controller | Pfeiffer | Kortekaas, R | VU/F/BETA/N&S/AML | WN.KA173 | - |  |  |  | 1 | DCU
EQ015824 |  | Pump Controller |  | Pfeiffer Pump Controller | Pfeiffer | Kortekaas, R | VU/F/BETA/N&S/AML | WN.KA173 | - |  |  |  | 1 | DCU
EQ015823 |  | Power Supply |  | Voltcraft Power Supply | Voltcraft | Kortekaas, R | VU/F/BETA/N&S/AML | WN.KA173 | - |  |  |  | 1 | PS-1302 D
EQ015822 |  | Vacuum Pump |  | Edwards Vacuum Pump | Edwards | Kortekaas, R | VU/F/BETA/N&S/AML | WN.KA173 | - |  |  |  | 1 | nXDS10i
EQ015821 |  | Pump Controller |  | Pneumatic Valve Controller | VU | Kortekaas, R | VU/F/BETA/N&S/AML | WN.KA173 | - |  |  |  | 1
EQ015820 | CAN-2-3-C | Extension Cable |  | Extension Cable | VU | Kortekaas, R | VU/F/BETA/N&S/AML | WN.KA173 | - |  |  |  | 1
EQ015819 | CAN-2-3-B | Extension Cable |  | Extension Cable | VU | Kortekaas, R | VU/F/BETA/N&S/AML | WN.KA173 | - |  |  |  | 1
EQ015818 |  | Vacuum Gauge |  | Pfeiffer Vacuum Controller | Pfeiffer | Kortekaas, R | VU/F/BETA/N&S/AML | WN.KA173 | - |  |  |  | 1 | DCU
EQ015817 |  | Laser Power Sensor |  | Laser Power Meter | Coherent | Kortekaas, R | VU/F/BETA/N&S/AML | WN.KA173 | - |  |  |  | 1 | Fieldmax II-TO (ROHS)
EQ015816 |  | Cooling Unit |  | Cooling Unit | Solid State Cooling Systems | Kortekaas, R | VU/F/BETA/N&S/AML | WN.KA173 | - |  |  |  | 1 | Oasis Three TEC Chiller
EQ015815 |  | Vacuum Gauge |  | Pfeiffer Vacuum Gauge | Pfeiffer | Kortekaas, R | VU/F/BETA/N&S/AML | WN.KA173 | - |  |  |  | 1 | Dual Gauge TPG362
EQ015814 |  | Vacuum Pump |  | Edwards Vacuum Pump | Edwards | Kortekaas, R | VU/F/BETA/N&S/AML | WN.KA173 | - |  |  |  | 1 | nXDS10i
EQ015813 |  | Camera |  | Andor Camera | Andor | Kortekaas, R | VU/F/BETA/N&S/AML | WN.KA173 | - |  |  |  | 1 | DO940P-BEN
EQ015812 |  | Laser Dye |  | Laser Dye Circulator | LIOP-TEC | Kortekaas, R | VU/F/BETA/N&S/AML | WN.G179 | - |  |  |  | 1
EQ015811 |  | Air Purifier |  | Air Conditioner | DENCO | Kortekaas, R | VU/F/BETA/N&S/AML | WN.KA151a | - |  |  |  | 1
EQ015810 |  | Extension Cable |  | Extension Cable | VU | Kortekaas, R | VU/F/BETA/N&S/AML | WN.KA151a | - |  |  |  | 1
EQ015809 |  | Extension Cable |  | Extension Cable | VU | Kortekaas, R | VU/F/BETA/N&S/AML | WN.KA151a | - |  |  |  | 1
EQ015808 |  | Extension Cable |  | Extension Cable | VU | Kortekaas, R | VU/F/BETA/N&S/AML | WN.KA151a | - |  |  |  | 1
EQ015807 |  | Frequency counter |  | Frequency Counter | Agilent | Kortekaas, R | VU/F/BETA/N&S/AML | WN.KA151a | - |  |  |  | 1
EQ015806 |  | Router/Switch |  | Network Switch | Hewlett Packard (HP) | Kortekaas, R | VU/F/BETA/N&S/AML | WN.KA151a | - |  |  |  | 1
EQ015805 |  | Router/Switch |  | Network Switch | Opnt. | Kortekaas, R | VU/F/BETA/N&S/AML | WN.KA151a | - |  |  |  | 1 | TS18b
EQ015804 | 001198 | Power Supply |  | High Voltage Power Supply | FuG | Kortekaas, R | VU/F/BETA/N&S/AML | WN.KA151a | - |  |  |  | 1 | HCN 140-12 500
EQ015803 | S 3299 | Windmeter |  | Windmeter | Lambrecht | Limburg, Rob | VU/F/BETA/TC/Electronica | WN.P043 | - |  |  |  | 1 | 1400
EQ015802 |  | Computer |  | HP PC | Hewlett Packard (HP) | Kortekaas, R | VU/F/BETA/N&S/AML | WN.KA151a | - |  |  |  | 1 | HP Compaq
EQ015801 |  | Computer Monitor |  | HP Monitor | Hewlett Packard (HP) | Kortekaas, R | VU/F/BETA/N&S/AML | WN.KA151a | - |  |  |  | 1 | HP 1740
EQ015800 |  | Amplifier |  | Amplifier | Symmetricom | Kortekaas, R | VU/F/BETA/N&S/AML | WN.KA151a | - |  |  |  | 1 | 40368 RF Distribution Amplifier
EQ015799 |  | Amplifier |  | DDS Frequency Generator and Amplifier | VU | Kortekaas, R | VU/F/BETA/N&S/AML | WN.KA151a | - |  |  |  | 1 | AD9912
EQ015798 |  | Computer |  | HP Computer | Hewlett Packard (HP) | Kortekaas, R | VU/F/BETA/N&S/AML | WN.KA151a | - |  |  |  | 1 | Compaq
EQ015797 |  | Amplifier |  | DDS Frequency Generator and Amplifier | VU | Kortekaas, R | VU/F/BETA/N&S/AML | WN.KA151a | - |  |  |  | 1 | AD9912
EQ015796 |  | Control Unit |  | Lockbox | VU | Kortekaas, R | VU/F/BETA/N&S/AML | WN.KA151a | - |  |  |  | 1
EQ015795 |  | Generator |  | Waveform Generator | Keysight | Kortekaas, R | VU/F/BETA/N&S/AML | WN.KA151a | - |  |  |  | 1 | 33500B Trueform
EQ015794 |  | Power Supply |  | Power Supply | Gamma Vacuum | Kortekaas, R | VU/F/BETA/N&S/AML | WN.KA151a | - |  |  |  | 1 | SPCe Ion Pump Power Supply
EQ015793 |  | Clock Divider |  | Quad Clock Divider | VU | Kortekaas, R | VU/F/BETA/N&S/AML | WN.KA151a | - |  |  |  | 1 | 2014-2864-D2-L
EQ015792 |  | Amplifier |  | Phase Stabilizer | Menlo Systems Gmbh | Kortekaas, R | VU/F/BETA/N&S/AML | WN.KA151a | - |  |  |  | 1 | SYNCRO
EQ015791 |  | Control Unit |  | Laser Diode Controller | Thorlabs | Kortekaas, R | VU/F/BETA/N&S/AML | WN.KA151a | - |  |  |  | 1 | LDC210
EQ015790 |  | Generator |  | Waveform Generator | Keysight | Kortekaas, R | VU/F/BETA/N&S/AML | WN.KA151a | - |  |  |  | 1 | 33500B Trueform
EQ015789 |  | Temperature Control Module |  | Temperature Controller | Thorlabs | Kortekaas, R | VU/F/BETA/N&S/AML | WN.KA151a | - |  |  |  | 1 | TED200
EQ015788 |  | Amplifier |  | Amplifier | Menlo Systems Gmbh | Kortekaas, R | VU/F/BETA/N&S/AML | WN.KA151a | - |  |  |  | 1 | PDH-Seed
EQ015787 |  | Extension Cable |  | Extension Cable | VU | Kortekaas, R | VU/F/BETA/N&S/AML | WN.KA151a | - |  |  |  | 1
EQ015786 |  | Generator |  | Waveform Generator | Keysight | Kortekaas, R | VU/F/BETA/N&S/AML | WN.KA151a | - |  |  |  | 1 | 33500B Trueform
EQ015785 | HeRb | Power Supply |  | Power Supply | Delta Elektronika | Kortekaas, R | VU/F/BETA/N&S/AML | WN.KA151a | - |  |  |  | 1 | LT30C
EQ015784 | HeRb | Power Supply |  | Power Supply | Delta Elektronika | Kortekaas, R | VU/F/BETA/N&S/AML | WN.KA151a | - |  |  |  | 1
EQ015783 |  | Clock Divider |  | Quad Clock Divider | VU | Kortekaas, R | VU/F/BETA/N&S/AML | WN.KA151a | - |  |  |  | 1 | 2014-2864-D2-L
EQ015782 |  | Pump Controller |  | Ion Pump Controller | Gamma Vacuum | Kortekaas, R | VU/F/BETA/N&S/AML | WN.KA151a | - |  |  |  | 1
EQ015781 |  | Clock Divider |  | Quad Clock Divider | VU | Kortekaas, R | VU/F/BETA/N&S/AML | WN.KA151a | - |  |  |  | 1 | 2014-2864-D2-L
EQ015780 |  | Power Supply |  | Programmable Power Supply | Voltcraft | Kortekaas, R | VU/F/BETA/N&S/AML | WN.G179 | - |  |  |  | 1 | PPS-11360
EQ015779 |  | Oscilloscope |  | Oscilloscope | Hameg | Kortekaas, R | VU/F/BETA/N&S/AML | WN.KA151a | - |  |  |  | 1 | Analog Oscilloscope HM 400
EQ015778 |  | Power Supply |  | Programmable Power Supply | Voltcraft | Kortekaas, R | VU/F/BETA/N&S/AML | WN.G179 | - |  |  |  | 1 | PPS-11360
EQ015777 |  | Power Supply |  | Power Supply | Delta Elektronika | Kortekaas, R | VU/F/BETA/N&S/AML | WN.G179 | - |  |  |  | 1 | E015-2
EQ015776 |  | Testbox |  | Test Fixture 16047A | Hewlett Packard (HP) | Limburg, Rob | VU/F/BETA/TC/Electronica | WN.P043 | - |  |  |  | 1 | 16047A
EQ015775 |  | Power Supply |  | Power Supply | Delta Elektronika | Kortekaas, R | VU/F/BETA/N&S/AML | WN.G179 | - |  |  |  | 1 | E015-2
EQ015774 |  | Computer Monitor |  | Philips Monitor | Philips | Kortekaas, R | VU/F/BETA/N&S/AML | WN.G179 | - |  |  |  | 1 | 276E
EQ015773 |  | Power Supply |  | Power Supply | Delta Elektronika | Kortekaas, R | VU/F/BETA/N&S/AML | WN.G179 | - |  |  |  | 1 | SM 15-200
EQ015772 |  | Power Supply |  | Power Supply | Delta Elektronika | Kortekaas, R | VU/F/BETA/N&S/AML | WN.G179 | - |  |  |  | 1 | SM 30-200
EQ015771 |  | Vacuum Pump |  | Vacuum Pump Controller | Pfeiffer | Kortekaas, R | VU/F/BETA/N&S/AML | WN.G179 | - |  |  |  | 1 | TC110
EQ015770 |  | Power Supply |  | Negative High Voltage Supply | VU | Kortekaas, R | VU/F/BETA/N&S/AML | WN.G179 | - |  |  |  | 1
EQ015769 |  | Power Supply |  | HV Supply | VU | Kortekaas, R | VU/F/BETA/N&S/AML | WN.G179 | - |  |  |  | 1
EQ015768 |  | Computer Monitor |  | Philips Monitor | Philips | Kortekaas, R | VU/F/BETA/N&S/AML | WN.G179 | - |  |  |  | 1 | 276E
EQ015767 |  | Oscilloscope |  | Oscilloscope | Rigol | Kortekaas, R | VU/F/BETA/N&S/AML | WN.G179 | - |  |  |  | 1 | DS1104 UltraVision 4 channel
EQ015766 |  | Computer |  | PC | ThinkCentre | Kortekaas, R | VU/F/BETA/N&S/AML | WN.G179 | - |  |  |  | 1 | ThinkStation
EQ015765 |  | Computer |  | PC | ThinkCentre | Kortekaas, R | VU/F/BETA/N&S/AML | WN.G179 | - |  |  |  | 1 | ThinkStation
EQ015764 |  | Amplifier |  | Amplifier | Ortec | Kortekaas, R | VU/F/BETA/N&S/AML | WN.G179 | - |  |  |  | 1 | 575
EQ015763 |  | Amplifier |  | Amplifier | Ortec | Kortekaas, R | VU/F/BETA/N&S/AML | WN.G179 | - |  |  |  | 1 | 575
EQ015762 | HeRb; 2050 | Power Supply |  | HV Supply | VU | Kortekaas, R | VU/F/BETA/N&S/AML | WN.G179 | - |  |  |  | 1
EQ015761 | HeRb | Power Supply |  | Power Supply | Voltcraft | Kortekaas, R | VU/F/BETA/N&S/AML | WN.G179 | - |  |  |  | 1 | PPS-11810
EQ015760 | HeRb | Amplifier |  | Amplifier | Voltcraft | Kortekaas, R | VU/F/BETA/N&S/AML | WN.G179 | - |  |  |  | 0
EQ015759 | He* BEC | Multimeter |  | Multimeter | Fluke | Kortekaas, R | VU/F/BETA/N&S/AML | WN.G179 | - |  |  |  | 1
EQ015758 |  | Computer |  | PC | Alternate | Kortekaas, R | VU/F/BETA/N&S/AML | WN.G179 | - |  |  |  | 1
EQ015757 |  | Extension Cable |  | Extension Cable | VU | Kortekaas, R | VU/F/BETA/N&S/AML | WN.G179 | - |  |  |  | 1
EQ015756 |  | Power Supply |  | Power Supply | Voltcraft | Kortekaas, R | VU/F/BETA/N&S/AML | WN.G179 | - |  |  |  | 1 | PPS-11360
EQ015755 |  | Amplifier |  | Amplifier | Nufern | Kortekaas, R | VU/F/BETA/N&S/AML | WN.G179 | - |  |  |  | 1 | Nuamp
EQ015754 |  | Amplifier |  | Amplifier | Nufern | Kortekaas, R | VU/F/BETA/N&S/AML | WN.G179 | - |  |  |  | 1 | Nuamp
EQ015753 |  | Amplifier |  | Amplifier | Nufern | Kortekaas, R | VU/F/BETA/N&S/AML | WN.G179 | - |  |  |  | 1 | Nuamp
EQ015752 | He Shutter | Shutter Driver |  | Shutter Driver | UniBlitz | Kortekaas, R | VU/F/BETA/N&S/AML | WN.G179 | - |  |  |  | 1 | VMM-D1
EQ015751 | He Shutter | Shutter Driver |  | Shutter Driver | UniBlitz | Kortekaas, R | VU/F/BETA/N&S/AML | WN.G179 | - |  |  |  | 1 | VMM-D1
EQ015750 |  | Amplifier |  | Amplifier | VU | Kortekaas, R | VU/F/BETA/N&S/AML | WN.G179 | - |  |  |  | 1
EQ015749 |  | Amplifier |  | Amplifier | VU | Kortekaas, R | VU/F/BETA/N&S/AML | WN.G179 | - |  |  |  | 1
EQ015748 |  | Computer Monitor |  | Monitor | Iiyama | Kortekaas, R | VU/F/BETA/N&S/AML | WN.G179 | - |  |  |  | 1 | ProLite XB2783HSU
EQ015747 |  | Signal Generator |  | Function Generatior | TTZ | Kortekaas, R | VU/F/BETA/N&S/AML | WN.G179 | - |  |  |  | 1 | TG120
EQ015746 |  | Laser Controller Unit |  | Lockbox | VU | Kortekaas, R | VU/F/BETA/N&S/AML | WN.G179 | - |  |  |  | 1
EQ015745 |  | Computer Monitor |  | Monitor | Iiyama | Kortekaas, R | VU/F/BETA/N&S/AML | WN.G179 | - |  |  |  | 1 | ProLite XB2783HSU
EQ015744 |  | Computer Monitor |  | Monitor | Iiyama | Kortekaas, R | VU/F/BETA/N&S/AML | WN.G179 | - |  |  |  | 1 | ProLite XB2783HSU
EQ015743 |  | Laser Controller Unit |  | Lockbox | VU | Kortekaas, R | VU/F/BETA/N&S/AML | WN.G179 | - |  |  |  | 1
EQ015742 |  | Gas Monitor |  | Gas Ionisation PSU | VU | Kortekaas, R | VU/F/BETA/N&S/AML | WN.G179 | - |  |  |  | 1
EQ015741 |  | Degasser |  | Degasser | VU | Kortekaas, R | VU/F/BETA/N&S/AML | WN.G179 | - |  |  |  | 1
EQ015740 |  | Computer Monitor |  | Monitor | Iiyama | Kortekaas, R | VU/F/BETA/N&S/AML | WN.G179 | - |  |  |  | 1 | ProLite XB2783HSU
EQ015739 |  | Amplifier |  | Lock-in Amplifier | EG&G Instruments | Kortekaas, R | VU/F/BETA/N&S/AML | WN.G179 | - |  |  |  | 1 | 5209
EQ015738 | 4He Laster | Laser |  | Single Frequency Fiber Laser | NKT Photonics | Kortekaas, R | VU/F/BETA/N&S/AML | WN.G179 | - |  |  |  | 1 | Koheras Adjustik
EQ015737 | 3He Laster | Laser |  | Single Frequency Fiber Laser | NKT Photonics | Kortekaas, R | VU/F/BETA/N&S/AML | WN.G179 | - |  |  |  | 1 | Koheras Adjustik
EQ015736 |  | Amplifier |  | Lock-in Amplifier | EG&G Instruments | Kortekaas, R | VU/F/BETA/N&S/AML | WN.G179 | - |  |  |  | 1 | 5209
EQ015735 | He* BEC | Oscilloscope |  | Oscilloscope | Tektronix | Kortekaas, R | VU/F/BETA/N&S/AML | WN.G179 | - |  |  |  | 1 | TDS 220
EQ015734 |  | Shutter Driver |  | Shutter Driver | UniBlitz | Kortekaas, R | VU/F/BETA/N&S/AML | WN.G179 | - |  |  |  | 1 | VMM-D1
EQ015733 | BEC Old | Shutter Driver |  | Deflector Driver | IntraAction Corp. | Kortekaas, R | VU/F/BETA/N&S/AML | WN.G179 | - |  |  |  | 1
EQ015732 |  | Shutter Driver |  | Deflector Driver | IntraAction Corp. | Kortekaas, R | VU/F/BETA/N&S/AML | WN.G179 | - |  |  |  | 1
EQ015731 | Doppler AOM Driver | Shutter Driver |  | Deflector Driver | IntraAction Corp. | Kortekaas, R | VU/F/BETA/N&S/AML | WN.G179 | - |  |  |  | 1 | DE-405MH
EQ015730 |  | Shutter Driver |  | Shutter Driver | UniBlitz | Kortekaas, R | VU/F/BETA/N&S/AML | WN.G179 | - |  |  |  | 1 | VMM-D1
EQ015729 |  | Shutter Driver |  | Shutter Driver | UniBlitz | Kortekaas, R | VU/F/BETA/N&S/AML | WN.G179 | - |  |  |  | 1 | VMM-D1
EQ015728 |  | Laser |  | Single Frequency Fiber Laser | NKT Photonics | Kortekaas, R | VU/F/BETA/N&S/AML | WN.G179 | - |  |  |  | 1 | Koheras Adjustik
EQ015727 | HeRb | Power Supply |  | Power Supply | Elektro-Automatik (EA) | Kortekaas, R | VU/F/BETA/N&S/AML | WN.G179 | - |  |  |  | 1 | EA-PS 2032-025
EQ015726 |  | Laser power meter |  | Power Calibrator | VU | Kortekaas, R | VU/F/BETA/N&S/AML | WN.G179 | - |  |  |  | 1
EQ015725 | Tu/e 432/421 | Amplifier |  | Amplifier | NKT Photonics | Kortekaas, R | VU/F/BETA/N&S/AML | WN.G179 | - |  |  |  | 1 | Koheras Boostik
EQ015724 | Tu/e 432/309 | Amplifier |  | Fiber Amplifier | VU | Kortekaas, R | VU/F/BETA/N&S/AML | WN.G179 | - |  |  |  | 1
EQ015723 |  | Shutter Driver |  | Shutter Driver | UniBlitz | Kortekaas, R | VU/F/BETA/N&S/AML | WN.G179 | - |  |  |  | 1 | VMM-D1
EQ015722 |  | Shutter Driver |  | Shutter Driver | UniBlitz | Kortekaas, R | VU/F/BETA/N&S/AML | WN.G179 | - |  |  |  | 1 | VMM-D1
EQ015721 |  | Power Supply |  | Power Supply Delta Elek | Delta Elektronika | Kortekaas, R | VU/F/BETA/N&S/AML | WN.G179 | - |  |  |  | 1
EQ015720 |  | Router/Switch |  | Magnetic Switch | VU | Kortekaas, R | VU/F/BETA/N&S/AML | WN.G179 | - |  |  |  | 1
EQ015719 |  | Power Supply |  | Power Supply | Delta Elektronika | Kortekaas, R | VU/F/BETA/N&S/AML | WN.G179 | - |  |  |  | 1 | SM 7020
EQ015718 | 008720 | Power Supply |  | Power Supply | Delta Elektronika | Kortekaas, R | VU/F/BETA/N&S/AML | WN.G179 | - |  |  |  | 1 | SM 15-400
EQ015717 |  | Laser |  | Laser | KEOPSYS | Kortekaas, R | VU/F/BETA/N&S/AML | WN.G179 | - |  |  |  | 1
EQ015716 |  | Laser Controller Unit |  | Laser Control Unit | Toptica | Kortekaas, R | VU/F/BETA/N&S/AML | WN.G179 | - |  |  |  | 1
EQ015715 |  | Laser |  | Laser | Toptica | Kortekaas, R | VU/F/BETA/N&S/AML | WN.G179 | - |  |  |  | 1 | Series CU 100
EQ015714 |  | Laser Controller Unit |  | Laser Controller Unit | VU | Kortekaas, R | VU/F/BETA/N&S/AML | WN.G179 | - |  |  |  | 1
EQ015713 |  | Vacuum Pump |  | Vacuum Pump | Pfeiffer | Kortekaas, R | VU/F/BETA/N&S/AML | WN.G179 | - |  |  |  | 1
EQ015712 |  | Extension Cable |  | Extension Cable | VU | Kortekaas, R | VU/F/BETA/N&S/AML | WN.G179 | - |  |  |  | 1
EQ015711 |  | Extension Cable |  | Extension Cable | VU | Kortekaas, R | VU/F/BETA/N&S/AML | WN.G179 | - |  |  |  | 1
EQ015710 |  | Oscilloscope |  | Oscilloscope | Tektronix | Kortekaas, R | VU/F/BETA/N&S/AML | WN.G179 | - |  |  |  | 1 | TDS210C
EQ015709 |  | Control Unit |  | Gain Control Box | VU | Kortekaas, R | VU/F/BETA/N&S/AML | WN.G179 | - |  |  |  | 1
EQ015708 |  | Power Supply |  | HV Supply | VU | Kortekaas, R | VU/F/BETA/N&S/AML | WN.G179 | - |  |  |  | 1
EQ015707 | He MCP | Power Supply |  | HV Supply | VU | Kortekaas, R | VU/F/BETA/N&S/AML | WN.G179 | - |  |  |  | 1
EQ015706 |  | Isolator |  | Laminar Flow Isolator | Newport | Kortekaas, R | VU/F/BETA/N&S/AML | WN.G179 | - |  |  |  | 1 | High Performance Laminar Flow Isolator I-2000 Series
EQ015705 | Ion MCP | Power Supply |  | HV Supply | VU | Kortekaas, R | VU/F/BETA/N&S/AML | WN.G179 | - |  |  |  | 1
EQ015704 | Block ODT2 fiber exit | Shutter Driver |  | Shutter Driver | UniBlitz | Kortekaas, R | VU/F/BETA/N&S/AML | WN.G179 | - |  |  |  | 1 | VCM-D1
EQ015703 | Block ODT1 fiber exit | Shutter Driver |  | Shutter Driver | UniBlitz | Kortekaas, R | VU/F/BETA/N&S/AML | WN.G179 | - |  |  |  | 1 | VCM-D1
EQ015702 |  | Isolator |  | Laminar Flow Isolator | Newport | Kortekaas, R | VU/F/BETA/N&S/AML | WN.G179 | - |  |  |  | 1 | High Performance Laminar Flow Isolator I-2000 Series
EQ015701 |  | Extension Cable |  | Extension Cable | VU | Kortekaas, R | VU/F/BETA/N&S/AML | WN.G179 | - |  |  |  | 1
EQ015700 | Horizontal B-Field Compensation | Power Supply |  | Power Supply | Delta Elektronika | Kortekaas, R | VU/F/BETA/N&S/AML | WN.G179 | - |  |  |  | 1 | ES 030-10
EQ015699 |  | Power Supply |  | Power Supply | Delta Elektronika | Kortekaas, R | VU/F/BETA/N&S/AML | WN.G179 | - |  |  |  | 1 | ES 015-10
EQ015698 | MOT RF | Power Supply |  | Regulated DC Power Supply | Voltcraft | Kortekaas, R | VU/F/BETA/N&S/AML | WN.G179 | - |  |  |  | 1 | PS-1302 D
EQ015697 | Axis B Field Compensation | Power Supply |  | Power Supply | Delta Elektronika | Kortekaas, R | VU/F/BETA/N&S/AML | WN.G179 | - |  |  |  | 1 | ES 015-10
EQ015696 | ZS 2 B Field Compensation | Power Supply |  | Power Supply | Delta Elektronika | Kortekaas, R | VU/F/BETA/N&S/AML | WN.G179 | - |  |  |  | 1 | ES 015-10
EQ015695 | MOT RF | Laser Controller Unit |  | Model DE Deflector Driver | IntraAction Corp. | Kortekaas, R | VU/F/BETA/N&S/AML | WN.G179 | - |  |  |  | 1
EQ015694 |  | Laser Controller Unit |  | Laser Control Unit | VU | Kortekaas, R | VU/F/BETA/N&S/AML | WN.G179 | - |  |  |  | 1
EQ015693 |  | Laser Controller Unit |  | Laser Control Unit | VU | Kortekaas, R | VU/F/BETA/N&S/AML | WN.G179 | - |  |  |  | 1
EQ015692 |  | Optical Shutter |  | Laser Shutter System | Stanford Research Systems (SRS) | Kortekaas, R | VU/F/BETA/N&S/AML | WN.G179 | - |  |  |  | 1 | SR474 Four Channel Shutter
EQ015691 | HeRb | Power Supply |  | Power Supply | Delta Elektronika | Kortekaas, R | VU/F/BETA/N&S/AML | WN.G179 | - |  |  |  | 1 | ES 030-5
EQ015690 | ZS 2 | Power Supply |  | Power Supply | Delta Elektronika | Kortekaas, R | VU/F/BETA/N&S/AML | WN.G179 | - |  |  |  | 1 | ES 015-10
EQ015689 | Vertical B-Field Compensation | Power Supply |  | Power Supply | Delta Elektronika | Kortekaas, R | VU/F/BETA/N&S/AML | WN.G179 | - |  |  |  | 1 | E 015-10
EQ015688 |  | Control Unit |  | Ionization Gauge Controller | Granville-Phillips | Kortekaas, R | VU/F/BETA/N&S/AML | WN.G179 | - |  |  |  | 1 | 350
EQ015687 | ZS Chamber | Pump Controller |  | Turbo Pump Controller | Pfeiffer | Kortekaas, R | VU/F/BETA/N&S/AML | WN.G179 | - |  |  |  | 1 | DCU
EQ015686 | Main Chamber; Big Turbo | Pump Controller |  | Turbo Pump Controller | Pfeiffer | Kortekaas, R | VU/F/BETA/N&S/AML | WN.G179 | - |  |  |  | 1 | DCU
EQ015685 |  | Optical Shutter |  | Laser Shutter System | Stanford Research Systems (SRS) | Kortekaas, R | VU/F/BETA/N&S/AML | WN.G179 | - |  |  |  | 1 | SR474 Four Channel Shutter
EQ015684 | 010206; Main + ZS Backing | Pump Controller |  | Turbo Pump Controller | Pfeiffer | Kortekaas, R | VU/F/BETA/N&S/AML | WN.G179 | - |  |  |  | 1 | DCU
EQ015683 |  | Terminal Block |  | Terminal Block | VU | Kortekaas, R | VU/F/BETA/N&S/AML | WN.G179 | - |  |  |  | 1
EQ015682 | Dev 3 | Connecting Unit |  | Connector Box | National Instruments | Kortekaas, R | VU/F/BETA/N&S/AML | WN.G179 | - |  |  |  | 1 | BNC-2110
EQ015681 |  | Router/Switch |  | Switch Box | VU | Kortekaas, R | VU/F/BETA/N&S/AML | WN.G179 | - |  |  |  | 1
EQ015680 |  | Power Supply |  | Power Supply | Innotec | Kortekaas, R | VU/F/BETA/N&S/AML | WN.G179 | - |  |  |  | 1 | LAB 2K5
EQ015679 |  | Power Supply |  | Power Supply | VU | Kortekaas, R | VU/F/BETA/N&S/AML | WN.G179 | - |  |  |  | 1
EQ015678 | Dev 2 | Connecting Unit |  | Connector Box | National Instruments | Kortekaas, R | VU/F/BETA/N&S/AML | WN.G179 | - |  |  |  | 1 | BNC-2110
EQ015677 | HeRb | Power Supply |  | Power Supply Delta Elek | Delta Elektronika | Kortekaas, R | VU/F/BETA/N&S/AML | WN.G179 | - |  |  |  | 1 | Es 015-10
EQ015676 |  | Shutter Driver |  | Shutter Driver | UniBlitz | Kortekaas, R | VU/F/BETA/N&S/AML | WN.G179 | - |  |  |  | 1 | VCM-D1
EQ015675 | HeRb | Power Supply |  | Power Supply EA | Elektro-Automatik (EA) | Kortekaas, R | VU/F/BETA/N&S/AML | WN.G179 | - |  |  |  | 1 | EA-PS 3032-05 B
EQ015674 |  | Extension Cable |  | Extension Cable | VU | Kortekaas, R | VU/F/BETA/N&S/AML | WN.G179 | - |  |  |  | 1
EQ015673 | 011708 | Pump Controller |  | Pressure Controller | Pfeiffer | Kortekaas, R | VU/F/BETA/N&S/AML | WN.G179 | - |  |  |  | 1 | MaxiGauge
EQ015672 |  | Vacuum Pump |  | Vacuum Pump | Pfeiffer | Kortekaas, R | VU/F/BETA/N&S/AML | WN.G179 | - |  |  |  | 1 | Pfeiffer Vacuum
EQ015671 | FC Chamber; TURBO 3 | Pump Controller |  | Turbo Pump Controller | Pfeiffer | Kortekaas, R | VU/F/BETA/N&S/AML | WN.G179 | - |  |  |  | 1 | DCU
EQ015670 | Chopper Chamber; TURBO 2 | Pump Controller |  | Turbo Pump Controller | Pfeiffer | Kortekaas, R | VU/F/BETA/N&S/AML | WN.G179 | - |  |  |  | 1 | DCU
EQ015669 | Source Chamber; TURBO 1 | Pump Controller |  | Turbo Pump Controller | Pfeiffer | Kortekaas, R | VU/F/BETA/N&S/AML | WN.G179 | - |  |  |  | 1 | DCU
EQ015668 | Pre-ZS Chamber | Pump Controller |  | Pump Controller | Pfeiffer | Kortekaas, R | VU/F/BETA/N&S/AML | WN.G179 | - |  |  |  | 1 | Single Gauge
EQ015667 |  | Camera |  | InGaAs camera | Xenics | Kortekaas, R | VU/F/BETA/N&S/AML | WN.G179 | - |  |  |  | 1 | Xeva 320 Series
EQ015666 |  | Extension Cable |  | Extension Cable | VU | Kortekaas, R | VU/F/BETA/N&S/AML | WN.G179 | - |  |  |  | 1
EQ015665 |  | Laser Controller Unit |  | Laser Controller Unit | VU | Kortekaas, R | VU/F/BETA/N&S/AML | WN.G179 | - |  |  |  | 1
EQ015664 | 000771 | Power Supply |  | Power Supply | VU | Kortekaas, R | VU/F/BETA/N&S/AML | WN.G179 | - |  |  |  | 1
EQ015663 |  | Laser Controller Unit |  | Laser Controller | High Laser | Kortekaas, R | VU/F/BETA/N&S/AML | WN.KA173 | - |  |  |  | 1 | IC-1064-3000
EQ015662 | PC 0 | Trigger pulse interface |  | Pulse Slicing System | Lasermetrics | Kortekaas, R | VU/F/BETA/N&S/AML | WN.KA173 | - |  |  |  | 1 | 5046E PEN
EQ015661 |  | Laser Controller Unit |  | Control Box | VU | Kortekaas, R | VU/F/BETA/N&S/AML | WN.KA173 | - |  |  |  | 1
EQ015660 |  | Laser power meter |  | Power Control Box | VU | Kortekaas, R | VU/F/BETA/N&S/AML | WN.KA173 | - |  |  |  | 1
EQ015659 |  | Extension Cable |  | Extension cable | VU | Kortekaas, R | VU/F/BETA/N&S/AML | WN.KA173 | - |  |  |  | 1
EQ015658 |  | Light Source |  | Christmas Lights | takanella | Charmant, Anita | VU/F/BETA/Bedrijfsvoering/Huisvesting | WN.C153 | - |  |  |  | 1 | ls050
EQ015657 | MOT AOM Driver | Shutter Driver |  | Deflector Driver | IntraAction Corp. | Kortekaas, R | VU/F/BETA/N&S/AML | WN.G179 | - |  |  |  | 1
EQ015656 | Imaging AOM Driver | Shutter Driver |  | Deflector Driver | IntraAction Corp. | Kortekaas, R | VU/F/BETA/N&S/AML | WN.G179 | - |  |  |  | 1
EQ015655 | AOM Power Supply | Power Supply |  | Power Supply | Delta Elektronika | Kortekaas, R | VU/F/BETA/N&S/AML | WN.G179 | - |  |  |  | 1 | E 030-1
EQ015654 | HeRb | Power Supply |  | Power Supply | Voltcraft | Kortekaas, R | VU/F/BETA/N&S/AML | WN.G179 | - |  |  |  | 1 | SPS 1525 PFC
EQ015653 |  | Signal Generator |  | Noise Generator | Hewlett Packard (HP) | Limburg, Rob | VU/F/BETA/TC/Electronica | WN.P043 | - |  |  |  | 1 | 3722A
EQ015652 | 021336; HP225 | Computer |  | HP Computer | Hewlett Packard (HP) | Kortekaas, R | VU/F/BETA/N&S/AML | WN.G179 | - |  |  |  | 1
EQ015651 |  | Computer Monitor |  | HP Monitor | Hewlett Packard (HP) | Kortekaas, R | VU/F/BETA/N&S/AML | WN.G179 | - |  |  |  | 1
EQ015650 |  | Power Supply |  | Power Supply | Oltronix | Kortekaas, R | VU/F/BETA/N&S/AML | WN.G179 | - |  |  |  | 1 | A34K-40R
EQ015649 |  | Power Supply |  | Power Supply E060-6R | Delta Elektronika | Limburg, Rob | VU/F/BETA/TC/Electronica | WN.P043 | - |  |  |  | 1 | E 060-6 R
EQ015648 |  | Oscilloscope |  | Oscilloscope 2212 | Tektronix | Limburg, Rob | VU/F/BETA/TC/Electronica | WN.P043 | - |  |  |  | 1 | 2212
EQ015647 |  | Oscilloscope |  | Oscilloscope | Tektronix | Kortekaas, R | VU/F/BETA/N&S/AML | WN.G179 | - |  |  |  | 1 | MSO Mixed Signal
EQ015646 |  | Laser |  | Dye Laser | LIOP-TEC | Kortekaas, R | VU/F/BETA/N&S/AML | WN.G179 | - |  |  |  | 1
EQ015645 |  | Laser |  | Dye Laser | LIOP-TEC | Kortekaas, R | VU/F/BETA/N&S/AML | WN.G179 | - |  |  |  | 1
EQ015644 |  | Laser Dye |  | Laser Dye Circulator | LIOP-TEC | Kortekaas, R | VU/F/BETA/N&S/AML | WN.G179 | - |  |  |  | 1
EQ015643 |  | Laser Dye |  | Laser Dye Circulator | LIOP-TEC | Kortekaas, R | VU/F/BETA/N&S/AML | WN.G179 | - |  |  |  | 1
EQ015642 | 001156 | Control Unit |  | Control Unit | VU | Kortekaas, R | VU/F/BETA/N&S/AML | WN.G179 | - |  |  |  | 1
EQ015641 |  | Pressure controller |  | Piezo Controller | VU | Kortekaas, R | VU/F/BETA/N&S/AML | WN.G179 | - |  |  |  | 1
EQ015640 |  | Control Unit |  | Cavity - Lockbox | VU | Kortekaas, R | VU/F/BETA/N&S/AML | WN.G179 | - |  |  |  | 1
EQ015639 |  | Extension Cable |  | Extension Cable | VU | Kortekaas, R | VU/F/BETA/N&S/AML | WN.G179 | - |  |  |  | 1
EQ015638 |  | Transformer |  | Transformer | Intelecsa | Kortekaas, R | VU/F/BETA/N&S/AML | WN.G179 | - |  |  |  | 1
EQ015637 |  | Amplifier |  | Transducer Amplifier | Afdeling Elektronica Faculteit Biologie VU | Koene, JM | VU/F/BETA/CNCR | WN.P043 | - |  |  |  | 1 | Force/length practicum transducerversterker
EQ015636 |  | Control Unit |  | Control Unit | VU | Limburg, Rob | VU/F/BETA/TC/Electronica | WN.P043 | - |  |  |  | 1 | 921008
EQ015635 |  | Amplifier |  | Transducer Amplifier | Afdeling Elektronica Faculteit Biologie VU | Koene, JM | VU/F/BETA/CNCR | WN.P043 | - |  |  |  | 1 | Force/Length practicum transducer amplifier
EQ015634 |  | Laser |  | Dye Laser | LIOP-TEC | Kortekaas, R | VU/F/BETA/N&S/AML | WN.G179 | - |  |  |  | 1
EQ015633 |  | Temperature Control Module |  | Temperature Controller | Spectra Physics | Kortekaas, R | VU/F/BETA/N&S/AML | WN.G179 | - |  |  |  | 1
EQ015632 |  | Laser |  | Quanta-Ray Laser | Spectra Physics | Kortekaas, R | VU/F/BETA/N&S/AML | WN.G179 | - |  |  |  | 1 | 6300
EQ015631 |  | Laser |  | Quanta-Ray Laser GCR | Spectra Physics | Kortekaas, R | VU/F/BETA/N&S/AML | WN.G179 | - |  |  |  | 1 | GCR Series
EQ015630 |  | Laser |  | Quanta-Ray Laser | Spectra Physics | Kortekaas, R | VU/F/BETA/N&S/AML | WN.G179 | - |  |  |  | 1 | 6300
EQ015629 |  | Control Unit |  | Control Unit | VU | Kortekaas, R | VU/F/BETA/N&S/AML | WN.G179 | - |  |  |  | 1
EQ015628 |  | Signal Generator |  | Pulse Generator | VU | Kortekaas, R | VU/F/BETA/N&S/AML | WN.G179 | - |  |  |  | 1
EQ015627 |  | Laser Dye |  | Quanta-Ray Dye Circulator | Spectra Physics | Kortekaas, R | VU/F/BETA/N&S/AML | WN.G179 | - |  |  |  | 1 | Quanta-Ray
EQ015626 |  | Power Supply |  | High Voltage Power Supply Module | Iseg | Kortekaas, R | VU/F/BETA/N&S/AML | WN.G179 | - |  |  |  | 1
EQ015625 | 008419 | Temperature Control Module |  | Thermostat Controller | FHI Elab | Kortekaas, R | VU/F/BETA/N&S/AML | WN.G179 | - |  |  |  | 1
EQ015624 | 33-2426 | Amplifier |  | Current Probe Amplifier 134 | Tektronix | Limburg, Rob | VU/F/BETA/TC/Electronica | WN.P043 | - |  |  |  | 1 | 134
EQ015623 |  | Power Supply |  | Power Supply | FHI Elab | Kortekaas, R | VU/F/BETA/N&S/AML | WN.G179 | - |  |  |  | 1
EQ015622 |  | Signal Generator |  | Pulse Generator | VU | Kortekaas, R | VU/F/BETA/N&S/AML | WN.G179 | - |  |  |  | 1
EQ015621 |  | Test Probe |  | AC Current Probe P6022 | Tektronix | Limburg, Rob | VU/F/BETA/TC/Electronica | WN.P043 | - |  |  |  | 1 | P6022
EQ015620 |  | Oscilloscope |  | Oscilloscope | Tektronix | Kortekaas, R | VU/F/BETA/N&S/AML | WN.G179 | - |  |  |  | 1 | MSO 2024B Mixed Signal Oscilloscope
EQ015619 |  | Laser |  | Laser | Spectra Physics | Kortekaas, R | VU/F/BETA/N&S/AML | WN.G179 | - |  |  |  | 1
EQ015618 |  | Laser Controller Unit |  | Quanta-Ray Controller | Spectra Physics | Kortekaas, R | VU/F/BETA/N&S/AML | WN.G179 | - |  |  |  | 1 | Quanta-Ray
EQ015617 |  | Power Supply |  | Laser Power Supply | Spectra Physics | Kortekaas, R | VU/F/BETA/N&S/AML | WN.G179 | - |  |  |  | 1
EQ015616 |  | Power Supply |  | Laser Power Supply | Spectra Physics | Kortekaas, R | VU/F/BETA/N&S/AML | WN.G179 | - |  |  |  | 1
EQ015615 | 003444 | Oscilloscope |  | Oscilloscope | Lecroy | Kortekaas, R | VU/F/BETA/N&S/AML | WN.G179 | - |  |  |  | 1 | 9360
EQ015614 |  | Laser Dye |  | Quanta-Ray Dye Circulator | Spectra Physics | Kortekaas, R | VU/F/BETA/N&S/AML | WN.G179 | - |  |  |  | 0 | TSC-2
EQ015613 | 010991 | Control Unit |  | Diode Controller Unit | VU | Kortekaas, R | VU/F/BETA/N&S/AML | WN.G179 | - |  |  |  | 1
EQ015612 |  | Vacuum Pump |  | Direct-Drive Pump | Leybold | Kortekaas, R | VU/F/BETA/N&S/AML | WN.G179 | - |  |  |  | 1
EQ015611 |  | Electric Motor |  | Single-Phase Motor | ATB | Kortekaas, R | VU/F/BETA/N&S/AML | WN.G179 | - |  |  |  | 1
EQ015610 |  | Fan |  | Fan | Honeywell | Kortekaas, R | VU/F/BETA/N&S/AML | WN.G179 | - |  |  |  | 1
EQ015609 |  | Extension Cable |  | Extension Cable | VU | Kortekaas, R | VU/F/BETA/N&S/AML | WN.G179 | - |  |  |  | 1
EQ015608 |  | Power Supply |  | Power Supply | VU | Kortekaas, R | VU/F/BETA/N&S/AML | WN.G179 | - |  |  |  | 1
EQ015607 | 003417 | Laser Controller Unit |  | 16-15 MCP Supply | VU | Kortekaas, R | VU/F/BETA/N&S/AML | WN.G179 | - |  |  |  | 1
EQ015606 | 003422 | Laser Controller Unit |  | Power Supply & Voltage Monitor | VU | Kortekaas, R | VU/F/BETA/N&S/AML | WN.G179 | - |  |  |  | 1
EQ015605 | 000834 | Laser Controller Unit |  | Fast High Voltage Switches | VU | Kortekaas, R | VU/F/BETA/N&S/AML | WN.G179 | - |  |  |  | 1
EQ015604 |  | Pump Controller |  | Turbo Pump Controller | Pfeiffer | Kortekaas, R | VU/F/BETA/N&S/AML | WN.G179 | - |  |  |  | 1 | DCU
EQ015603 | 010996 | Pump Controller |  | Single Gauge Controller | Pfeiffer | Kortekaas, R | VU/F/BETA/N&S/AML | WN.G179 | - |  |  |  | 1 | Single Gauge
EQ015602 |  | Pump Controller |  | Single Gauge Controller | Pfeiffer | Kortekaas, R | VU/F/BETA/N&S/AML | WN.G179 | - |  |  |  | 1 | Single Gauge
EQ015601 |  | Pump Controller |  | Single Gauge Controller | Pfeiffer | Kortekaas, R | VU/F/BETA/N&S/AML | WN.G179 | - |  |  |  | 1 | Single Gauge
EQ015600 |  | Signal Generator |  | Synthesized Function Generator | Stanford Research Systems (SRS) | Kortekaas, R | VU/F/BETA/N&S/AML | WN.G179 | - |  |  |  | 1 | DS345
EQ015599 | 001128 | Signal Generator |  | Sweep/Function Generator | Protek | Kortekaas, R | VU/F/BETA/N&S/AML | WN.G179 | - |  |  |  | 1 | 9205
EQ015598 |  | Extension Cable |  | Extension Cable | VU | Kortekaas, R | VU/F/BETA/N&S/AML | WN.G179 | - |  |  |  | 1
EQ015597 |  | Extension Cable |  | Extension Cable | VU | Kortekaas, R | VU/F/BETA/N&S/AML | WN.G179 | - |  |  |  | 0
EQ015596 |  | Fan |  | Fan | Tristar | Kortekaas, R | VU/F/BETA/N&S/AML | WN.G179 | - |  |  |  | 1
EQ015595 |  | Fan |  | Fan | Tristar | Kortekaas, R | VU/F/BETA/N&S/AML | WN.G179 | - |  |  |  | 1
EQ015594 |  | Fan |  | Fan | Tristar | Kortekaas, R | VU/F/BETA/N&S/AML | WN.G179 | - |  |  |  | 1
EQ015593 | ANRC 2 | Medical Scanner |  | Bodystat | BodyStat Ltd | Veldman, Ilse | VU/F/BETA/AGW/VenG | MF.B455 | - |  |  |  | 1 | Bodystat 1500MDD
EQ015592 |  | Temperature Control Module |  | Temperature Controller | VU | Kortekaas, R | VU/F/BETA/N&S/AML | WN.G179 | - |  |  |  | 1
EQ015591 | 043503 | Computer Monitor |  | Computer Monitor HP | Hewlett Packard (HP) | Veldman, Ilse | VU/F/BETA/AGW/VenG | MF.B455 | - |  |  |  | 1
EQ015590 |  | Computer Monitor |  | Dell Monitor | Dell | Kortekaas, R | VU/F/BETA/N&S/AML | WN.G179 | - |  |  |  | 1
EQ015589 |  | Oscilloscope |  | Oscilloscope | Tektronix | Kortekaas, R | VU/F/BETA/N&S/AML | WN.G179 | - |  |  |  | 1 | TDS214 Four Channel
EQ015588 | ANCR 5 | Nutritional Assessment Platform |  | Portable Personal Scale/BMI | Marsden | Veldman, Ilse | VU/F/BETA/AGW/VenG | MF.B455 | - |  |  |  | 1 | MPCS
EQ015587 | ANRC 6 | Nutritional Assessment Platform |  | Portable Personal Scale/BMI | Marsden | Veldman, Ilse | VU/F/BETA/AGW/VenG | MF.B455 | - |  |  |  | 1 | MPCS
EQ015586 |  | Control Unit |  | Cavity - Lockbox | VU | Kortekaas, R | VU/F/BETA/N&S/AML | WN.G179 | - |  |  |  | 1
EQ015585 | ANRC 6 | Nutritional Assessment Platform |  | Portable Personal Scale/BMI | Marsden | Veldman, Ilse | VU/F/BETA/AGW/VenG | MF.B455 | - |  |  |  | 1 | MPCS
EQ015584 | 005686 | Signal Generator |  | Repeller & Extractor Switch | VU | Kortekaas, R | VU/F/BETA/N&S/AML | WN.G179 | - |  |  |  | 1
EQ015583 |  | Laser Controller Unit |  | Laser Controller Unit | Spectra Physics | Kortekaas, R | VU/F/BETA/N&S/AML | WN.G179 | - |  |  |  | 1 | Quanta-Ray
EQ015582 | ANRC 3 | Medical Scanner |  | Bodystat | BodyStat Ltd | Veldman, Ilse | VU/F/BETA/AGW/VenG | MF.B455 | - |  |  |  | 1 | Bodystat 1500MDD
EQ015581 |  | Water Bath |  | Water Bath | Neslab | Kortekaas, R | VU/F/BETA/N&S/AML | WN.G179 | - |  |  |  | 1 | RTE-200
EQ015580 | ANRC 4 | Medical Scanner |  | Bodystat | BodyStat Ltd | Veldman, Ilse | VU/F/BETA/AGW/VenG | MF.B455 | - |  |  |  | 1 | Bodystat 1500MDD
EQ015579 |  | Laser |  | Laser | Spectra Physics | Kortekaas, R | VU/F/BETA/N&S/AML | WN.G179 | - |  |  |  | 1
EQ015578 |  | Blood Pressure Monitor |  | Automatic Blood Pressure Monitor | Omron | Veldman, Ilse | VU/F/BETA/AGW/VenG | MF.B455 | - |  |  |  | 1 | M7
EQ015577 |  | Blood Pressure Monitor |  | Automatic Blood Pressure Monitor | Omron | Veldman, Ilse | VU/F/BETA/AGW/VenG | MF.B455 | - |  |  |  | 1 | M7
EQ015576 |  | Blood Pressure Monitor |  | Automatic Blood Pressure Monitor | Omron | Veldman, Ilse | VU/F/BETA/AGW/VenG | MF.B455 | - |  |  |  | 1 | M7
EQ015575 |  | Blood Pressure Monitor |  | Automatic Blood Pressure Monitor | Omron | Veldman, Ilse | VU/F/BETA/AGW/VenG | MF.B455 | - |  |  |  | 1 | M7
EQ015574 |  | Power Supply |  | Laser Power Supply | Spectra Physics | Kortekaas, R | VU/F/BETA/N&S/AML | WN.G179 | - |  |  |  | 1
EQ015573 |  | Oscilloscope |  | Oscilloscope | Lecroy | Kortekaas, R | VU/F/BETA/N&S/AML | WN.G179 | - |  |  |  | 1 | Waverunner LT372
EQ015572 |  | Extension Cable |  | Extension Cable | VU | Kortekaas, R | VU/F/BETA/N&S/AML | WN.G179 | - |  |  |  | 1
EQ015571 |  | Medical Apparatus |  | Leg Extension Device | VU | Veldman, Ilse | VU/F/BETA/AGW/VenG | MF.B455 | - |  |  |  | 1
EQ015570 |  | Extension Cable |  | Extension Cable | VU | Veldman, Ilse | VU/F/BETA/AGW/VenG | MF.B455 | - |  |  |  | 1
EQ015569 |  | Power Supply |  | Power Supply | Delta Elektronika | Kortekaas, R | VU/F/BETA/N&S/AML | WN.G179 | - |  |  |  | 1 | E030-1
EQ015568 | 012740 | Computer Monitor |  | Computer Monitor Dell | Dell | Veldman, Ilse | VU/F/BETA/AGW/VenG | MF.B455 | - |  |  |  | 1
EQ015567 |  | Extension Cable |  | Extension Cable | VU | Kortekaas, R | VU/F/BETA/N&S/AML | WN.G179 | - |  |  |  | 1
EQ015566 | Installed; | Computer |  | PC HP | Hewlett Packard (HP) | Veldman, Ilse | VU/F/BETA/AGW/VenG | MF.B455 | - |  |  |  | 1 | ProDesk 600 G1 SFF
EQ015565 |  | Light Source |  | Christmas Lights | takanella | Charmant, Anita | VU/F/BETA/Bedrijfsvoering/Huisvesting | WN.C153 | - |  |  |  | 1 | AX8206025
EQ015564 |  | Transformer |  | Medical Isolation Transformer | Toroid | Veldman, Ilse | VU/F/BETA/AGW/VenG | MF.B455 | - |  |  |  | 1 | ISB-060M
EQ015563 |  | Computer |  | PC HP | Hewlett Packard (HP) | Veldman, Ilse | VU/F/BETA/AGW/VenG | MF.B455 | - |  |  |  | 1 | Compaq 6005 Pro Microtower
EQ015562 |  | Printer |  | Printer HP | Hewlett Packard (HP) | Veldman, Ilse | VU/F/BETA/AGW/VenG | MF.B455 | - |  |  |  | 1 | Deskjet 6940
EQ015561 |  | Computer Monitor |  | Computer Monitor Viewsonic | ViewSonic | Veldman, Ilse | VU/F/BETA/AGW/VenG | MF.B455 | - |  |  |  | 1 | VS13021
EQ015560 |  | Nutritional Assessment Platform |  | Bod Pod | Life Measurement Inc. | Veldman, Ilse | VU/F/BETA/AGW/VenG | MF.B455 | - |  |  |  | 1 | Bod Pod 2007A
EQ015559 |  | Blender |  | Juicer/Blender | Moulinex | Veldman, Ilse | VU/F/BETA/AGW/VenG | MF.B455 | - |  |  |  | 1 | PA 1A
EQ015558 |  | Boiler |  | Boiler | Daalderop (itho) | Veldman, Ilse | VU/F/BETA/AGW/VenG | MF.B455 | - |  |  |  | 1 | Close-in 15
EQ015557 |  | Dishwasher |  | Dishwasher | Siemens | Veldman, Ilse | VU/F/BETA/AGW/VenG | MF.B455 | - |  |  |  | 1
EQ015556 |  | Microwave oven |  | Microwave Oven | Etna | Veldman, Ilse | VU/F/BETA/AGW/VenG | MF.B455 | - |  |  |  | 1
EQ015555 |  | Kettle |  | Kettle | Kema Keur | Veldman, Ilse | VU/F/BETA/AGW/VenG | MF.B455 | - |  |  |  | 1 | 80.00.7010
EQ015554 |  | Kettle |  | Kettle | Kema Keur | Veldman, Ilse | VU/F/BETA/AGW/VenG | MF.B455 | - |  |  |  | 1 | 80.00.7010
EQ015553 |  | Oven |  | Oven/Stove | Smeg | Veldman, Ilse | VU/F/BETA/AGW/VenG | MF.B455 | - |  |  |  | 1
EQ015552 |  | Fridge |  | Fridge | Whirlpool | Veldman, Ilse | VU/F/BETA/AGW/VenG | MF.B455 | - |  |  |  | 1
EQ015551 | 2 | Balance |  | Balance Kern | Kern | Veldman, Ilse | VU/F/BETA/AGW/VenG | MF.B455 | - |  |  |  | 1 | FCE6K2
EQ015550 | 1 | Balance |  | Balance Kern | Kern | Veldman, Ilse | VU/F/BETA/AGW/VenG | MF.B455 | - |  |  |  | 1 | FCE6K2
EQ015549 |  | Balance |  | Balance Kern | Kern | Veldman, Ilse | VU/F/BETA/AGW/VenG | MF.B455 | - |  |  |  | 1 | FOB 3K1
EQ015548 |  | Balance |  | Balance Kern | Kern | Veldman, Ilse | VU/F/BETA/AGW/VenG | MF.B455 | - |  |  |  | 1 | FOB 3K1
EQ015547 |  | Balance |  | Balance Kern | Kern | Veldman, Ilse | VU/F/BETA/AGW/VenG | MF.B455 | - |  |  |  | 1 | PFB
EQ015546 |  | Light Source |  | Lamp Red | Ikea | Veldman, Ilse | VU/F/BETA/AGW/VenG | MF.B455 | - |  |  |  | 1 | 304
EQ015545 |  | Light Source |  | Lamp Red | Ikea | Veldman, Ilse | VU/F/BETA/AGW/VenG | MF.B455 | - |  |  |  | 1 | 304
EQ015544 |  | Light Source |  | Lamp | Ikea | Veldman, Ilse | VU/F/BETA/AGW/VenG | MF.B455 | - |  |  |  | 1 | B 0401 LKYTA
EQ015543 | DV13; 376; Chemicals Minus 20; 009981 | Freezer |  | Freezer | Liebherr | Veldman, Ilse | VU/F/BETA/AGW/VenG | MF.B455 | - |  |  |  | 1 | Premium
EQ015542 | Magnetron ANRC; MF B455e | Microwave oven |  | Microwave Oven | Samsung | Veldman, Ilse | VU/F/BETA/AGW/VenG | MF.B455 | - |  |  |  | 1 | Combi
EQ015541 |  | Blood Pressure Monitor |  | Automatic Blood Pressure Monitor | Omron | Veldman, Ilse | VU/F/BETA/AGW/VenG | MF.B455 | - |  |  |  | 1 | 711
EQ015540 |  | Blood Pressure Monitor |  | Automatic Blood Pressure Monitor | Omron | Veldman, Ilse | VU/F/BETA/AGW/VenG | MF.B455 | - |  |  |  | 1 | 711
EQ015539 |  | Adapter |  | Kensington Adapter | Phihong | Veldman, Ilse | VU/F/BETA/AGW/VenG | MF.B455 | - |  |  |  | 1 | PSB05R-050Q
EQ015538 |  | Adapter |  | AC/DC Adapter | Prior | Veldman, Ilse | VU/F/BETA/AGW/VenG | MF.B455 | - |  |  |  | 1 | D41WI150300-23/N
EQ015537 |  | Adapter |  | Omron F Adapter | Omron | Veldman, Ilse | VU/F/BETA/AGW/VenG | MF.B455 | - |  |  |  | 1 | FW 1299
EQ015536 |  | Adapter |  | Omron F Adapter | Omron | Veldman, Ilse | VU/F/BETA/AGW/VenG | MF.B455 | - |  |  |  | 1 | FW 1299
EQ015535 |  | Light Source |  | Christmas Lights | Kema Keur | Veldman, Ilse | VU/F/BETA/AGW/VenG | MF.B455 | - |  |  |  | 1 | GP-SW31CDC0116-P44
EQ015534 |  | Motion Controller/Driver |  | MediaLink Controller | Extron | Veldman, Ilse | VU/F/BETA/AGW/VenG | MF.B455 | - |  |  |  | 1 | MLC 104 IP
EQ015533 | 045724 | Computer |  | Computer HP | Hewlett Packard (HP) | Veldman, Ilse | VU/F/BETA/AGW/VenG | MF.B455 | - |  |  |  | 1
EQ015532 |  | Power/Energy Meter |  | Power Meter | VU | Kortekaas, R | VU/F/BETA/N&S/AML | WN.KA124 | - |  |  |  | 1
EQ015531 |  | Label Writer |  | Label Printer | Phoenix Contact | Limburg, Rob | VU/F/BETA/TC/Electronica | WN.P043 | - |  |  |  | 1 | THERMOMARK GO
EQ015530 | PR-056863 | Label Writer |  | Label Printer | Zebra | Limburg, Rob | VU/F/BETA/TC/Electronica | WN.P043 | - |  |  |  | 1 | ZD420
EQ015529 |  | Label Writer |  | Label Printer | ALTEC | Limburg, Rob | VU/F/BETA/TC/Electronica | WN.P043 | - |  |  |  | 1 | TTP-343
EQ015528 |  | Power Supply |  | Power Supply LLS8008 | TDK Lambda | Limburg, Rob | VU/F/BETA/TC/Electronica | WN.P043 | - |  |  |  | 1 | LLS8008
EQ015527 | 002508 | Multimeter |  | DC-Microvoltmeter | Philips | Limburg, Rob | VU/F/BETA/TC/Electronica | WN.P043 | - |  |  |  | 1 | PM 2434
EQ015526 |  | Temperature Control Module |  | Temperature Controller | Weller | Kortekaas, R | VU/F/BETA/N&S/AML | WN.KA124 | - |  |  |  | 1
EQ015525 |  | Oscilloscope plug-in |  | Sampling sweep unit 7T11 | Tektronix | Limburg, Rob | VU/F/BETA/TC/Electronica | WN.P043 | - |  |  |  | 1 | 7T11
EQ015524 |  | Oscilloscope plug-in |  | Dual Trace Amplifier 7A24 | Tektronix | Limburg, Rob | VU/F/BETA/TC/Electronica | WN.P043 | - |  |  |  | 1 | 7A24
EQ015523 |  | Oscilloscope plug-in |  | 225 MHz Counter/timer plug-in | Tektronix | Limburg, Rob | VU/F/BETA/TC/Electronica | WN.P043 | - |  |  |  | 1 | 7D15
EQ015522 |  | Power Supply |  | Power supply | VU | Kortekaas, R | VU/F/BETA/N&S/AML | WN.KB126 | - |  |  |  | 0
EQ015521 |  | Oscilloscope plug-in |  | Amplifier 7A19 600MHz | Tektronix | Limburg, Rob | VU/F/BETA/TC/Electronica | WN.P043 | - |  |  |  | 1 | 7A19 opt.4
EQ015520 | 33 0064 | Oscilloscope plug-in |  | Calibration Fixture (Tek 7000 series) | Tektronix | Limburg, Rob | VU/F/BETA/TC/Electronica | WN.P043 | - |  |  |  | 1 | 067-0587-01
EQ015519 |  | Oscilloscope |  | Tektronix 7904 mainframe oscilloscope 500MHz | Tektronix | Limburg, Rob | VU/F/BETA/TC/Electronica | WN.P043 | - |  |  |  | 1 | Tektronix 7904 opt 2, 3
EQ015518 |  | Component Tester |  | LCR-9063 Voltcraft LCR meter | Voltcraft | Limburg, Rob | VU/F/BETA/TC/Electronica | WN.P043 | - |  |  |  | 1 | LCR-9063
EQ015517 |  | Laser Amplifier |  | PhotoDiode Amplifier | VU | Kortekaas, R | VU/F/BETA/N&S/AML | WN.KB126 | - |  |  |  | 1
EQ015516 | 001587 | Source Meter |  | SourceMeter 2410 | Keithley | Limburg, Rob | VU/F/BETA/TC/Electronica | WN.P043 | - |  |  |  | 1 | 2410
EQ015515 | 007706, vermist | Power Supply |  | ES 0300-0.45 | Delta Elektronika | Limburg, Rob | VU/F/BETA/TC/Electronica | WN.P043 | - |  |  |  | 1 | ES 0300-0.45
EQ015514 | 000256, vermist | Frequency counter |  | Counter Timer PM6672 | Philips | Limburg, Rob | VU/F/BETA/TC/Electronica | WN.P043 | - |  |  |  | 1 | PM6672
EQ015513 | 008583, vermist | Multimeter |  | 34410A Multimeter | Agilent | Limburg, Rob | VU/F/BETA/TC/Electronica | WN.P043 | - |  |  |  | 1 | 34410A
EQ015512 |  | Laser Controller Unit |  | Laser Diode Driver | SDL | Kortekaas, R | VU/F/BETA/N&S/AML | WN.KB126 | - |  |  |  | 1 | SDL-822
EQ015511 |  | Test Probe |  | High Voltage Probe | Vitrek | Limburg, Rob | VU/F/BETA/TC/Electronica | WN.P043 | - |  |  |  | 1 | HVP-35
EQ015510 |  | Power/Energy Meter |  | Power Meter | VU | Kortekaas, R | VU/F/BETA/N&S/AML | WN.KB126 | - |  |  |  | 1
EQ015509 |  | Power Supply |  | Power supply E0300-0.1 | Delta Elektronika | Limburg, Rob | VU/F/BETA/TC/Electronica | WN.P043 | - |  |  |  | 1 | E 0300-0.1
EQ015508 |  | Other |  | HV Switch 4kV | Elektronica Bèta | Beyer, Maximilian | VU/F/BETA/N&S/AML/2864G | WN.KA133 | - |  |  |  | 1 | 2021-2864-02
EQ015507 |  | Amplifier |  | Ion trap amplifier | VU | Dreissen, Laura | VU/F/BETA/N&S/AML | WN.G179 | - |  |  |  | 1 | 2019-2864-04
EQ015506 | 008075 | Oven |  | Drying and heating chamber | Binder | Limburg, Rob | VU/F/BETA/TC/Electronica | WN.P043B | - |  |  |  | 1 | E 28; 9010-0001
EQ015505 |  | Laser Amplifier |  | Laser Amplifier | Opto Power Company (OPC) | Kortekaas, R | VU/F/BETA/N&S/AML | WN.KB126 | - |  |  |  | 1
EQ015504 |  | Temperature Control Module |  | Temperature Controller | AML | Kortekaas, R | VU/F/BETA/N&S/AML | WN.KB126 | - |  |  |  | 1
EQ015503 |  | Vacuum Pump |  | Vacuum pump | AEG | Kortekaas, R | VU/F/BETA/N&S/AML | WN.KB140 | - |  |  |  | 1
EQ015502 | 000858 | Vacuum Pump |  | Vacuum pump | VU | Kortekaas, R | VU/F/BETA/N&S/AML | WN.KB140 | - |  |  |  | 1
EQ015501 |  | Vacuum Pump |  | Vacuum pump | VU | Kortekaas, R | VU/F/BETA/N&S/AML | WN.KB140 | - |  |  |  | 1
EQ015500 |  | Vacuum Pump |  | Vacuum pump | VU | Kortekaas, R | VU/F/BETA/N&S/AML | WN.KB140 | - |  |  |  | 1
EQ015499 |  | Vacuum Pump |  | Vacuum pump | Vacuubrand | Kortekaas, R | VU/F/BETA/N&S/AML | WN.KB140 | - |  |  |  | 1
EQ015498 |  | Vacuum Pump |  | Vacuum pump | Pfeiffer | Kortekaas, R | VU/F/BETA/N&S/AML | WN.KB140 | - |  |  |  | 1
EQ015497 |  | Vacuum Pump |  | Vacuum pump | Agilent | Kortekaas, R | VU/F/BETA/N&S/AML | WN.KB140 | - |  |  |  | 1 | SH110
EQ015496 |  | Laser power meter |  | Power meter | B.M. Industries | Kortekaas, R | VU/F/BETA/N&S/AML | WN.KA155 | - |  |  |  | 1
EQ015495 |  | Laser power meter |  | Power meter | B.M. Industries | Kortekaas, R | VU/F/BETA/N&S/AML | WN.KA155 | - |  |  |  | 1
EQ015494 |  | Laser power meter |  | Power meter | VU | Kortekaas, R | VU/F/BETA/N&S/AML | WN.KA155 | - |  |  |  | 1
EQ015493 |  | Laser Amplifier |  | Femtometer | Femto Lasers | Kortekaas, R | VU/F/BETA/N&S/AML | WN.KA155 | - |  |  |  | 1 | FM
EQ015492 |  | Laser Amplifier |  | Laser Unit | Femto Lasers | Kortekaas, R | VU/F/BETA/N&S/AML | WN.KA155 | - |  |  |  | 1
EQ015491 |  | Power Supply |  | Power supply | VU | Kortekaas, R | VU/F/BETA/N&S/AML | WN.KA155 | - |  |  |  | 1
EQ015490 |  | Power Supply |  | Power supply | VU | Kortekaas, R | VU/F/BETA/N&S/AML | WN.KA155 | - |  |  |  | 1
EQ015489 |  | Power Supply |  | Power supply | VU | Kortekaas, R | VU/F/BETA/N&S/AML | WN.KA155 | - |  |  |  | 1
EQ015488 |  | Power Supply |  | Power supply | VU | Kortekaas, R | VU/F/BETA/N&S/AML | WN.KA155 | - |  |  |  | 1
EQ015487 |  | Power Supply |  | Power supply | VU | Kortekaas, R | VU/F/BETA/N&S/AML | WN.KA155 | - |  |  |  | 1
EQ015486 |  | Power Supply |  | Power supply | VU | Kortekaas, R | VU/F/BETA/N&S/AML | WN.KA155 | - |  |  |  | 1
EQ015485 |  | Power Supply |  | Power supply | VU | Kortekaas, R | VU/F/BETA/N&S/AML | WN.KA155 | - |  |  |  | 1
EQ015484 |  | Multiple wavelength detector (MWD) |  | Pulse Select | VU | Kortekaas, R | VU/F/BETA/N&S/AML | WN.KA155 | - |  |  |  | 1
EQ015483 |  | Multiple wavelength detector (MWD) |  | Pulse Select | APE/ Angewandte Physik & Elektronik | Kortekaas, R | VU/F/BETA/N&S/AML | WN.KA155 | - |  |  |  | 1
EQ015482 |  | Power Supply |  | Power supply | VU | Kortekaas, R | VU/F/BETA/N&S/AML | WN.KA155 | - |  |  |  | 1
EQ015481 |  | Power Supply |  | Power supply | VU | Kortekaas, R | VU/F/BETA/N&S/AML | WN.KA155 | - |  |  |  | 1
EQ015480 |  | Power Supply |  | Power supply | VU | Kortekaas, R | VU/F/BETA/N&S/AML | WN.KA165 | - |  |  |  | 1
EQ015479 |  | Amplifier |  | Amplifier | Princeton Applied Research (PAR) | Kortekaas, R | VU/F/BETA/N&S/AML | WN.KA165 | - |  |  |  | 1
EQ015478 |  | Power Supply |  | Power meter | VU | Kortekaas, R | VU/F/BETA/N&S/AML | WN.KA165 | - |  |  |  | 1
EQ015477 |  | Temperature Control Module |  | Temperature Controller | VU | Kortekaas, R | VU/F/BETA/N&S/AML | WN.KA165 | - |  |  |  | 1
EQ015476 |  | Power Supply |  | Lockbox | VU | Kortekaas, R | VU/F/BETA/N&S/AML | WN.KA165 | - |  |  |  | 1
EQ015475 |  | Power Supply |  | Power supply | B.M. Industries | Kortekaas, R | VU/F/BETA/N&S/AML | WN.KA165 | - |  |  |  | 1
EQ015474 |  | Laser Controller Unit |  | Diode Laser Control | VU | Kortekaas, R | VU/F/BETA/N&S/AML | WN.KA165 | - |  |  |  | 1
EQ015473 |  | Temperature Control Module |  | Oven control | Spectra Physics | Kortekaas, R | VU/F/BETA/N&S/AML | WN.KA165 | - |  |  |  | 1
EQ015472 |  | Temperature Control Module |  | Oven control | Spectra Physics | Kortekaas, R | VU/F/BETA/N&S/AML | WN.KA165 | - |  |  |  | 1
EQ015471 |  | Laser Controller Unit |  | Controller | B.M. Industries | Kortekaas, R | VU/F/BETA/N&S/AML | WN.KA 163 | - |  |  |  | 1
EQ015470 |  | Laser Controller Unit |  | Controller | B.M. Industries | Kortekaas, R | VU/F/BETA/N&S/AML | WN.KA 163 | - |  |  |  | 1
EQ015469 |  | Laser Controller Unit |  | Diode Laser Control | Toptica | Kortekaas, R | VU/F/BETA/N&S/AML | WN.KA 163 | - |  |  |  | 1
EQ015468 |  | Power Supply |  | Power supply | Menlo Systems Gmbh | Kortekaas, R | VU/F/BETA/N&S/AML | WN.KA173 | - |  |  |  | 1
EQ015467 |  | Temperature Control Module |  | Extension cable | Thermotek | Kortekaas, R | VU/F/BETA/N&S/AML | WN.KA173 | - |  |  |  | 1
EQ015466 |  | Pump Controller |  | Pump | Neslab | Kortekaas, R | VU/F/BETA/N&S/AML | WN.KA173 | - |  |  |  | 1
EQ015465 |  | Temperature Control Module |  | Temperature Controller | Neslab | Kortekaas, R | VU/F/BETA/N&S/AML | WN.KA173 | - |  |  |  | 1
EQ015464 |  | Frequency counter |  | Counter | VU | Kortekaas, R | VU/F/BETA/N&S/AML | WN.KA 163 | - |  |  |  | 1
EQ015463 |  | Power Supply |  | Power supply | Toptica | Kortekaas, R | VU/F/BETA/N&S/AML | WN.KA 163 | - |  |  |  | 1 | DL100
EQ015462 | 003059 | Power Supply |  | Lockbox | VU | Kortekaas, R | VU/F/BETA/N&S/AML | WN.KA 163 | - |  |  |  | 1
EQ015461 | 040458 | Computer |  | Computer | Hewlett Packard (HP) | Kortekaas, R | VU/F/BETA/N&S/AML | WN.KA173 | - |  |  |  | 1
EQ015460 | 049144 | Computer Monitor |  | Computer Screen | Dell | Kortekaas, R | VU/F/BETA/N&S/AML | WN.KA173 | - |  |  |  | 1
EQ015459 | 040422 | Computer Monitor |  | Computer Screen | Hewlett Packard (HP) | Kortekaas, R | VU/F/BETA/N&S/AML | WN.KA173 | - |  |  |  | 1
EQ015458 | 039466 | Computer |  | Computer | Hewlett Packard (HP) | Kortekaas, R | VU/F/BETA/N&S/AML | WN.KA173 | - |  |  |  | 1 | 2240
EQ015457 |  | Computer Monitor |  | Computer Screen | Nec | Kortekaas, R | VU/F/BETA/N&S/AML | WN.KA173 | - |  |  |  | 1
EQ015456 |  | Computer Monitor |  | Computer Screen | Dell | Kortekaas, R | VU/F/BETA/N&S/AML | WN.KA173 | - |  |  |  | 1
EQ015455 |  | Laser power meter |  | Laser Power Meter | VU | Kortekaas, R | VU/F/BETA/N&S/AML | WN.KA173 | - |  |  |  | 1
EQ015454 |  | Power Supply |  | Power supply | Menlo Systems Gmbh | Kortekaas, R | VU/F/BETA/N&S/AML | WN.KA173 | - |  |  |  | 1
EQ015453 |  | Laser Amplifier |  | Amplifier | Menlo Systems Gmbh | Kortekaas, R | VU/F/BETA/N&S/AML | WN.KA173 | - |  |  |  | 1 | TC-1550
EQ015452 |  | Synthesizer |  | Synthesizer | Menlo Systems Gmbh | Kortekaas, R | VU/F/BETA/N&S/AML | WN.KA173 | - |  |  |  | 1 | DDS120
EQ015451 |  | Synthesizer |  | Synthesizer | Menlo Systems Gmbh | Kortekaas, R | VU/F/BETA/N&S/AML | WN.KA173 | - |  |  |  | 1 | DDS120
EQ015450 |  | Temperature Control Module |  | Temperature Controller | Thorlabs | Kortekaas, R | VU/F/BETA/N&S/AML | WN.KA173 | - |  |  |  | 1 | TC 200
EQ015449 |  | Spectrum Analyzer |  | Spectrum analyzer | Hameg | Kortekaas, R | VU/F/BETA/N&S/AML | WN.KA173 | - |  |  |  | 1 | HM5510
EQ015448 |  | Spectrum Analyzer |  | Spectrum analyzer | Hameg | Kortekaas, R | VU/F/BETA/N&S/AML | WN.KA173 | - |  |  |  | 1 | HM5510
EQ015447 | 021284 | Frequency counter |  | Universal Counter | Agilent | Kortekaas, R | VU/F/BETA/N&S/AML | WN.KA173 | - |  |  |  | 1 | 5313 2A
EQ015446 | 021284 | Photon Counter |  | Universal Counter | Hewlett Packard (HP) | Kortekaas, R | VU/F/BETA/N&S/AML | WN.KA173 | - |  |  |  | 1 | 5315A
EQ015445 | 021284 | Computer |  | Computer | Fujitsu | Kortekaas, R | VU/F/BETA/N&S/AML | WN.KA173 | - |  |  |  | 1
EQ015444 |  | Laser Power Sensor |  | Laser Unit | Menlo Systems Gmbh | Kortekaas, R | VU/F/BETA/N&S/AML | WN.KA173 | - |  |  |  | 1
EQ015443 |  | Extension Cable |  | Extension cable | VU | Kortekaas, R | VU/F/BETA/N&S/AML | WN.KA173 | - |  |  |  | 1
EQ015442 |  | Generator |  | Generator | VU | Kortekaas, R | VU/F/BETA/N&S/AML | WN.KA173 | - |  |  |  | 1 | 2011-2864-05
EQ015441 |  | Laser Amplifier |  | PhotoDiode Amplifier | VU | Kortekaas, R | VU/F/BETA/N&S/AML | WN.KA173 | - |  |  |  | 1
EQ015440 |  | Laser Amplifier |  | PhotoDiode Amplifier | VU | Kortekaas, R | VU/F/BETA/N&S/AML | WN.KA173 | - |  |  |  | 1
EQ015439 |  | Power Supply |  | Power supply | VU | Kortekaas, R | VU/F/BETA/N&S/AML | WN.KA173 | - |  |  |  | 1
EQ015438 |  | Frequency counter |  | Counter | VU | Kortekaas, R | VU/F/BETA/N&S/AML | WN.KA 163 | - |  |  |  | 1
EQ015437 |  | Oscilloscope |  | Oscilloscope | Agilent | Kortekaas, R | VU/F/BETA/N&S/AML | WN.KA 163 | - |  |  |  | 1
EQ015436 |  | Oscilloscope |  | Oscilloscope | Agilent | Kortekaas, R | VU/F/BETA/N&S/AML | WN.KA 163 | - |  |  |  | 1 | DSO3202A
EQ015435 |  | Computer Monitor |  | Computer Screen | Hewlett Packard (HP) | Kortekaas, R | VU/F/BETA/N&S/AML | WN.KA 163 | - |  |  |  | 1
EQ015434 |  | Amplifier |  | Frequency Generator/Amplifier | VU | Kortekaas, R | VU/F/BETA/N&S/AML | WN.KA173 | - |  |  |  | 1 | AD9912
EQ015433 |  | Power Supply |  | Lockbox | VU | Kortekaas, R | VU/F/BETA/N&S/AML | WN.KA173 | - |  |  |  | 1
EQ015432 |  | Generator |  | Waveform Generator | Siglent | Kortekaas, R | VU/F/BETA/N&S/AML | WN.KA173 | - |  |  |  | 1 | SDG 2122X
EQ015431 |  | Generator |  | Waveform Generator | Siglent | Kortekaas, R | VU/F/BETA/N&S/AML | WN.KA173 | - |  |  |  | 1 | SVA 1032X
EQ015430 |  | Spectrum Analyzer |  | Spectrum analyzer | Siglent | Kortekaas, R | VU/F/BETA/N&S/AML | WN.KA173 | - |  |  |  | 1 | SVA 1015X
EQ015429 |  | Power Supply |  | Power supply | Delta Elektronika | Kortekaas, R | VU/F/BETA/N&S/AML | WN.KA173 | - |  |  |  | 1 | ES 030-5
EQ015428 |  | Laser Controller Unit |  | Low noise PI controler | VU | Kortekaas, R | VU/F/BETA/N&S/AML | WN.KA173 | - |  |  |  | 1 | 215-2864-01
EQ015427 |  | Amplifier |  | Amplifier | VU | Kortekaas, R | VU/F/BETA/N&S/AML | WN.KA173 | - |  |  |  | 1
EQ015426 |  | Power Supply |  | Phase/Frequency Locking | VU | Kortekaas, R | VU/F/BETA/N&S/AML | WN.KA173 | - |  |  |  | 1 | 20051005
EQ015425 | 007658 | Power Supply |  | Power supply | VU | Kortekaas, R | VU/F/BETA/N&S/AML | WN.KA173 | - |  |  |  | 1 | AD9912
EQ015424 |  | Extension Cable |  | Extension cable | VU | Kortekaas, R | VU/F/BETA/N&S/AML | WN.KA173 | - |  |  |  | 1 | AD9912
EQ015423 |  | Amplifier |  | Frequency Generator/Amplifier | VU | Kortekaas, R | VU/F/BETA/N&S/AML | WN.KA173 | - |  |  |  | 1 | AD9912
EQ015422 |  | Amplifier |  | Frequency Generator/Amplifier | VU | Kortekaas, R | VU/F/BETA/N&S/AML | WN.KA173 | - |  |  |  | 1 | AD9912
EQ015421 |  | Amplifier |  | Frequency Generator/Amplifier | VU | Kortekaas, R | VU/F/BETA/N&S/AML | WN.KA173 | - |  |  |  | 1 | AD9912
EQ015420 |  | Generator |  | Waveform Generator | Siglent | Kortekaas, R | VU/F/BETA/N&S/AML | WN.KA173 | - |  |  |  | 1 | SDG 1062X
EQ015419 |  | Power Supply |  | Power supply | VU | Kortekaas, R | VU/F/BETA/N&S/AML | WN.KA173 | - |  |  |  | 1
EQ015418 |  | Power Supply |  | Power supply | Delta Elektronika | Kortekaas, R | VU/F/BETA/N&S/AML | WN.KA173 | - |  |  |  | 1 | ES 030-5
EQ015417 |  | Laser Controller Unit |  | Diode Laser Control | Toptica | Kortekaas, R | VU/F/BETA/N&S/AML | WN.KA173 | - |  |  |  | 1
EQ015416 |  | Laser Controller Unit |  | Diode Laser Control | Toptica | Kortekaas, R | VU/F/BETA/N&S/AML | WN.KA173 | - |  |  |  | 1
EQ015415 |  | Laser Amplifier |  | PhotoDiode Amplifier | VU | Kortekaas, R | VU/F/BETA/N&S/AML | WN.KA173 | - |  |  |  | 1 | 86122C
EQ015414 |  | Laser Amplifier |  | PhotoDiode Amplifier | VU | Kortekaas, R | VU/F/BETA/N&S/AML | WN.KA173 | - |  |  |  | 1 | 86122C
EQ015413 |  | Laser power meter |  | Multi-Wavelength Meter | Keysight | Kortekaas, R | VU/F/BETA/N&S/AML | WN.KA173 | - |  |  |  | 1 | 86122C
EQ015412 |  | Spectrum Analyzer |  | Spectrum analyzer HP8561E | Hewlett Packard (HP) | Kortekaas, R | VU/F/BETA/N&S/AML | WN.KA173 | - |  |  |  | 1 | 8561E
EQ015411 |  | Power Supply |  | Power supply | VU | Kortekaas, R | VU/F/BETA/N&S/AML | WN.KA173 | - |  |  |  | 1
EQ015410 |  | Extension Cable |  | Extension cable | VU | Kortekaas, R | VU/F/BETA/N&S/AML | WN.KA173 | - |  |  |  | 1
EQ015409 |  | Extension Cable |  | Extension cable | VU | Kortekaas, R | VU/F/BETA/N&S/AML | WN.KA173 | - |  |  |  | 1
EQ015408 |  | Extension Cable |  | Extension cable | VU | Kortekaas, R | VU/F/BETA/N&S/AML | WN.KA173 | - |  |  |  | 1
EQ015407 |  | Laminar Air Flow Cabinet |  | Crossflow cabinet | Bos & Eelman | Kortekaas, R | VU/F/BETA/N&S/AML | WN.KA173 | - |  |  |  | 1
EQ015406 |  | Power Supply |  | Power supply | VU | Kortekaas, R | VU/F/BETA/N&S/AML | WN.KA173 | - |  |  |  | 1
EQ015405 |  | Power Supply |  | Power supply | Voltcraft | Kortekaas, R | VU/F/BETA/N&S/AML | WN.KA173 | - |  |  |  | 1 | PS-1302 D
EQ015404 | 001785, vermist | Multimeter |  | 197A Autoranging uV DMM | Keithley | Limburg, Rob | VU/F/BETA/TC/Electronica | WN.P043 | - |  |  |  | 1 | 197A
EQ015403 |  | Attenuator |  | High Power Attenuator | Rigol | Limburg, Rob | VU/F/BETA/TC/Electronica | WN.P043 | - |  |  |  | 1 | ATT03301H
EQ015402 | Prevac | Pump Controller |  | Pfeiffer Pump Controller | Leybold | Kortekaas, R | VU/F/BETA/N&S/AML | WN.KA173 | - |  |  |  | 1 | Membranovac DM11
EQ015401 |  | Pump Controller |  | Pfeiffer Pump Controller | Pfeiffer | Kortekaas, R | VU/F/BETA/N&S/AML | WN.KA173 | - |  |  |  | 1 | Main Chamber
EQ015400 |  | Pump Controller |  | Pfeiffer Pump Controller | Pfeiffer | Kortekaas, R | VU/F/BETA/N&S/AML | WN.KA173 | - |  |  |  | 1
EQ015399 |  | Extension Cable |  | Extension Cable | VU | Kortekaas, R | VU/F/BETA/N&S/AML | WN.KA173 | - |  |  |  | 1
EQ015398 |  | Ethernet Switch |  | Ethernet Switch | Allied Telesyn | Kortekaas, R | VU/F/BETA/N&S/AML | WN.KA173 | - |  |  |  | 1 | FS708
EQ015397 |  | Signal Generator |  | Signal Generator | Siglent | Kortekaas, R | VU/F/BETA/N&S/AML | WN.KA173 | - |  |  |  | 1 | SSG3021X
EQ015396 |  | Laser Controller Unit |  | ULN Laser Diode Controller | Thorlabs | Kortekaas, R | VU/F/BETA/N&S/AML | WN.KA173 | - |  |  |  | 1 | LDC 202
EQ015395 |  | Temperature Control Module |  | Temperature Controller | VU | Kortekaas, R | VU/F/BETA/N&S/AML | WN.KA173 | - |  |  |  | 1
EQ015394 | 007563; Low Noise Version | Laser Controller Unit |  | Lockbox v4.2 | VU | Kortekaas, R | VU/F/BETA/N&S/AML | WN.KA173 | - |  |  |  | 1 | 20071001
EQ015393 |  | Oscilloscope |  | Oscilloscope | Rohde&Schwarz | Kortekaas, R | VU/F/BETA/N&S/AML | WN.KA173 | - |  |  |  | 1 | RTB-B6
EQ015392 |  | Power Supply |  | EA Power Supply | Elektro-Automatik (EA) | Kortekaas, R | VU/F/BETA/N&S/AML | WN.KA173 | - |  |  |  | 1 | PS-2016-100
EQ015391 | 008532 | Laser Amplifier |  | HV-Amp 150V | VU | Kortekaas, R | VU/F/BETA/N&S/AML | WN.KA173 | - |  |  |  | 1 | 2012-2868-03
EQ015390 |  | Laser Controller Unit |  | ULN Laser Diode Controller | Thorlabs | Kortekaas, R | VU/F/BETA/N&S/AML | WN.KA173 | - |  |  |  | 1 | LDC 201 C
EQ015389 |  | Temperature Control Module |  | Temperature Controller | Thorlabs | Kortekaas, R | VU/F/BETA/N&S/AML | WN.KA173 | - |  |  |  | 1 | TED 200
EQ015388 | 008580 | Temperature Control Module |  | Temperature Controller | VU | Kortekaas, R | VU/F/BETA/N&S/AML | WN.KA173 | - |  |  |  | 1 | 2013-2884-TC1
EQ015387 |  | Optical Unit |  | Optical Head | Lasermetrics | Kortekaas, R | VU/F/BETA/N&S/AML | WN.KA173 | - |  |  |  | 1 | 5046E PEN
EQ015386 |  | Extension Cable |  | Extension Cable | VU | Kortekaas, R | VU/F/BETA/N&S/AML | WN.KA173 | - |  |  |  | 1
EQ015385 |  | Camera |  | High Resolution Scientific Camera | Andor | Kortekaas, R | VU/F/BETA/N&S/AML | WN.KA173 | - |  |  |  | 1 | DU-885K-CS0
EQ015384 |  | Spectrum Analyzer |  | Spectrum Analyzer | Rohde&Schwarz | Kortekaas, R | VU/F/BETA/N&S/AML | WN.KA173 | - |  |  |  | 1 | FPC1000
EQ015383 |  | Extension Cable |  | Extension Cable | VU | Kortekaas, R | VU/F/BETA/N&S/AML | WN.KA173 | - |  |  |  | 1
EQ015382 |  | Laser |  | Laser | Coherent | Kortekaas, R | VU/F/BETA/N&S/AML | WN.G179 | - |  |  |  | 1 | Verdi-V10
EQ015381 |  | Laser |  | Laser | Coherent | Kortekaas, R | VU/F/BETA/N&S/AML | WN.G179 | - |  |  |  | 1 | Verdi-V10
EQ015380 |  | Extension Cable |  | Extension Cable | VU | Kortekaas, R | VU/F/BETA/N&S/AML | WN.KA173 | - |  |  |  | 1
EQ015379 |  | Extension Cable |  | Extension Cable | VU | Kortekaas, R | VU/F/BETA/N&S/AML | WN.KA173 | - |  |  |  | 1
EQ015378 | 040457; Helium+ | Computer |  | Computer HP | Hewlett Packard (HP) | Kortekaas, R | VU/F/BETA/N&S/AML | WN.KA173 | - |  |  |  | 1 | Z240
EQ015377 |  | Computer Monitor |  | Computer Monitor HP | Hewlett Packard (HP) | Kortekaas, R | VU/F/BETA/N&S/AML | WN.KA173 | - |  |  |  | 1 | EliteDisplay E232
EQ015376 |  | Light Source |  | Lamp | VU | Kortekaas, R | VU/F/BETA/N&S/AML | WN.KA173 | - |  |  |  | 1 | Hal
EQ015375 |  | Extension Cable |  | Extension Cable | VU | Kortekaas, R | VU/F/BETA/N&S/AML | WN.KA173 | - |  |  |  | 1
EQ015374 | 054749 | Computer |  | Computer Bluechip | Bluechip | Kortekaas, R | VU/F/BETA/N&S/AML | WN.KA173 | - |  |  |  | 1
EQ015373 |  | Computer Monitor |  | Computer Monitor Dell | Dell | Kortekaas, R | VU/F/BETA/N&S/AML | WN.KA173 | - |  |  |  | 1
EQ015372 |  | Computer Monitor |  | Computer Monitor Dell | Dell | Kortekaas, R | VU/F/BETA/N&S/AML | WN.KA173 | - |  |  |  | 1
EQ015371 |  | Computer Monitor |  | Computer Monitor HP | Hewlett Packard (HP) | Kortekaas, R | VU/F/BETA/N&S/AML | WN.KA173 | - |  |  |  | 1 | HP L1950g
EQ015370 |  | Cooling Unit |  | Chiller | Affinity | Kortekaas, R | VU/F/BETA/N&S/AML | WN.KA173 | - |  |  |  | 1 | 603 539 3600
EQ015369 |  | Laser Controller Unit |  | Laser Controller Unit | Coherent | Kortekaas, R | VU/F/BETA/N&S/AML | WN.G179 | - |  |  |  | 1 | Corana
EQ015368 |  | Laser Controller Unit |  | Laser Controller Unit | Coherent | Kortekaas, R | VU/F/BETA/N&S/AML | WN.G179 | - |  |  |  | 1 | Corana
EQ015367 |  | Laser Controller Unit |  | Laser Controller Unit | Coherent | Kortekaas, R | VU/F/BETA/N&S/AML | WN.G179 | - |  |  |  | 1 | Corana FRU
EQ015366 |  | Cooling Unit |  | Chiller | Affinity | Kortekaas, R | VU/F/BETA/N&S/AML | WN.KA173 | - |  |  |  | 1 | 603 539 3600
EQ015365 |  | Vacuum Pump |  | Pfeiffer Vacuum Pump | Pfeiffer | Kortekaas, R | VU/F/BETA/N&S/AML | WN.KA173 | - |  |  |  | 1 | MVP 055-3
EQ015364 |  | Cooling Unit |  | Cooling Unit | Ekspla | Kortekaas, R | VU/F/BETA/N&S/AML | WN.KA173 | - |  |  |  | 1 | PS 1222 00
EQ015363 |  | Power Supply |  | Power Supply | Ekspla | Kortekaas, R | VU/F/BETA/N&S/AML | WN.KA173 | - |  |  |  | 1 | PS 5012
EQ015362 |  | Spectrum Analyzer |  | Spectrum Analyzer | Agilent | Kortekaas, R | VU/F/BETA/N&S/AML | WN.KA173 | - |  |  |  | 1 | E4440A
EQ015361 | Old Ando; 006698 | Spectrum Analyzer |  | Optical Spectrum Analyzer | Ando | Kortekaas, R | VU/F/BETA/N&S/AML | WN.KA173 | - |  |  |  | 1 | AQ-6315A
EQ015360 |  | Extension Cable |  | Extension Cable | VU | Kortekaas, R | VU/F/BETA/N&S/AML | WN.KA173 | - |  |  |  | 1
EQ015359 |  | Power Supply |  | DC Power Supply | Delta Elektronika | Kortekaas, R | VU/F/BETA/N&S/AML | WN.KA173 | - |  |  |  | 1 | SM 120-13
EQ015358 |  | Laser Controller Unit |  | Laser Controller Unit | Coherent | Kortekaas, R | VU/F/BETA/N&S/AML | WN.G179 | - |  |  |  | 1 | 0174-905-50 VERDI-10W
EQ015357 |  | Laser Controller Unit |  | Laser Controller Unit | Coherent | Kortekaas, R | VU/F/BETA/N&S/AML | WN.G179 | - |  |  |  | 1 | 0174-905-50 VERDI-10W
EQ015356 |  | Clock Divider |  | Dual Clock Divider | VU | Kortekaas, R | VU/F/BETA/N&S/AML | WN.KA173 | - |  |  |  | 1
EQ015355 |  | Electronic Signal Processing Device |  | Signal Processor / Modulator Driver | IntraAction Corp. | Kortekaas, R | VU/F/BETA/N&S/AML | WN.KA173 | - |  |  |  | 1 | ME-802N
EQ015354 | 002098 | Laser Controller Unit |  | Controller Box | VU | Kortekaas, R | VU/F/BETA/N&S/AML | WN.KA173 | - |  |  |  | 1 | Natuurkunde Praktikum
EQ015353 |  | Spectrometer |  | Fiberoptic Spectrometer | Avantes | Kortekaas, R | VU/F/BETA/N&S/AML | WN.KA173 | - |  |  |  | 1 | AVS-S2000
EQ015352 |  | Laser Controller Unit |  | Phase Controller | Thorlabs | Kortekaas, R | VU/F/BETA/N&S/AML | WN.KA173 | - |  |  |  | 1 | PC100
EQ015351 |  | Oscilloscope |  | Oscilloscope | Hameg | Kortekaas, R | VU/F/BETA/N&S/AML | WN.KA173 | - |  |  |  | 1 | HM303-6
EQ015350 |  | Laser Controller Unit |  | Controller Box | VU | Kortekaas, R | VU/F/BETA/N&S/AML | WN.KA173 | - |  |  |  | 1
EQ015349 |  | Frequency counter |  | Frequency Counter | Agilent | Kortekaas, R | VU/F/BETA/N&S/AML | WN.KA173 | - |  |  |  | 1 | 53132A Universal Counter
EQ015348 |  | Oscilloscope |  | Agilent Oscilloscope | Agilent | Kortekaas, R | VU/F/BETA/N&S/AML | WN.KA173 | - |  |  |  | 1 | DSO1002A
EQ015347 |  | Oscilloscope |  | Tektronix Oscilloscope | Tektronix | Kortekaas, R | VU/F/BETA/N&S/AML | WN.KA173 | - |  |  |  | 1 | TDS210
EQ015346 | 008036 | Power Supply |  | Laser and TEC Controller Power Supply | VU | Kortekaas, R | VU/F/BETA/N&S/AML | WN.KA173 | - |  |  |  | 1 | Pump laser diode current driver and TEC controller Power Supply
EQ015345 | 001086 | Power Supply |  | Ultra-Low Noise Current Source | ILX | Kortekaas, R | VU/F/BETA/N&S/AML | WN.KA173 | - |  |  |  | 1 | LDX-3620
EQ015344 |  | Laser Controller Unit |  | Laser Diode Controller | Arrayo Instruments | Kortekaas, R | VU/F/BETA/N&S/AML | WN.KA173 | - |  |  |  | 1 | 6340 / 4A Laser / 60W TEC ComboSource
EQ015343 | 008169 | Power Supply |  | Laser and TEC Controller Power Supply | VU | Kortekaas, R | VU/F/BETA/N&S/AML | WN.KA173 | - |  |  |  | 1 | Pump laser diode current driver and TEC controller Power Supply
EQ015342 |  | Laser Amplifier |  | RF Power Amplifier | IntraAction Corp. | Kortekaas, R | VU/F/BETA/N&S/AML | WN.KA173 | - |  |  |  | 1 | PA-4
EQ015341 |  | Power Supply |  | EA Power Supply | Elektro-Automatik (EA) | Kortekaas, R | VU/F/BETA/N&S/AML | WN.KA173 | - |  |  |  | 1 | PS-2016-100
EQ015340 |  | Laser Controller Unit |  | Lockbox | VU | Kortekaas, R | VU/F/BETA/N&S/AML | WN.KA173 | - |  |  |  | 1 | 20071001
EQ015339 | GPIB4 | Frequency counter |  | Frequency Counter | Agilent | Kortekaas, R | VU/F/BETA/N&S/AML | WN.KA173 | - |  |  |  | 1 | 53131A Universal Counter
EQ015338 | HeRb | Signal Generator |  | Analog Function Generator | GW Instek | Kortekaas, R | VU/F/BETA/N&S/AML | WN.KA173 | - |  |  |  | 1 | GFG-8015G
EQ015337 |  | Trigger pulse interface |  | Digital Delay Generator | Stanford Research Systems (SRS) | Kortekaas, R | VU/F/BETA/N&S/AML | WN.KA173 | - |  |  |  | 1 | DG535
EQ015336 | 007574 | Laser Controller Unit |  | Lockbox v4.2 | VU | Kortekaas, R | VU/F/BETA/N&S/AML | WN.KA173 | - |  |  |  | 1 | 20071001
EQ015335 |  | Power Supply |  | Delta Power Supply | Delta Elektronika | Kortekaas, R | VU/F/BETA/N&S/AML | WN.KA173 | - |  |  |  | 1 | ES 0300 - 0.45
EQ015334 |  | Power/Energy Meter |  | Ophir Laser Power Meter | Ophir | Kortekaas, R | VU/F/BETA/N&S/AML | WN.KA173 | - |  |  |  | 1 | AN/2
EQ015333 |  | Power/Energy Meter |  | Ophir Laser Power Meter | Ophir | Kortekaas, R | VU/F/BETA/N&S/AML | WN.KA173 | - |  |  |  | 1 | AN/2
EQ015332 |  | Power/Energy Meter |  | FieldMate Power Meter | Coherent | Kortekaas, R | VU/F/BETA/N&S/AML | WN.KA173 | - |  |  |  | 1 | FieldMate
EQ015331 | 001553 | Laser power meter |  | Laser Power Meter | Spectra Physics | Kortekaas, R | VU/F/BETA/N&S/AML | WN.KA173 | - |  |  |  | 1 | .3 W
EQ015330 |  | Clock Divider |  | Dual Clock Divider | VU | Kortekaas, R | VU/F/BETA/N&S/AML | WN.KA173 | - |  |  |  | 1
EQ015329 | 009397 | Clock Divider |  | Quad Clock Divider | VU | Kortekaas, R | VU/F/BETA/N&S/AML | WN.KA173 | - |  |  |  | 1 | 2014-2864-02
EQ015328 |  | Power/Energy Meter |  | Labmaster Power Meter | Coherent | Kortekaas, R | VU/F/BETA/N&S/AML | WN.KA173 | - |  |  |  | 1 | Labmaster / LM +
EQ015327 |  | Oscilloscope |  | Agilent Oscilloscope | Agilent | Kortekaas, R | VU/F/BETA/N&S/AML | WN.KA173 | - |  |  |  | 1 | DSO1024A
EQ015326 | 007470 | Laser Controller Unit |  | Phase and Frequency Locking | VU | Kortekaas, R | VU/F/BETA/N&S/AML | WN.KA173 | - |  |  |  | 1
EQ015325 | 009392 | Power Supply |  | Multi Channel DC Power Supply | BST | Kortekaas, R | VU/F/BETA/N&S/AML | WN.KA173 | - |  |  |  | 1 | PSM 2/5A 2CH
EQ015324 | 003456 | Power Supply |  | Multi Channel DC Power Supply | BST | Kortekaas, R | VU/F/BETA/N&S/AML | WN.KA173 | - |  |  |  | 1 | PSM 2/5A 2CH
EQ015323 |  | Laser power meter |  | Laser Power Meter | VU | Kortekaas, R | VU/F/BETA/N&S/AML | WN.KA173 | - |  |  |  | 1
EQ015322 | 004226 | Laser Amplifier |  | 1 kV HVamp | VU | Kortekaas, R | VU/F/BETA/N&S/AML | WN.KA173 | - |  |  |  | 1
EQ015321 | 005459 | Laser Controller Unit |  | Phase and Frequency Locking | VU | Kortekaas, R | VU/F/BETA/N&S/AML | WN.KA173 | - |  |  |  | 1
EQ015320 | 004224 | Laser Amplifier |  | 1 kV HVamp | VU | Kortekaas, R | VU/F/BETA/N&S/AML | WN.KA173 | - |  |  |  | 1
EQ015319 |  | Oscilloscope |  | Tektronix Oscilloscope | Tektronix | Kortekaas, R | VU/F/BETA/N&S/AML | WN.KA173 | - |  |  |  | 1 | TDS220
EQ015318 |  | Laser Amplifier |  | Fiber PhotoDiode Amplifier | VU | Kortekaas, R | VU/F/BETA/N&S/AML | WN.KA173 | - |  |  |  | 1 | 2010-2864-03
EQ015317 | 50x | Laser Amplifier |  | Fiber PhotoDiode Amplifier | VU | Kortekaas, R | VU/F/BETA/N&S/AML | WN.KA173 | - |  |  |  | 1 | 2010-2864-03
EQ015316 |  | Oscilloscope |  | Tektronix Oscilloscope | Tektronix | Kortekaas, R | VU/F/BETA/N&S/AML | WN.KA173 | - |  |  |  | 1 | TDS210
EQ015315 | 50db | Laser Amplifier |  | Fiber PhotoDiode Amplifier | VU | Kortekaas, R | VU/F/BETA/N&S/AML | WN.KA173 | - |  |  |  | 1 | 2010-2864-03
EQ015314 | 010980 | Clock Divider |  | Quad Clock Divider | VU | Kortekaas, R | VU/F/BETA/N&S/AML | WN.KA173 | - |  |  |  | 1 | 2014-2864-02
EQ015313 | 010982 | Clock Divider |  | Quad Clock Divider | VU | Kortekaas, R | VU/F/BETA/N&S/AML | WN.KA173 | - |  |  |  | 1 | 2014-2864-02
EQ015312 | OVO_5 | Vacuum Gauge |  | Ionization Gauge Controller | Granville-Phillips | Kortekaas, R | VU/F/BETA/N&S/AML | WN.KA173 | - |  |  |  | 1 | 350
EQ015311 | OVO_5 | Computer |  | Lenovo Computer | Lenovo | Kortekaas, R | VU/F/BETA/N&S/AML | WN.KA173 | - |  |  |  | 1 | Thinkpad
EQ015310 |  | Fan |  | Air Circulator | Interflow | Kortekaas, R | VU/F/BETA/N&S/AML | WN.KA173 | - |  |  |  | 1
EQ015309 |  | Power Supply |  | TTi Power Supply | (Aim-)TTi | Kortekaas, R | VU/F/BETA/N&S/AML | WN.KA173 | - |  |  |  | 1 | EL302
EQ015308 |  | Power Supply |  | TTi Power Supply | (Aim-)TTi | Kortekaas, R | VU/F/BETA/N&S/AML | WN.KA173 | - |  |  |  | 1 | EL302
EQ015307 |  | Ethernet Switch |  | Baseline Switch | 3COM | Kortekaas, R | VU/F/BETA/N&S/AML | WN.KA173 | - |  |  |  | 1 | 2928-SFP Plus
EQ015306 |  | Extension Cable |  | Extension Cable | VU | Kortekaas, R | VU/F/BETA/N&S/AML | WN.KA173 | - |  |  |  | 1
EQ015305 |  | Trigger pulse interface |  | Digital Delay Generator | Stanford Research Systems (SRS) | Kortekaas, R | VU/F/BETA/N&S/AML | WN.KA173 | - |  |  |  | 1 | DG645
EQ015304 |  | Extension Cable |  | Extension Cable | VU | Kortekaas, R | VU/F/BETA/N&S/AML | WN.KA173 | - |  |  |  | 1
EQ015303 | PC 0 | Trigger pulse interface |  | Pulse Slicing System | Lasermetrics | Kortekaas, R | VU/F/BETA/N&S/AML | WN.KA173 | - |  |  |  | 1 | 5046ER PS
EQ015302 | PC 0 | Trigger pulse interface |  | Pulse Slicing System | Lasermetrics | Kortekaas, R | VU/F/BETA/N&S/AML | WN.KA173 | - |  |  |  | 1 | 5046ER VC
EQ015301 | Phase 2 | Trigger pulse interface |  | Pulse Slicing System | Lasermetrics | Kortekaas, R | VU/F/BETA/N&S/AML | WN.KA173 | - |  |  |  | 1 | 5046ER VC
EQ015300 | Phase 1 | Trigger pulse interface |  | Pulse Slicing System | Lasermetrics | Kortekaas, R | VU/F/BETA/N&S/AML | WN.KA173 | - |  |  |  | 1 | 5046E
EQ015299 | Phase 3 | Trigger pulse interface |  | Pulse Slicing System | Lasermetrics | Kortekaas, R | VU/F/BETA/N&S/AML | WN.KA173 | - |  |  |  | 1 | 5046
EQ015298 |  | Computer Monitor |  | Computer Monitor HP | Hewlett Packard (HP) | Kortekaas, R | VU/F/BETA/N&S/AML | WN.KA173 | - |  |  |  | 1 | HP 1740
EQ015297 |  | Computer Monitor |  | Computer Monitor HP | Hewlett Packard (HP) | Kortekaas, R | VU/F/BETA/N&S/AML | WN.KA173 | - |  |  |  | 1 | HP 1740
EQ015296 |  | Oscilloscope |  | Digital Phosphor Oscilloscope | Tektronix | Kortekaas, R | VU/F/BETA/N&S/AML | WN.KA173 | - |  |  |  | 1 | DPO 4034
EQ015295 |  | Cooling Unit |  | Affinity Chiller | Affinity | Kortekaas, R | VU/F/BETA/N&S/AML | WN.KA173 | - |  |  |  | 1
EQ015294 |  | Trigger pulse interface |  | Pulse Gating System | Lasermetrics | Kortekaas, R | VU/F/BETA/N&S/AML | WN.KA173 | - |  |  |  | 1 | 5046ER PS
EQ015293 |  | Trigger pulse interface |  | Digital Delay Generator | Stanford Research Systems (SRS) | Kortekaas, R | VU/F/BETA/N&S/AML | WN.KA173 | - |  |  |  | 1 | DG645
EQ015292 |  | Oscilloscope |  | Keysight Oscilloscope | Keysight | Kortekaas, R | VU/F/BETA/N&S/AML | WN.KA173 | - |  |  |  | 1 | InfiniiVision DSO-X 3034T
EQ015291 | 024891 | Computer |  | Laptop Lenovo | Lenovo | Kortekaas, R | VU/F/BETA/N&S/AML | WN.KA173 | - |  |  |  | 1
EQ015290 | CAN-6-3-A | Extension Cable |  | Extension Cable | VU | Kortekaas, R | VU/F/BETA/N&S/AML | WN.KA173 | - |  |  |  | 1
EQ015289 | SHG 1; SHG 2 | Temperature Control Module |  | Temperature Controller Unit | VU | Kortekaas, R | VU/F/BETA/N&S/AML | WN.KA173 | - |  |  |  | 1 | 2018-2864-03
EQ015288 | CAN-6-3-B | Extension Cable |  | Extension Cable | VU | Kortekaas, R | VU/F/BETA/N&S/AML | WN.KA173 | - |  |  |  | 1
EQ015287 |  | Power Supply |  | Delta Power Supply | Delta Elektronika | Kortekaas, R | VU/F/BETA/N&S/AML | WN.KA173 | - |  |  |  | 1 | ES 030-5
EQ015286 | OPA 1; OPA 2 | Temperature Control Module |  | Temperature Controller Unit | VU | Kortekaas, R | VU/F/BETA/N&S/AML | WN.KA173 | - |  |  |  | 1 | 2018-2864-03
EQ015285 |  | Pump Controller |  | Pfeiffer Pump Controller | Pfeiffer | Kortekaas, R | VU/F/BETA/N&S/AML | WN.KA173 | - |  |  |  | 1 | DCU
EQ015284 |  | Pump Controller |  | Pfeiffer Pump Controller | Pfeiffer | Kortekaas, R | VU/F/BETA/N&S/AML | WN.KA173 | - |  |  |  | 1 | DCU
EQ015283 |  | Pump Controller |  | Pfeiffer Pump Controller | Pfeiffer | Kortekaas, R | VU/F/BETA/N&S/AML | WN.KA173 | - |  |  |  | 1 | DCU
EQ015282 | CAN 4-1-B | Extension Cable |  | Extension Cable | VU | Kortekaas, R | VU/F/BETA/N&S/AML | WN.KA173 | - |  |  |  | 1
EQ015281 |  | Computer |  | Laptop Asus | Asus | Kortekaas, R | VU/F/BETA/N&S/AML | WN.KA173 | - |  |  |  | 1 | See PC
EQ015280 |  | Computer |  | Laptop Asus | Asus | Kortekaas, R | VU/F/BETA/N&S/AML | WN.KA173 | - |  |  |  | 1 | See PC
EQ015279 |  | Pump Controller |  | Pfeiffer Pump Controller | Pfeiffer | Kortekaas, R | VU/F/BETA/N&S/AML | WN.KA173 | - |  |  |  | 1 | DCU
EQ015278 |  | Power Supply |  | Delta Power Supply | Delta Elektronika | Kortekaas, R | VU/F/BETA/N&S/AML | WN.KA173 | - |  |  |  | 1 | ES 030-5
EQ015277 |  | Vacuum Pump |  | Pfeiffer Vacuum Pump | Pfeiffer | Kortekaas, R | VU/F/BETA/N&S/AML | WN.KA173 | - |  |  |  | 1 | TC110
EQ015276 |  | Signal Generator |  | Waveform Generator | Agilent | Kortekaas, R | VU/F/BETA/N&S/AML | WN.KA173 | - |  |  |  | 1 | 33250A
EQ015275 | CAN 4-1-B | Extension Cable |  | Extension Cable | VU | Kortekaas, R | VU/F/BETA/N&S/AML | WN.KA173 | - |  |  |  | 1
EQ015274 |  | Vacuum Gauge |  | Pfeiffer Vacuum Gauge | Pfeiffer | Kortekaas, R | VU/F/BETA/N&S/AML | WN.KA173 | - |  |  |  | 1 | Compact Full Range Gauge
EQ015273 | CAN 5-2-C | Extension Cable |  | Extension Cable | VU | Kortekaas, R | VU/F/BETA/N&S/AML | WN.KA173 | - |  |  |  | 1
EQ015272 |  | Vacuum Pump |  | Pfeiffer Vacuum Pump | Pfeiffer | Kortekaas, R | VU/F/BETA/N&S/AML | WN.KA173 | - |  |  |  | 1 | TC600
EQ015271 |  | Signal Generator |  | DDS Frequency Generator and Amplifier | VU | Kortekaas, R | VU/F/BETA/N&S/AML | WN.KA173 | - |  |  |  | 1 | AD9912
EQ015270 |  | Optical Shutter |  | Shutter Control | Laser Quantum | Kortekaas, R | VU/F/BETA/N&S/AML | WN.KA173 | - |  |  |  | 1
EQ015269 |  | Fan |  | Air Circulator | Interflow | Kortekaas, R | VU/F/BETA/N&S/AML | WN.KA173 | - |  |  |  | 1
EQ015268 | Chiller TiSa frequency comb | Cooling Unit |  | Cooling Unit | Solid State Cooling Systems | Kortekaas, R | VU/F/BETA/N&S/AML | WN.KA173 | - |  |  |  | 1 | Oasis Three TEC Chiller
EQ015267 |  | Laser Controller Unit |  | Laser Diode Controller | Laser Electronics | Kortekaas, R | VU/F/BETA/N&S/AML | WN.KA173 | - |  |  |  | 1 | LDC1000
EQ015266 |  | Cooling Unit |  | Cooling Unit | Solid State Cooling Systems | Kortekaas, R | VU/F/BETA/N&S/AML | WN.KA173 | - |  |  |  | 1 | Oasis Three TEC Chiller
EQ015265 |  | Amplifier |  | RF Distribution Amplifier | Symmetricom | Kortekaas, R | VU/F/BETA/N&S/AML | WN.KA173 | - |  |  |  | 1 | 4036B
EQ015264 |  | Frequency counter |  | Frequency Counter | Agilent | Kortekaas, R | VU/F/BETA/N&S/AML | WN.KA173 | - |  |  |  | 1 | 53131A Universal Counter
EQ015263 |  | Cooling Unit |  | Cooling Unit | Solid State Cooling Systems | Kortekaas, R | VU/F/BETA/N&S/AML | WN.KA173 | - |  |  |  | 1 | Oasis Three TEC Chiller
EQ015262 |  | Spectrum Analyzer |  | Spectrum Analyzer | Hameg | Kortekaas, R | VU/F/BETA/N&S/AML | WN.KA173 | - |  |  |  | 1 | HM5510
EQ015261 |  | Laser Controller Unit |  | Phase and Frequency Locking | VU | Kortekaas, R | VU/F/BETA/N&S/AML | WN.KA173 | - |  |  |  | 1 | 20051005
EQ015260 |  | Clock Divider |  | Quad Clock Divider | VU | Kortekaas, R | VU/F/BETA/N&S/AML | WN.KA173 | - |  |  |  | 1 | 2014-2864-02
EQ015259 |  | Cooling Unit |  | Cooling Unit | Solid State Cooling Systems | Kortekaas, R | VU/F/BETA/N&S/AML | WN.KA173 | - |  |  |  | 1
EQ015258 |  | Power Supply |  | Delta Power Supply | Delta Elektronika | Kortekaas, R | VU/F/BETA/N&S/AML | WN.KA173 | - |  |  |  | 1 | Es 030-5
EQ015257 |  | Signal Generator |  | DDS Frequency Generator and Amplifier | VU | Kortekaas, R | VU/F/BETA/N&S/AML | WN.KA173 | - |  |  |  | 1 | AD9912
EQ015256 |  | Frequency counter |  | Frequency Counter | Agilent | Kortekaas, R | VU/F/BETA/N&S/AML | WN.KA173 | - |  |  |  | 1 | 53131A Universal Counter
EQ015255 |  | Power/Energy Meter |  | Laser Power Meter | Coherent | Kortekaas, R | VU/F/BETA/N&S/AML | WN.KA173 | - |  |  |  | 1 | FieldMax II T0
EQ015254 |  | Vacuum Gauge |  | Pfeiffer Single Gauge Controller | Pfeiffer | Kortekaas, R | VU/F/BETA/N&S/AML | WN.KA173 | - |  |  |  | 1 | TPG 261
EQ015253 |  | Oscilloscope |  | Agilent Oscilloscope | Agilent | Kortekaas, R | VU/F/BETA/N&S/AML | WN.KA173 | - |  |  |  | 1 | DSO1024A
EQ015252 |  | Computer |  | Laptop Asus | Asus | Kortekaas, R | VU/F/BETA/N&S/AML | WN.KA173 | - |  |  |  | 1 | See PC
EQ015251 |  | Power Supply |  | Delta Power Supply | Delta Elektronika | Kortekaas, R | VU/F/BETA/N&S/AML | WN.KA173 | - |  |  |  | 1 | EST 150
EQ015250 | Extra low noise version, oct 2017 | Laser Controller Unit |  | Lockbox | VU | Kortekaas, R | VU/F/BETA/N&S/AML | WN.KA173 | - |  |  |  | 1 | 20071001
EQ015249 |  | Power Supply |  | Laser Diode Current Source | ILX | Kortekaas, R | VU/F/BETA/N&S/AML | WN.KA173 | - |  |  |  | 1 | LDX-36125-12
EQ015248 |  | Vacuum Pump |  | Vacuubrand Diaphragm Pump | Vacuubrand | Kortekaas, R | VU/F/BETA/N&S/AML | WN.KA173 | - |  |  |  | 1 | MD 4T
EQ015247 |  | Laser Controller Unit |  | PID Regulator / Control Box | Toptica | Kortekaas, R | VU/F/BETA/N&S/AML | WN.KA173 | - |  |  |  | 1 | PID 100
EQ015246 |  | Television |  | Samsung Television Screen | Samsung | Kortekaas, R | VU/F/BETA/N&S/AML | WN.KA173 | - |  |  |  | 1
EQ015245 | TFT1028 | Computer Monitor |  | HP Computer Monitor | Hewlett Packard (HP) | Kortekaas, R | VU/F/BETA/N&S/AML | WN.KA173 | - |  |  |  | 1 | L1950g
EQ015244 |  | Extension Cable |  | Extension Cable | VU | Kortekaas, R | VU/F/BETA/N&S/AML | WN.KA173 | - |  |  |  | 1
EQ015243 | A | Extension Cable |  | Extension Cable | VU | Kortekaas, R | VU/F/BETA/N&S/AML | WN.KA173 | - |  |  |  | 1
EQ015242 |  | Data Acquisition Instrument |  | USB DAQ 14-BIT | VU | Kortekaas, R | VU/F/BETA/N&S/AML | WN.KA173 | - |  |  |  | 1
EQ015241 | 040522 | Computer |  | HP Computer | Hewlett Packard (HP) | Kortekaas, R | VU/F/BETA/N&S/AML | WN.KA173 | - |  |  |  | 1 | Z240 TWS
EQ015240 |  | Data Acquisition Instrument |  | USB DAQ | VU | Kortekaas, R | VU/F/BETA/N&S/AML | WN.KA173 | - |  |  |  | 1 | USB DAQ 14-bit
EQ015239 | 021243 | Computer |  | Dell Computer | Dell | Kortekaas, R | VU/F/BETA/N&S/AML | WN.KA173 | - |  |  |  | 1 | Optiplex 990
EQ015238 | LENOVO01;021422 | Computer |  | Lenovo Computer | Lenovo | Kortekaas, R | VU/F/BETA/N&S/AML | WN.KA173 | - |  |  |  | 1 | ThinkCentre M82
EQ015237 | 007686 | Recirculating Chiller |  | Lytron Recirculating Chiller | Lytron | Kortekaas, R | VU/F/BETA/N&S/AML | WN.KA173 | - |  |  |  | 1 | RC-045
EQ015236 | 009405 | Power Supply |  | Heinzinger High Voltage Power Supply | Heinzinger | Kortekaas, R | VU/F/BETA/N&S/AML | WN.KA173 | - |  |  |  | 1 | 2 HNC 6000-1
EQ015235 |  | Laser Controller Unit |  | Lockbox | VU | Kortekaas, R | VU/F/BETA/N&S/AML | WN.KA173 | - |  |  |  | 1 | 20071001
EQ015234 | 008039 | Oscilloscope |  | Tektronix Oscilloscope | Tektronix | Kortekaas, R | VU/F/BETA/N&S/AML | WN.KA173 | - |  |  |  | 1 | TDS 3052B
EQ015233 |  | Spectrum Analyzer |  | Spectrum Analyzer | Hameg | Kortekaas, R | VU/F/BETA/N&S/AML | WN.KA173 | - |  |  |  | 1 | HM5510
EQ015232 |  | Laser Controller Unit |  | ULN Laser Diode Controller | Thorlabs | Kortekaas, R | VU/F/BETA/N&S/AML | WN.KA173 | - |  |  |  | 1 | LDC 200
EQ015231 |  | Lamp |  | Lamp for microscope | Ikea | Peeters, Frank | VU/F/BETA/AW/AEK | WN.F346 | - |  |  |  | 1
EQ015230 |  | Camera |  | Microscope Camera | Bresser | Peeters, Frank | VU/F/BETA/AW/AEK | WN.F346 | - |  |  |  | 1 | 5913650
EQ015229 |  | Electronic Signal Processing Device |  | Signal Processor / Modulator Driver | IntraAction Corp. | Kortekaas, R | VU/F/BETA/N&S/AML | WN.KA173 | - |  |  |  | 1 | ME-802N
EQ015228 | Polar ID 18 AAW | Microscope |  | Microscope | Carl Zeiss | Peeters, Frank | VU/F/BETA/AW/AEK | WN.F346 | - |  |  |  | 1 | Axioplan
EQ015227 |  | Laser Amplifier |  | Piezo Amplifier | PI | Kortekaas, R | VU/F/BETA/N&S/AML | WN.KA173 | - |  |  |  | 1 | E-663 LVPZT-Amplifier
EQ015226 | 008169 | Power Supply |  | Laser and TEC Controller Power Supply | VU | Kortekaas, R | VU/F/BETA/N&S/AML | WN.KA173 | - |  |  |  | 1 | Pump laser diode current driver and TEC controller Power Supply
EQ015225 | Amplifiers lock Menio & Pump | Power Supply |  | Delta Power Supply | Delta Elektronika | Kortekaas, R | VU/F/BETA/N&S/AML | WN.KA173 | - |  |  |  | 1 | ES 030-5
EQ015224 |  | Power Supply |  | Opto Power Supply | Opto Power Company (OPC) | Kortekaas, R | VU/F/BETA/N&S/AML | WN.KA173 | - |  |  |  | 1 | OPC-PS4004
EQ015223 |  | Laser Controller Unit |  | Frequency Divider | VU | Kortekaas, R | VU/F/BETA/N&S/AML | WN.KA173 | - |  |  |  | 1
EQ015222 |  | Trigger pulse interface |  | Digital Delay Generator | Stanford Research Systems (SRS) | Kortekaas, R | VU/F/BETA/N&S/AML | WN.KA173 | - |  |  |  | 1 | DG645
EQ015221 | 008179 | Temperature Control Module |  | Temperature Control Unit | VU | Kortekaas, R | VU/F/BETA/N&S/AML | WN.KA173 | - |  |  |  | 1
EQ015220 | CAN | Extension Cable |  | Extension Cable | VU | Kortekaas, R | VU/F/BETA/N&S/AML | WN.KA173 | - |  |  |  | 1
EQ015219 |  | Computer |  | Laptop Asus | Asus | Kortekaas, R | VU/F/BETA/N&S/AML | WN.KA173 | - |  |  |  | 1 | See PC
EQ015218 |  | Oscilloscope |  | Digital Storage Oscilloscope | Agilent | Kortekaas, R | VU/F/BETA/N&S/AML | WN.KA173 | - |  |  |  | 1 | DSO5054A
EQ015217 |  | Power Supply |  | Dual Channel Power Supply | VU | Kortekaas, R | VU/F/BETA/N&S/AML | WN.KA173 | - |  |  |  | 1
EQ015216 | CAN 5-1-C | Extension Cable |  | Extension Cable | VU | Kortekaas, R | VU/F/BETA/N&S/AML | WN.KA173 | - |  |  |  | 1
EQ015215 |  | Laser Controller Unit |  | Gigahertz Divider | VU | Kortekaas, R | VU/F/BETA/N&S/AML | WN.KA173 | - |  |  |  | 1 | 20081001
EQ015214 |  | Laser Controller Unit |  | Controller Box | VU | Kortekaas, R | VU/F/BETA/N&S/AML | WN.KA173 | - |  |  |  | 1
EQ015213 |  | Oscilloscope |  | Agilent Oscilloscope | Agilent | Kortekaas, R | VU/F/BETA/N&S/AML | WN.KA173 | - |  |  |  | 1 | DSO5054A
EQ015212 |  | Oscilloscope |  | Tektronix Oscilloscope | Tektronix | Kortekaas, R | VU/F/BETA/N&S/AML | WN.KA173 | - |  |  |  | 1 | TDS 3044B
EQ015211 | 012509 | Signal Generator |  | Signal Generator | Agilent | Kortekaas, R | VU/F/BETA/N&S/AML | WN.KA173 | - |  |  |  | 1 | E8241A
EQ015210 |  | Trigger pulse interface |  | Digital Delay Generator | Stanford Research Systems (SRS) | Kortekaas, R | VU/F/BETA/N&S/AML | WN.KA173 | - |  |  |  | 1 | DG645
EQ015209 |  | Laser Controller Unit |  | Controller Box | VU | Kortekaas, R | VU/F/BETA/N&S/AML | WN.KA173 | - |  |  |  | 1
EQ015208 |  | Power Supply |  | Delta Power Supply | Delta Elektronika | Kortekaas, R | VU/F/BETA/N&S/AML | WN.KA173 | - |  |  |  | 1 | ES 030-5
EQ015207 | 001601 | Power Supply |  | VU Power Supply | VU | Kortekaas, R | VU/F/BETA/N&S/AML | WN.KA173 | - |  |  |  | 1
EQ015206 |  | Power Supply |  | DC Power Supply | PeakTech | Kortekaas, R | VU/F/BETA/N&S/AML | WN.KA173 | - |  |  |  | 1 | 6080
EQ015205 |  | Spectrometer |  | AutoSpec Spectrometer Box | Avospec | Kortekaas, R | VU/F/BETA/N&S/AML | WN.KA173 | - |  |  |  | 1 | AutoSpec-3548
EQ015204 |  | Laser Controller Unit |  | Laser Diode Driver | Northrop Grumman | Kortekaas, R | VU/F/BETA/N&S/AML | WN.KA173 | - |  |  |  | 1 | eDrive Nitro
EQ015203 |  | Laser Controller Unit |  | Laser System Controller | Northrop Grumman | Kortekaas, R | VU/F/BETA/N&S/AML | WN.KA173 | - |  |  |  | 1 | eDrive
EQ015202 |  | Oscilloscope |  | Tektronix Oscilloscope | Tektronix | Kortekaas, R | VU/F/BETA/N&S/AML | WN.KA173 | - |  |  |  | 1 | TDS 7404
EQ015201 |  | Power Supply |  | Delta Power Supply | Delta Elektronika | Kortekaas, R | VU/F/BETA/N&S/AML | WN.KA173 | - |  |  |  | 1 | ES 150
EQ015200 | EOM Bias | Power Supply |  | Delta Power Supply | Delta Elektronika | Kortekaas, R | VU/F/BETA/N&S/AML | WN.KA173 | - |  |  |  | 1 | ES 030-5
EQ015199 |  | Router/Switch |  | Negative HV-switcher | VU | Kortekaas, R | VU/F/BETA/N&S/AML | WN.KA173 | - |  |  |  | 1
EQ015198 |  | Vacuum Gauge |  | Pfeiffer Single Gauge Controller | Pfeiffer | Kortekaas, R | VU/F/BETA/N&S/AML | WN.KA173 | - |  |  |  | 1 | TPG 261
EQ015197 |  | Vacuum Gauge |  | Pfeiffer Single Gauge Controller | Pfeiffer | Kortekaas, R | VU/F/BETA/N&S/AML | WN.KA173 | - |  |  |  | 1 | TPG 261
EQ015196 |  | Vacuum Gauge |  | Pfeiffer Single Gauge Controller | Pfeiffer | Kortekaas, R | VU/F/BETA/N&S/AML | WN.KA173 | - |  |  |  | 1 | TPG 261
EQ015195 |  | Extension Cable |  | Extension Cable | VU | Kortekaas, R | VU/F/BETA/N&S/AML | WN.KA173 | - |  |  |  | 1
EQ015194 | Longitud | Power Supply |  | Delta Power Supply | Delta Elektronika | Kortekaas, R | VU/F/BETA/N&S/AML | WN.KA173 | - |  |  |  | 1 | ES 030-5
EQ015193 | PC2 | Trigger pulse interface |  | Pulse Gating System | Lasermetrics | Kortekaas, R | VU/F/BETA/N&S/AML | WN.KA173 | - |  |  |  | 1 | 5046E
EQ015192 | PC1 | Trigger pulse interface |  | Pulse Gating System | Lasermetrics | Kortekaas, R | VU/F/BETA/N&S/AML | WN.KA173 | - |  |  |  | 1 | 5046ER VC
EQ015191 |  | Vacuum Gauge |  | Pfeiffer Dual Gauge Controller | Pfeiffer | Kortekaas, R | VU/F/BETA/N&S/AML | WN.KA173 | - |  |  |  | 1 | TPG362
EQ015190 |  | Valve Driver |  | 50A Valve Driver | VU | Kortekaas, R | VU/F/BETA/N&S/AML | WN.KA173 | - |  |  |  | 1
EQ015189 |  | Power Supply |  | Regulated DC Power Supply | Voltcraft | Kortekaas, R | VU/F/BETA/N&S/AML | WN.KA173 | - |  |  |  | 1 | FSP 11320
EQ015188 |  | Power Supply |  | VU Power Supply | VU | Kortekaas, R | VU/F/BETA/N&S/AML | WN.KA173 | - |  |  |  | 1
EQ015187 |  | Power Supply |  | Multi Channel DC Power Supply | BST | Kortekaas, R | VU/F/BETA/N&S/AML | WN.KA173 | - |  |  |  | 1 | PSM 2/5A 2CH
EQ015186 | 008824 | Power Supply |  | Delta Power Supply | Delta Elektronika | Kortekaas, R | VU/F/BETA/N&S/AML | WN.KA173 | - |  |  |  | 1 | ES 030-5
EQ015185 |  | Power Supply |  | Delta Power Supply | Delta Elektronika | Kortekaas, R | VU/F/BETA/N&S/AML | WN.KA173 | - |  |  |  | 1 | E0300-0.1-L
EQ015184 |  | Optical Chopper |  | Optical Chopper Controller | Thorlabs | Kortekaas, R | VU/F/BETA/N&S/AML | WN.KA173 | - |  |  |  | 1 | MC1000A
EQ015183 |  | Flow Controller |  | Gas Valve Controller | VU | Kortekaas, R | VU/F/BETA/N&S/AML | WN.KA173 | - |  |  |  | 1
EQ015182 |  | Power Supply |  | Delta Power Supply | Delta Elektronika | Kortekaas, R | VU/F/BETA/N&S/AML | WN.KA173 | - |  |  |  | 1 | E0300-0.1-L
EQ015181 |  | Optical Chopper |  | Chopper Controller | Stanford Research Systems (SRS) | Kortekaas, R | VU/F/BETA/N&S/AML | WN.KA173 | - |  |  |  | 1 | SR540
EQ015180 |  | Power Supply |  | Delta Power Supply | Delta Elektronika | Kortekaas, R | VU/F/BETA/N&S/AML | WN.KA173 | - |  |  |  | 1 | E015-2
EQ015179 |  | Power Supply |  | Power Supply | Delta Elektronika | Kortekaas, R | VU/F/BETA/N&S/AML | WN.KA173 | - |  |  |  | 1 | LD 15-1B
EQ015178 | CAN-4-3-B | Extension Cable |  | Extension Cable | VU | Kortekaas, R | VU/F/BETA/N&S/AML | WN.KA173 | - |  |  |  | 1
EQ015177 |  | Motion Controller/Driver |  | High Voltage Driver | VU | Kortekaas, R | VU/F/BETA/N&S/AML | WN.KA173 | - |  |  |  | 1 | HVD 1000
EQ015176 |  | Power Supply |  | EA Power Supply | Elektro-Automatik (EA) | Kortekaas, R | VU/F/BETA/N&S/AML | WN.KA173 | - |  |  |  | 1 | PS-2016-100
EQ015175 |  | Router/Switch |  | Fast High Voltage Switch | VU | Kortekaas, R | VU/F/BETA/N&S/AML | WN.KA173 | - |  |  |  | 1
EQ015174 | HeRb | Power Supply |  | Delta Power Supply | Delta Elektronika | Kortekaas, R | VU/F/BETA/N&S/AML | WN.KA173 | - |  |  |  | 1 | ES 015-10
EQ015173 |  | Power Supply |  | High Voltage Power Supply | Bertan Associates. Inc. | Kortekaas, R | VU/F/BETA/N&S/AML | WN.KA173 | - |  |  |  | 1 | 602C-15N
EQ015172 |  | Power Supply |  | PeakTech Power Supply | PeakTech | Kortekaas, R | VU/F/BETA/N&S/AML | WN.KA173 | - |  |  |  | 1 | 6080
EQ015171 |  | Power Supply |  | High Voltage Power Supply | Bertan Associates. Inc. | Kortekaas, R | VU/F/BETA/N&S/AML | WN.KA173 | - |  |  |  | 1 | 602C-15P
EQ015170 |  | Vacuum Gauge |  | Analogue Vacuum Measurement Gauge | Balzers | Kortekaas, R | VU/F/BETA/N&S/AML | WN.KA173 | - |  |  |  | 1 | IKG 010
EQ015169 | Planex 1559.79; 001074 | Temperature Control Module |  | Temperature Controller FDU | VU | Kortekaas, R | VU/F/BETA/N&S/AML | WN.KA173 | - |  |  |  | 1
EQ015168 |  | Vacuum Pump |  | Edwards Vacuum Pump | Edwards | Kortekaas, R | VU/F/BETA/N&S/AML | WN.KA173 | - |  |  |  | 1 | XDS10
EQ015167 | COM026719; 026719 | Computer |  | HP Computer | Hewlett Packard (HP) | Noort, wendy | VU/F/FGB/BW/Myolab | O2.13W41 | - |  |  |  | 1 | Z230 Workstation
EQ015166 |  | Data Acquisition Instrument |  | DAQ Accessory Instrument | National Instruments | Noort, wendy | VU/F/FGB/BW/Myolab | O2.13W41 | - |  |  |  | 1 | BNC-2110
EQ015165 |  | Extension Cable |  | Extension Cable Long | VU | Noort, wendy | VU/F/FGB/BW/Myolab | O2.13W41 | - |  |  |  | 1
EQ015164 |  | Extension Cable |  | Extension Cable Long | VU | Noort, wendy | VU/F/FGB/BW/Myolab | O2.13W41 | - |  |  |  | 1
EQ015163 |  | Extension Cable |  | Extension Cable Long | VU | Noort, wendy | VU/F/FGB/BW/Myolab | O2.13W41 | - |  |  |  | 1
EQ015162 | LT-8358JX1;PSU-OEM1B2VQ6 | Computer |  | HP Laptop | Hewlett Packard (HP) | Noort, wendy | VU/F/FGB/BW/Myolab | O2.13W41 | - |  | 2024-10-30 00:00:00 |  | 1 | HP laptop
EQ015161 | INC102501 | Incubator |  | CO2 Water Jacked Incubator | NuAire | Noort, wendy | VU/F/FGB/BW/Myolab | O2.13W41 | - |  |  |  | 0 | US Autoflow
EQ015160 | DML11090500070 | Multimeter |  | Digital Multimeter | Digimess | Noort, wendy | VU/F/FGB/BW/Myolab | O2.13W41 | - |  | 2024-11-05 00:00:00 |  | 1 | DM200
EQ015159 |  | Amplifier |  | DC Strain Gauge Amplifier | VU | Noort, wendy | VU/F/FGB/BW/Myolab | O2.13W41 | - |  |  |  | 1
EQ015158 |  | Amplifier |  | DC Strain Gauge Amplifier | VU | Noort, wendy | VU/F/FGB/BW/Myolab | O2.13W41 | - |  |  |  | 1
EQ015157 |  | Amplifier |  | DC Strain Gauge Amplifier | VU | Noort, wendy | VU/F/FGB/BW/Myolab | O2.13W41 | - |  |  |  | 1
EQ015156 |  | Amplifier |  | DC Strain Gauge Amplifier | VU | Noort, wendy | VU/F/FGB/BW/Myolab | O2.13W41 | - |  |  |  | 1
EQ015155 |  | Computer Monitor |  | Computer Monitor HP | Hewlett Packard (HP) | Noort, wendy | VU/F/FGB/BW/Myolab | O2.13W41 | - |  |  |  | 1 | HP L1940T
EQ015154 |  | Extension Cable |  | Extension Cable Long | VU | Noort, wendy | VU/F/FGB/BW/Myolab | O2.13W41 | - |  |  |  | 1
EQ015153 |  | Extension Cable |  | Extension Cable Long | VU | Noort, wendy | VU/F/FGB/BW/Myolab | O2.13W41 | - |  |  |  | 1
EQ015152 |  | Extension Cable |  | Extension Cable | VU | Noort, wendy | VU/F/FGB/BW/Myolab | O2.13W41 | - |  |  |  | 1
EQ015151 |  | Extension Cable |  | Extension Cable | Kaiser | Noort, wendy | VU/F/FGB/BW/Myolab | O2.13W41 | - |  |  |  | 1
EQ015150 |  | Extension Cable |  | Extension Cable | Kaiser | Noort, wendy | VU/F/FGB/BW/Myolab | O2.13W41 | - |  |  |  | 1
EQ015149 |  | Data Acquisition Instrument |  | DAQ Accessory Instrument | National Instruments | Noort, wendy | VU/F/FGB/BW/Myolab | O2.13W41 | - |  |  |  | 1 | BNC-2110
EQ015148 |  | Data Acquisition Instrument |  | DAQ Accessory Instrument | National Instruments | Noort, wendy | VU/F/FGB/BW/Myolab | O2.13W41 | - |  |  |  | 1 | BNC-2110
EQ015147 | PC026746 | Computer |  | Computer LFT | Hewlett Packard (HP) | Noort, wendy | VU/F/FGB/BW/Myolab | O2.13W41 | - |  | 2026-10-29 00:00:00 |  | 1 | Z230 Workstation
EQ015146 | 026747; COM026747 | Computer |  | Computer Footreaction | Hewlett Packard (HP) | Noort, wendy | VU/F/FGB/BW/Myolab | O2.13W41 | - |  | 2024-10-29 00:00:00 |  | 1 | Z230 Workstation
EQ015145 |  | Autosampler |  | Autosampler | Perkin-Elmer | Feilzer, AJ | VU/F/ACTA/MGW/TMW | AC.10N10 | - |  |  |  | 1 | S23
EQ015144 |  | Mass Spectrometer |  | ICP Mass Spectrometer | Perkin-Elmer | Feilzer, AJ | VU/F/ACTA/MGW/TMW | AC.10N10 | - |  |  |  | 1 | NexION 1000
EQ015143 |  | Vacuum Pump |  | Vacuum Pump | Leybold | Feilzer, AJ | VU/F/ACTA/MGW/TMW | AC.10N10 | - |  |  |  | 1 | Sogevac
EQ015142 |  | Cooling Unit |  | Chiller | Labtech | Feilzer, AJ | VU/F/ACTA/MGW/TMW | AC.10N10 | - |  |  |  | 1 | SH150-3000
EQ015141 |  | Printer |  | Printer HP | Hewlett Packard (HP) | Feilzer, AJ | VU/F/ACTA/MGW/TMW | AC.10N10 | - |  |  |  | 1
EQ015140 |  | Microwave oven |  | Microwave Sample System | Perkin-Elmer | Feilzer, AJ | VU/F/ACTA/MGW/TMW | AC.10N10 | - |  |  |  | 1 | Titan MPS
EQ015139 |  | Computer |  | Dell PC | Dell | Feilzer, AJ | VU/F/ACTA/MGW/TMW | AC.10N10 | - |  |  |  | 1 | Optiplex SE3
EQ015138 |  | Computer Monitor |  | Dell Monitor | Dell | Feilzer, AJ | VU/F/ACTA/MGW/TMW | AC.10N10 | - |  |  |  | 1
EQ015137 |  | Balance |  | Kern scale PLJ 1200-3A | Kern | Logtestijn, RSP van | VU/F/BETA/A-LIFE | WN.M529 | - |  |  |  | 1 | PLJ 1200-3A
EQ015136 |  | 3D Printer |  | 3D Printer | Formlabs | Feilzer, AJ | VU/F/ACTA/MGW/TMW | AC.12N34 | - |  |  |  | 1 | Felix printer no 1
EQ015135 |  | Light Source |  | Curing Light | ESPE | Feilzer, AJ | VU/F/ACTA/MGW/TMW | AC.12N34 | - |  |  |  | 1 | Elipar Trilight
EQ015134 | 045623 | Computer |  | Computer HP | Hewlett Packard (HP) | Feilzer, AJ | VU/F/ACTA/MGW/TMW | AC.12N34 | - |  |  |  | 0
EQ015133 |  | Computer |  | Dell PC | Dell | Feilzer, AJ | VU/F/ACTA/MGW/TMW | AC.12N34 | - |  |  |  | 0 | SX280
EQ015132 |  | Computer Monitor |  | Dell Monitor | Dell | Feilzer, AJ | VU/F/ACTA/MGW/TMW | AC.12N34 | - |  |  |  | 0
EQ015131 |  | Water Bath |  | Water Bath | B.Braun Biotech International | Feilzer, AJ | VU/F/ACTA/MGW/TMW | AC.12N34 | - |  |  |  | 0 | Thermomix UB
EQ015130 | 30304 | Computer |  | PC Linometer | Nec | Feilzer, AJ | VU/F/ACTA/MGW/TMW | AC.12N34 | - |  |  |  | 1 | Direction
EQ015129 |  | Manometer |  | Digital Gauge | Sony | Feilzer, AJ | VU/F/ACTA/MGW/TMW | AC.12N34 | - |  |  |  | 0 | Magnescale LM12s-31T
EQ015128 | 038166 | Cold light source |  | Cold Light Source | Volpi | Feilzer, AJ | VU/F/ACTA/MGW/TMW | AC.12N34 | - |  |  |  | 1 | Intralux
EQ015127 | 038166 | Computer |  | Computer HP | Hewlett Packard (HP) | Feilzer, AJ | VU/F/ACTA/MGW/TMW | AC.12N34 | - |  |  |  | 1 | ProDesk
EQ015126 |  | Computer Monitor |  | Computer Monitor HP | Hewlett Packard (HP) | Feilzer, AJ | VU/F/ACTA/MGW/TMW | AC.12N34 | - |  |  |  | 1 | HP Compaq L210tm
EQ015125 |  | Area meter |  | Y-Y Table | Mitutoyo | Feilzer, AJ | VU/F/ACTA/MGW/TMW | AC.12N34 | - |  |  |  | 1 | SJ-400
EQ015124 | 53 | Hardness Testing Machine |  | Hardness Testing Machine | Mitutoyo | Feilzer, AJ | VU/F/ACTA/MGW/TMW | AC.12N34 | - |  |  |  | 1 | 178-958D; SJ-400
EQ015123 |  | Coater |  | Sputter Coater | Edwards | Feilzer, AJ | VU/F/ACTA/MGW/TMW | AC.12N34 | - |  |  |  | 1 | S150B
EQ015122 |  | Vacuum evaporator |  | Carbon Evaporation Source | Edwards | Feilzer, AJ | VU/F/ACTA/MGW/TMW | AC.12N34 | - |  |  |  | 1 | S150
EQ015121 |  | Extension Cable |  | Extension Cable | VU | Feilzer, AJ | VU/F/ACTA/MGW/TMW | AC.12N34 | - |  |  |  | 1
EQ015120 |  | Computer |  | Computer ThinkCentre | ThinkCentre | Feilzer, AJ | VU/F/ACTA/MGW/TMW | AC.12N34 | - |  |  |  | 1 | M Series
EQ015119 |  | Computer |  | Computer HP | Hewlett Packard (HP) | Feilzer, AJ | VU/F/ACTA/MGW/TMW | AC.12N34 | - |  |  |  | 1 | Z210 Workstation
EQ015118 |  | Computer Monitor |  | Computer Monitor HP | Hewlett Packard (HP) | Feilzer, AJ | VU/F/ACTA/MGW/TMW | AC.12N34 | - |  |  |  | 1 | LA2205wg
EQ015117 |  | Computer Monitor |  | Computer Monitor Benq | Benq | Feilzer, AJ | VU/F/ACTA/MGW/TMW | AC.12N34 | - |  |  |  | 1 | senseye 3
EQ015116 |  | 3D Printer |  | 3D Discovery BioCad | RegenHU | Feilzer, AJ | VU/F/ACTA/MGW/TMW | AC.12N34 | - |  |  |  | 1 | 900 001 770; 3D Discovery G1
EQ015115 |  | Compression Force Peak Display |  | Compression Force Peak Display | ACTA | Feilzer, AJ | VU/F/ACTA/MGW/TMW | AC.12N34 | - |  |  |  | 0 | 30-212
EQ015114 |  | Compression Force Peak Display |  | Compression Force Peak Display | ACTA | Feilzer, AJ | VU/F/ACTA/MGW/TMW | AC.12N34 | - |  |  |  | 0 | 30-212
EQ015113 |  | Electrical Length Measuring Instrument |  | Electrical Length Measuring Instrument | Mahr | Feilzer, AJ | VU/F/ACTA/MGW/TMW | AC.12N34 | - |  |  |  | 0 | Millitron 1202 D
EQ015112 |  | Computer Monitor |  | Computer Monitor NEC | Nec | Feilzer, AJ | VU/F/ACTA/MGW/TMW | AC.12N34 | - |  |  |  | 1 | MultiSync LS15
EQ015111 | 025318 | Computer |  | PC NEC | Nec | Feilzer, AJ | VU/F/ACTA/MGW/TMW | AC.12N34 | - |  |  |  | 1 | Direction
EQ015110 |  | Tensile Test Machine |  | Tensile Test Machine | Instron | Feilzer, AJ | VU/F/ACTA/MGW/TMW | AC.12N34 | - |  |  |  | 1 | 6022
EQ015109 |  | Light Source |  | Lamp | Waldmann | Feilzer, AJ | VU/F/ACTA/MGW/TMW | AC.12N34 | - |  |  |  | 1 | HP20
EQ015108 | ACTA INTENSE 16B | Tensile Test Machine |  | Tensilometer | ACTA | Feilzer, AJ | VU/F/ACTA/MGW/TMW | AC.12N34 | - |  |  |  | 1 | 20-90
EQ015107 |  | Power Supply |  | Power Supply | Basetech | Feilzer, AJ | VU/F/ACTA/MGW/TMW | AC.12N34 | - |  |  |  | 1 | BT-305
EQ015106 | adapter for EQ15105 | Adapter |  | AC Adapter |  | Koningstein, Greg | VU/F/BETA/A-LIFE/MM | O2.08E67 | - |  |  |  | 1 | A18-065N3A
EQ015105 |  | Computer |  | computer | Acer | Koningstein, Greg | VU/F/BETA/A-LIFE/MM | O2.08E67 | - |  |  |  | 1
EQ015104 |  | Extension Cable |  | Extension Cable | VU | Feilzer, AJ | VU/F/ACTA/MGW/TMW | AC.12N34 | - |  |  |  | 1
EQ015103 |  | Extension Cable |  | Extension Cable | VU | Feilzer, AJ | VU/F/ACTA/MGW/TMW | AC.12N34 | - |  |  |  | 1
EQ015102 |  | Hardness Testing Machine |  | Hardness Testing Machine Monitor | Mitutoyo | Feilzer, AJ | VU/F/ACTA/MGW/TMW | AC.12N34 | - |  |  |  | 1 | HM-125
EQ015101 |  | Vacuum Cleaner |  | Vacuum Cleaner | ESPE | Feilzer, AJ | VU/F/ACTA/MGW/TMW | AC.12N34 | - |  |  |  | 1
EQ015100 |  | Hardness Testing Machine |  | Hardness Testing Machine | Mitutoyo | Feilzer, AJ | VU/F/ACTA/MGW/TMW | AC.12N34 | - |  |  |  | 1 | HM-124
EQ015099 |  | Computer Monitor |  | Dell Monitor | Dell | Feilzer, AJ | VU/F/ACTA/MGW/TMW | AC.12N34 | - |  |  |  | 1
EQ015098 |  | Television |  | TV Monitor | Victor Data Systems (VDS) | Feilzer, AJ | VU/F/ACTA/MGW/TMW | AC.12N34 | - |  |  |  | 1 | MIC-N961V-BU
EQ015097 | 02412 | Computer |  | Dell PC | Dell | Feilzer, AJ | VU/F/ACTA/MGW/TMW | AC.12N34 | - |  |  |  | 0 | Optiplex 755
EQ015096 |  | Power Supply |  | Power Supply | Delta Elektronika | Feilzer, AJ | VU/F/ACTA/MGW/TMW | AC.12N34 | - |  |  |  | 1 | E030-3
EQ015095 |  | Power Supply |  | TV Camera Power Supply | Mitutoyo | Feilzer, AJ | VU/F/ACTA/MGW/TMW | AC.12N34 | - |  |  |  | 1
EQ015094 |  | Extension Cable |  | Extension Cable | VU | Feilzer, AJ | VU/F/ACTA/MGW/TMW | AC.12N34 | - |  |  |  | 1
EQ015093 |  | Barometer |  | Slag sterkte meter | Zwick | Feilzer, AJ | VU/F/ACTA/MGW/TMW | AC.12N34 | - |  |  |  | 1 | 5105
EQ015092 | Fei Microscope PC | Computer |  | Computer Fei | Fei | Feilzer, AJ | VU/F/ACTA/MGW/TMW | AC.12N34 | - |  |  |  | 0
EQ015091 |  | Extension Cable |  | Extension Cable | VU | Feilzer, AJ | VU/F/ACTA/MGW/TMW | AC.12N34 | - |  |  |  | 1
EQ015090 |  | Extension Cable |  | Extension Cable | VU | Feilzer, AJ | VU/F/ACTA/MGW/TMW | AC.12N34 | - |  |  |  | 1
EQ015089 |  | Light Source |  | Curing Light | ESPE | Feilzer, AJ | VU/F/ACTA/MGW/TMW | AC.12N34 | - |  |  |  | 0 | Elipar DeepCure-L
EQ015088 |  | Light Source |  | Curing Light | ESPE | Feilzer, AJ | VU/F/ACTA/MGW/TMW | AC.12N34 | - |  |  |  | 0 | Elipar DeepCure-L
EQ015087 | ACTA05037 | Computer |  | PC | Nec | Feilzer, AJ | VU/F/ACTA/MGW/TMW | AC.12N34 | - |  |  |  | 1 | Direction
EQ015086 |  | Computer Monitor |  | Dell Monitor | Dell | Feilzer, AJ | VU/F/ACTA/MGW/TMW | AC.12N34 | - |  |  |  | 1
EQ015085 |  | Computer Monitor |  | Dell Monitor | Dell | Feilzer, AJ | VU/F/ACTA/MGW/TMW | AC.12N34 | - |  |  |  | 0
EQ015084 |  | Power Supply |  | EVO Power Supply | Carl Zeiss | Feilzer, AJ | VU/F/ACTA/MGW/TMW | AC.12N10 | - |  |  |  | 1 | ZEISS EVO
EQ015083 |  | Router/Switch |  | EVO Power Supply Switch | Carl Zeiss | Feilzer, AJ | VU/F/ACTA/MGW/TMW | AC.12N10 | - |  |  |  | 1 | ZEISS EVO
EQ015082 |  | Electrical Length Measuring Instrument |  | Electrical Length Measuring Instrument | Mahr | Feilzer, AJ | VU/F/ACTA/MGW/TMW | AC.12N34 | - |  |  |  | 1 | Millitron 1202 D
EQ015081 |  | Computer |  | Laser Scan Micrometer | Mitutoyo | Feilzer, AJ | VU/F/ACTA/MGW/TMW | AC.12N34 | - |  |  |  | 1 | LSM-503
EQ015080 |  | Computer |  | Laser Scan Micrometer | Mitutoyo | Feilzer, AJ | VU/F/ACTA/MGW/TMW | AC.12N34 | - |  |  |  | 1 | LSM-6000
EQ015079 | ACTA22408 | Computer |  | Dell PC | Dell | Feilzer, AJ | VU/F/ACTA/MGW/TMW | AC.12N34 | - |  |  |  | 1 | Optiplex 745
EQ015078 |  | Router/Switch |  | EVO Power Supply Switch | Carl Zeiss | Feilzer, AJ | VU/F/ACTA/MGW/TMW | AC.12N10 | - |  |  |  | 1 | ZEISS EVO
EQ015077 |  | Vacuum Pump |  | Vacuum Pump | Edwards | Feilzer, AJ | VU/F/ACTA/MGW/TMW | AC.12N10 | - |  |  |  | 1 | RV12
EQ015076 |  | Vacuum Pump |  | Vacuum Pump | Edwards | Feilzer, AJ | VU/F/ACTA/MGW/TMW | AC.12N10 | - |  |  |  | 1 | RV12
EQ015075 |  | Microscope |  | Scanning Electron Microscope | Carl Zeiss | Feilzer, AJ | VU/F/ACTA/MGW/TMW | AC.12N10 | - |  |  |  | 1 | EVO LS15
EQ015074 |  | Microscope |  | Scanning Electron Microscope | Carl Zeiss | Feilzer, AJ | VU/F/ACTA/MGW/TMW | AC.12N10 | - |  |  |  | 1 | EVO LS15
EQ015073 |  | Motion Controller/Driver |  | Motion Controller + Keyboard | Carl Zeiss | Feilzer, AJ | VU/F/ACTA/MGW/TMW | AC.12N10 | - |  |  |  | 1 | 346023-9001-140
EQ015072 |  | Motion Controller/Driver |  | Motion Controller | Carl Zeiss | Feilzer, AJ | VU/F/ACTA/MGW/TMW | AC.12N10 | - |  |  |  | 1
EQ015071 |  | Computer Monitor |  | Computer Monitor Eizo | Eizo | Feilzer, AJ | VU/F/ACTA/MGW/TMW | AC.12N10 | - |  |  |  | 1
EQ015070 |  | Computer Monitor |  | Computer Monitor Eizo | Eizo | Feilzer, AJ | VU/F/ACTA/MGW/TMW | AC.12N10 | - |  |  |  | 1
EQ015069 |  | Computer Monitor |  | Computer Monitor Eizo | Eizo | Feilzer, AJ | VU/F/ACTA/MGW/TMW | AC.12N10 | - |  |  |  | 1
EQ015068 | 039426 | Computer |  | Computer SEM | ACTA | Feilzer, AJ | VU/F/ACTA/MGW/TMW | AC.12N10 | - |  |  |  | 1
EQ015067 |  | Computer |  | Computer Dell Bruker | Dell | Feilzer, AJ | VU/F/ACTA/MGW/TMW | AC.12N10 | - |  |  |  | 1 | Precision Tower 5810
EQ015066 |  | Extension Cable |  | Extension Cable | ACTA | Feilzer, AJ | VU/F/ACTA/MGW/TMW | AC.12N10 | - |  |  |  | 1
EQ015065 |  | Extension Cable |  | Extension Cable | ACTA | Feilzer, AJ | VU/F/ACTA/MGW/TMW | AC.12N10 | - |  |  |  | 1
EQ015064 |  | Data Logger |  | Polisher | National Instruments | Feilzer, AJ | VU/F/ACTA/MGW/TMW | AC.12N48 | - |  |  |  | 0 | SCB-68
EQ015063 |  | Data Acquisition Instrument |  | DAQ Accessory Guide | National Instruments | Feilzer, AJ | VU/F/ACTA/MGW/TMW | AC.12N48 | - |  |  |  | 1 | SCB-68
EQ015062 |  | Extension Cable |  | Extension Cable | ACTA | Feilzer, AJ | VU/F/ACTA/MGW/TMW | AC.12N48 | - |  |  |  | 1
EQ015061 |  | Extension Cable |  | Extension Cable | ACTA | Feilzer, AJ | VU/F/ACTA/MGW/TMW | AC.12N48 | - |  |  |  | 1
EQ015060 |  | Extension Cable |  | Extension Cable | ACTA | Feilzer, AJ | VU/F/ACTA/MGW/TMW | AC.12N48 | - |  |  |  | 1
EQ015059 |  | Tensile Test Machine |  | Tensile Test Machine | Instron | Feilzer, AJ | VU/F/ACTA/MGW/TMW | AC.12N34 | - |  |  |  | 1 | 6022
EQ015058 |  | Shaker/Mixer |  | Capsule Mixing Unit | ESPE | Feilzer, AJ | VU/F/ACTA/MGW/TMW | AC.12N48 | - |  |  |  | 1 | RotoMix
EQ015057 |  | Transformer |  | Variable Transformer | ACTA | Feilzer, AJ | VU/F/ACTA/MGW/TMW | AC.12N48 | - |  |  |  | 1
EQ015056 |  | Oven |  | Dental Furnace | Ivoclar Vivadent | Feilzer, AJ | VU/F/ACTA/MGW/TMW | AC.12N48 | - |  |  |  | 1 | Programat P100
EQ015055 |  | UV Curing Machine |  | Curing Light | Heraeus | Feilzer, AJ | VU/F/ACTA/MGW/TMW | AC.12N48 | - |  |  |  | 1 | Dentacolor
EQ015054 |  | Area meter |  | Perthometer | Perthen | Feilzer, AJ | VU/F/ACTA/MGW/TMW | AC.12N48 | - |  |  |  | 1 | C3A
EQ015053 |  | Heat Gun |  | Heat Gun | Degussa | Feilzer, AJ | VU/F/ACTA/MGW/TMW | AC.12N48 | - |  |  |  | 1 | Multivac Type R1
EQ015052 |  | Area meter |  | Perthometer | Perthen | Feilzer, AJ | VU/F/ACTA/MGW/TMW | AC.12N48 | - |  |  |  | 1 | PRK
EQ015051 |  | Computer |  | Computer Dell | Dell | Feilzer, AJ | VU/F/ACTA/MGW/TMW | AC.12N48 | - |  |  |  | 1 | Optiplex GX620
EQ015050 |  | Oven |  | Dental Furnace | Ivoclar Vivadent | Feilzer, AJ | VU/F/ACTA/MGW/TMW | AC.12N48 | - |  |  |  | 1 | Programat P300
EQ015049 |  | Computer Monitor |  | Computer Monitor Dell | Dell | Feilzer, AJ | VU/F/ACTA/MGW/TMW | AC.12N48 | - |  |  |  | 1 | UltraSharp
EQ015048 |  | Kettle |  | Kettle | AFK | Feilzer, AJ | VU/F/ACTA/MGW/TMW | AC.12N48 | - |  |  |  | 1
EQ015047 |  | pH Meter |  | pH Meter | Mettler (Toledo) | Feilzer, AJ | VU/F/ACTA/MGW/TMW | AC.12N48 | - |  |  |  | 1 | Delta 350
EQ015046 | M3 | Wear Machine |  | Wear Machine | ACTA | Feilzer, AJ | VU/F/ACTA/MGW/TMW | AC.12N48 | - |  |  |  | 1
EQ015045 | M4 | Wear Machine |  | Wear Machine | ACTA | Feilzer, AJ | VU/F/ACTA/MGW/TMW | AC.12N48 | - |  |  |  | 1
EQ015044 | M7 | Wear Machine |  | Wear Machine | ACTA | Feilzer, AJ | VU/F/ACTA/MGW/TMW | AC.12N48 | - |  |  |  | 1
EQ015043 |  | Light Source |  | Curing Light | Ivoclar Vivadent | Feilzer, AJ | VU/F/ACTA/MGW/TMW | AC.12N48 | - |  |  |  | 1 | Bluephase
EQ015042 | M9 | Wear Machine |  | Wear Machine | ACTA | Feilzer, AJ | VU/F/ACTA/MGW/TMW | AC.12N48 | - |  |  |  | 1
EQ015041 |  | Blender |  | Blender | Philips | Feilzer, AJ | VU/F/ACTA/MGW/TMW | AC.12N48 | - |  |  |  | 1
EQ015040 |  | Light Source |  | Dental CarboLED | GCP Dental | Feilzer, AJ | VU/F/ACTA/MGW/TMW | AC.12N48 | - |  |  |  | 1 | CarboLED
EQ015039 |  | Hot Plate |  | Hot Plate Stirrer | IKA | Feilzer, AJ | VU/F/ACTA/MGW/TMW | AC.12N48 | - |  |  |  | 1 | Combimag Ret
EQ015038 |  | Hot Plate |  | Hot Plate Stirrer | IKA | Feilzer, AJ | VU/F/ACTA/MGW/TMW | AC.12N48 | - |  |  |  | 1 | Combimag Ret
EQ015037 |  | Light Source |  | LED Curling Light | ESPE | Feilzer, AJ | VU/F/ACTA/MGW/TMW | AC.12N48 | - |  |  |  | 1 | Elipar S10
EQ015036 |  | Balance |  | Balance | Mettler (Toledo) | Feilzer, AJ | VU/F/ACTA/MGW/TMW | AC.12N48 | - |  |  |  | 1 | PM4600 DeltaRange
EQ015035 |  | Power Supply |  | Power Supply | Thurlby Thandar Instruments | Feilzer, AJ | VU/F/ACTA/MGW/TMW | AC.12N48 | - |  |  |  | 1 | EX355R
EQ015034 |  | Polishing System |  | Polisher/Grinder | Buehler | Feilzer, AJ | VU/F/ACTA/MGW/TMW | AC.12N48 | - |  |  |  | 1 | Ecomet
EQ015033 |  | Shaker/Mixer |  | Amalgamator | Ivoclar Vivadent | Feilzer, AJ | VU/F/ACTA/MGW/TMW | AC.12N48 | - |  |  |  | 1 | Silamat Plus
EQ015032 |  | Drill |  | Bench Pillar Drill | Metabo | Feilzer, AJ | VU/F/ACTA/MGW/TMW | AC.12N48 | - |  |  |  | 1 | SBE 1010 Plus
EQ015031 |  | Balance |  | Balance | Mettler (Toledo) | Feilzer, AJ | VU/F/ACTA/MGW/TMW | AC.12N48 | - |  |  |  | 1 | AT261 DeltaRange
EQ015030 |  | Oven |  | Oven | Memmert | Feilzer, AJ | VU/F/ACTA/MGW/TMW | AC.12N48 | - |  |  |  | 1 | Loading Modell 100-800 / UBF500
EQ015029 |  | Oven |  | Oven | Memmert | Feilzer, AJ | VU/F/ACTA/MGW/TMW | AC.12N48 | - |  |  |  | 1 | Loading Modell 100-800 / UBF500
EQ015028 |  | Drill |  | Bench Pillar Drill | Fehlmann | Feilzer, AJ | VU/F/ACTA/MGW/TMW | AC.12N48 | - |  |  |  | 1
EQ015027 |  | Oven |  | Oven | Memmert | Feilzer, AJ | VU/F/ACTA/MGW/TMW | AC.12N48 | - |  |  |  | 1 | Loading Modell 100-800 / UBF500
EQ015026 |  | Testbox |  | ULE | Retsch | Feilzer, AJ | VU/F/ACTA/MGW/TMW | AC.12N48 | - |  |  |  | 1 | S1
EQ015025 |  | Control Unit |  | Process Control Device | EMKO | Feilzer, AJ | VU/F/ACTA/MGW/TMW | AC.12N48 | - |  |  |  | 1 | EZM-4430
EQ015024 |  | Dental Implant System |  | Implant System | Friadent | Feilzer, AJ | VU/F/ACTA/MGW/TMW | AC.12N48 | - |  |  |  | 1 | Frios Unit S
EQ015023 |  | Shadetaking Device |  | Digital Dental Shade Taking | Vita | Feilzer, AJ | VU/F/ACTA/MGW/TMW | AC.12N48 | - |  |  |  | 1 | EasyShade Advance
EQ015022 |  | Compression Force Peak Display |  | Compression Force Peak Display | ACTA | Feilzer, AJ | VU/F/ACTA/MGW/TMW | AC.12N48 | - |  |  |  | 1 | 30-212
EQ015021 |  | Radio |  | Radio | Aristona | Feilzer, AJ | VU/F/ACTA/MGW/TMW | AC.12N48 | - |  |  |  | 1 | 8694
EQ015020 |  | Oven |  | Sintering Oven | Degussa | Feilzer, AJ | VU/F/ACTA/MGW/TMW | AC.12N48 | - |  |  |  | 1 | Cercon heat
EQ015019 |  | Power Supply |  | Regulated DC Power Supply | Voltcraft | Feilzer, AJ | VU/F/ACTA/MGW/TMW | AC.12N48 | - |  |  |  | 1
EQ015018 |  | Power Supply |  | Regulated DC Power Supply | Voltcraft | Feilzer, AJ | VU/F/ACTA/MGW/TMW | AC.12N48 | - |  |  |  | 1
EQ015017 |  | Computer |  | HP PC | Hewlett Packard (HP) | Feilzer, AJ | VU/F/ACTA/MGW/TMW | AC.12N48 | - |  |  |  | 1 | HP Compaq
EQ015016 |  | Computer Monitor |  | HP Monitor | Hewlett Packard (HP) | Feilzer, AJ | VU/F/ACTA/MGW/TMW | AC.12N48 | - |  |  |  | 1 | L1950g
EQ015015 |  | Computer Monitor |  | HP Monitor | Hewlett Packard (HP) | Feilzer, AJ | VU/F/ACTA/MGW/TMW | AC.12N48 | - |  |  |  | 1 | L1950g
EQ015014 |  | Heat Gun |  | Heat Gun | Degussa | Feilzer, AJ | VU/F/ACTA/MGW/TMW | AC.12N48 | - |  |  |  | 1 | Multivac Type R1
EQ015013 |  | Drill |  | Drill | Bosch | Feilzer, AJ | VU/F/ACTA/MGW/TMW | AC.12N48 | - |  |  |  | 1
EQ015012 |  | Control Unit |  | Control Unit | KaVo | Feilzer, AJ | VU/F/ACTA/MGW/TMW | AC.12N48 | - |  |  |  | 1 | K Control
EQ015011 |  | Transformer |  | Variable Transformer | Philips | Feilzer, AJ | VU/F/ACTA/MGW/TMW | AC.12N48 | - |  |  |  | 1 | 2422 530
EQ015010 |  | Extension Cable |  | Extension Cable | ACTA | Feilzer, AJ | VU/F/ACTA/MGW/TMW | AC.12N48 | - |  |  |  | 1
EQ015009 |  | Extension Cable |  | Extension Cable | ACTA | Feilzer, AJ | VU/F/ACTA/MGW/TMW | AC.12N48 | - |  |  |  | 1
EQ015008 |  | Lathe |  | Precision Lathe System | Proxxon | Feilzer, AJ | VU/F/ACTA/MGW/TMW | AC.12N48 | - |  |  |  | 1 | PD 230/E
EQ015007 |  | Milling Machine |  | Milling Machine | Proxxon | Feilzer, AJ | VU/F/ACTA/MGW/TMW | AC.12N48 | - |  |  |  | 1 | MF 70
EQ015006 |  | Saw |  | Saw | HBM | Feilzer, AJ | VU/F/ACTA/MGW/TMW | AC.12N48 | - |  |  |  | 1 | 9494
EQ015005 |  | Dentist Sink Table |  | Dentist Sink Table | ACTA | Feilzer, AJ | VU/F/ACTA/MGW/TMW | AC.12N58 | - |  |  |  | 0
EQ015004 |  | Drill |  | Bench Pillar Drill | Ferm | Feilzer, AJ | VU/F/ACTA/MGW/TMW | AC.12N48 | - |  |  |  | 1 | PRC-13
EQ015003 |  | Water Bath |  | Water Bath | Salmenkipp | Feilzer, AJ | VU/F/ACTA/MGW/TMW | AC.12N58 | - |  |  |  | 1 | E11
EQ015002 |  | Power Supply |  | DC Lab Power Supply | Vellman | Feilzer, AJ | VU/F/ACTA/MGW/TMW | AC.12N58 | - |  |  |  | 1 | LABPS1503
EQ015001 | 70; 56 | Oven |  | Oven | Memmert | Feilzer, AJ | VU/F/ACTA/MGW/TMW | AC.12N58 | - |  |  |  | 1 | Dedex
EQ015000 |  | Saw |  | Precision Saw | Buehler | Feilzer, AJ | VU/F/ACTA/MGW/TMW | AC.12N58 | - |  |  |  | 1 | Isomet 1000
EQ014999 |  | Polishing System |  | Polishing Machine | ACTA | Feilzer, AJ | VU/F/ACTA/MGW/TMW | AC.12N58 | - |  |  |  | 1
EQ014998 |  | Ultrasonic Cleaner |  | Ultrasonicator | Branson | Feilzer, AJ | VU/F/ACTA/MGW/TMW | AC.12N58 | - |  |  |  | 1 | 3510
EQ014997 |  | Flow Cytometer |  | Small Animal Bloodflow System | Transonic Systems | Feilzer, AJ | VU/F/ACTA/MGW/TMW | AC.12N58 | - |  |  |  | 1 | T206
EQ014996 |  | Polishing System |  | Polishing Machine | ACTA | Feilzer, AJ | VU/F/ACTA/MGW/TMW | AC.12N58 | - |  |  |  | 1
EQ014995 |  | Amplifier |  | Quad Isolated Instrument Amplifier | ACTA | Feilzer, AJ | VU/F/ACTA/MGW/TMW | AC.12N58 | - |  |  |  | 1 | VE
EQ014994 |  | Amplifier |  | Quad Isolated Instrument Amplifier | ACTA | Feilzer, AJ | VU/F/ACTA/MGW/TMW | AC.12N58 | - |  |  |  | 1 | VE
EQ014993 |  | Amplifier |  | Quad Isolated Instrument Amplifier | ACTA | Feilzer, AJ | VU/F/ACTA/MGW/TMW | AC.12N58 | - |  |  |  | 1 | VE
EQ014992 |  | Grinder |  | Trimmer | Feinwerktechniek GmbH | Feilzer, AJ | VU/F/ACTA/MGW/TMW | AC.12N58 | - |  |  |  | 1 | Rotogrind
EQ014991 |  | Water Bath |  | Water Bath | B.Braun Biotech International | Feilzer, AJ | VU/F/ACTA/MGW/TMW | AC.12N58 | - |  |  |  | 1 | Thermomix 852 012/7
EQ014990 |  | Water Bath |  | Water Bath | B.Braun Biotech International | Feilzer, AJ | VU/F/ACTA/MGW/TMW | AC.12N58 | - |  |  |  | 1 | Thermomix 852 012/7
EQ014989 |  | Amplifier |  | Micro Electrode Amplifier | BioLogic | Feilzer, AJ | VU/F/ACTA/MGW/TMW | AC.12N58 | - |  |  |  | 1 | VF 180
EQ014988 |  | Water Bath |  | Water Bath | Salmenkipp | Feilzer, AJ | VU/F/ACTA/MGW/TMW | AC.12N58 | - |  |  |  | 1 | E11
EQ014987 |  | Welding Station |  | Multi Purpose Welder | Unitek | Feilzer, AJ | VU/F/ACTA/MGW/TMW | AC.12N58 | - |  |  |  | 1 | 1050B
EQ014986 |  | Oscilloscope |  | Autoranging Combiscope | Philips | Feilzer, AJ | VU/F/ACTA/MGW/TMW | AC.12N58 | - |  |  |  | 1 | PM3084
EQ014985 |  | Laminar Air Flow Cabinet |  | Work Bench | Degussa | Feilzer, AJ | VU/F/ACTA/MGW/TMW | AC.12N58 | - |  |  |  | 1 | Asabox2
EQ014984 |  | Acoustic recorder |  | Digital Tape Recorder | BioLogic | Feilzer, AJ | VU/F/ACTA/MGW/TMW | AC.12N58 | - |  |  |  | 1 | DTR-2602
EQ014983 |  | Rotator |  | Rotator Mixer | Snijders | Feilzer, AJ | VU/F/ACTA/MGW/TMW | AC.12N58 | - |  |  |  | 1 | tube-test-rotator
EQ014982 |  | Oscilloscope |  | Autoranging Combiscope | Fluke | Feilzer, AJ | VU/F/ACTA/MGW/TMW | AC.12N58 | - |  |  |  | 1 | PM3384A
EQ014981 |  | Pump Controller |  | Vacuum Controller | KNF | Feilzer, AJ | VU/F/ACTA/MGW/TMW | AC.12N58 | - |  |  |  | 1 | Labobase
EQ014980 |  | Extension Cable |  | Extension Cable Long | VU | Feilzer, AJ | VU/F/ACTA/MGW/TMW | AC.12N58 | - |  |  |  | 1
EQ014979 |  | Oven |  | Oven | Memmert | Feilzer, AJ | VU/F/ACTA/MGW/TMW | AC.12N58 | - |  |  |  | 1
EQ014978 |  | Coater |  | Precision Coating Unit | ESPE | Feilzer, AJ | VU/F/ACTA/MGW/TMW | AC.12N58 | - |  |  |  | 1 | Rocatector delta
EQ014977 | 36 | Water Bath |  | Water Bath Heater | B.Braun Biotech International | Feilzer, AJ | VU/F/ACTA/MGW/TMW | AC.12N58 | - |  |  |  | 1 | Thermomix B / Frigomix S
EQ014976 | 33 | Water Bath |  | Water Bath Heater | B.Braun Biotech International | Feilzer, AJ | VU/F/ACTA/MGW/TMW | AC.12N58 | - |  |  |  | 1 | Thermomix B / Frigomix S
EQ014975 |  | Oven |  | Dental lab Oven | Heraeus | Feilzer, AJ | VU/F/ACTA/MGW/TMW | AC.12N58 | - |  |  |  | 1 | Combilabor CL-V
EQ014974 |  | Water Bath |  | Water Bath Heater | GFL | Feilzer, AJ | VU/F/ACTA/MGW/TMW | AC.12N58 | - |  |  |  | 1
EQ014973 |  | Vortex |  | Vortex | Thermo Fisher Scientific | Feilzer, AJ | VU/F/ACTA/MGW/TMW | AC.12N58 | - |  |  |  | 1 | Vortex Genie
EQ014972 |  | Computer |  | PC | Pionex | Feilzer, AJ | VU/F/ACTA/MGW/TMW | AC.12N58 | - |  |  |  | 1 | 24x max
EQ014971 |  | Chart Recorder |  | Chart Recorder Printer | BBC | Feilzer, AJ | VU/F/ACTA/MGW/TMW | AC.12N58 | - |  |  |  | 1 | SE 120
EQ014970 |  | Chart Recorder |  | Chart Recorder Printer | BBC | Feilzer, AJ | VU/F/ACTA/MGW/TMW | AC.12N58 | - |  |  |  | 1 | SE 120
EQ014969 |  | Cooling Unit |  | Chilling Tower | Thermo Fisher Scientific | Feilzer, AJ | VU/F/ACTA/MGW/TMW | AC.12N58 | - |  |  |  | 1 | M75
EQ014968 |  | Chart Recorder |  | Chart Recorder Printer | BBC | Feilzer, AJ | VU/F/ACTA/MGW/TMW | AC.12N58 | - |  |  |  | 1 | SE 120
EQ014967 |  | Hot Plate |  | Hot Plate Stirrer | IKA | Feilzer, AJ | VU/F/ACTA/MGW/TMW | AC.12N58 | - |  |  |  | 1 | Combimag Ret
EQ014966 |  | Spectrometer |  | Digilab Division Spectrometer | Biorad | Feilzer, AJ | VU/F/ACTA/MGW/TMW | AC.12N58 | - |  |  |  | 1 | FTS-40
EQ014965 |  | Fridge |  | Fridge | Bosch | Feilzer, AJ | VU/F/ACTA/MGW/TMW | AC.12N58 | - |  |  |  | 1 | Cooler
EQ014964 |  | Fridge |  | Fridge | Bosch | Feilzer, AJ | VU/F/ACTA/MGW/TMW | AC.12N58 | - |  |  |  | 1 | Cooler
EQ014963 |  | Fridge |  | Fridge | Bosch | Feilzer, AJ | VU/F/ACTA/MGW/TMW | AC.12N58 | - |  |  |  | 1 | Cooler
EQ014962 | BIBRO-915 | Fridge |  | Liebherr Fridge | Liebherr | Noort, wendy | VU/F/FGB/BW/Myolab | O2.13W37 | - |  |  |  | 1 | MediLine
EQ014961 | BIBRO-916 | Freezer |  | Liebherr Freezer | Liebherr | Noort, wendy | VU/F/FGB/BW/Myolab | O2.13W37 | - |  |  |  | 1 | MediLine
EQ014960 |  | Laminar Air Flow Cabinet |  | Abarcon Flow Cabinet | Abarcon | Noort, wendy | VU/F/FGB/BW/Myolab | O2.13W37 | - |  |  |  | 1 | AWC 120
EQ014959 |  | Extension Cable |  | Extension Cable | VU | Noort, wendy | VU/F/FGB/BW/Myolab | O2.13W37 | - |  |  |  | 1
EQ014958 | VUmc-06 | Respirometer |  | Oxygraph | oroboros | Noort, wendy | VU/F/FGB/BW/Myolab | O2.13W37 | - |  |  |  | 1 | Oxygraph-2k
EQ014957 |  | Centrifuge |  | Mini Centrifuge | Eppendorf | Noort, wendy | VU/F/FGB/BW/Myolab | O2.13W35A | - |  |  |  | 1 | Mini Spin
EQ014956 |  | Extension Cable |  | Extension Cable | VU | Noort, wendy | VU/F/FGB/BW/Myolab | O2.13W35 | - |  |  |  | 1
EQ014955 |  | Ultrasound Machine |  | Ultrasound Machine | Esaote | Noort, wendy | VU/F/FGB/BW/Myolab | O2.13W35 | - |  |  |  | 1 | Technos MPX
EQ014954 | MON-458DB10 | Computer Monitor |  | Dell Computer Monitor | Dell | Noort, wendy | VU/F/FGB/BW/Myolab | O2.13W35 | - |  |  |  | 0 | 1703FPt
EQ014953 | COM039815; 039815 | Computer |  | HP Computer | Hewlett Packard (HP) | Noort, wendy | VU/F/FGB/BW/Myolab | O2.13W33 | - |  |  |  | 0 | Z440
EQ014952 | 031384 | Computer |  | HP Computer | Hewlett Packard (HP) | Noort, wendy | VU/F/FGB/BW/Myolab | O2.13W35 | - |  |  |  | 1 | Z440
EQ014951 |  | Muscle Stimulator |  | PSAD | Movotec | Noort, wendy | VU/F/FGB/BW/Myolab | O2.13W35 | - |  |  |  | 1
EQ014950 | FBWM026914; 026914 | Computer |  | HP Computer | Hewlett Packard (HP) | Noort, wendy | VU/F/FGB/BW/Myolab | O2.13W35 | - |  |  |  | 1 | Z230
EQ014949 |  | Microscope |  | Zeiss Axioskop | Carl Zeiss | Noort, wendy | VU/F/FGB/BW/Myolab | O2.13W33 | - | 2024-09-29 |  |  | 0 | Axioskop
EQ014948 | COM039815; 039815 | Computer |  | HP Computer | Hewlett Packard (HP) | Noort, wendy | VU/F/FGB/BW/Myolab | O2.13W33 | - |  | 2025-07-07 00:00:00 |  | 1 | Z440
EQ014947 | 0974-VU-FPP | Computer |  | Dell Computer | Dell | Noort, wendy | VU/F/FGB/BW/Myolab | O2.13W33 | - |  |  |  | 0 | Optiplex 990
EQ014946 |  | Computer Monitor |  | HP Computer Monitor | Hewlett Packard (HP) | Noort, wendy | VU/F/FGB/BW/Myolab | O2.13W33 | - |  |  |  | 0 | HP 1702
EQ014945 |  | Computer Monitor |  | HP Computer Monitor | Hewlett Packard (HP) | Noort, wendy | VU/F/FGB/BW/Myolab | O2.13W33 | - |  |  |  | 0 | HP 1702
EQ014944 | COMVNC3J49123 | Printer |  | HP Printer | Hewlett Packard (HP) | Noort, wendy | VU/F/FGB/BW/Myolab | O2.13W33 | - |  |  |  | 0 | LaserJet Pro 400
EQ014943 | MON-5301GNK | Computer Monitor |  | Computer Monitor | Hewlett Packard (HP) | Noort, wendy | VU/F/FGB/BW/Myolab | O2.13W33 | - |  |  |  | 0 | HSTND-2A01
EQ014942 | MON-344KAVSP | Computer Monitor |  | Computer Monitor | Dell | Noort, wendy | VU/F/FGB/BW/Myolab | O2.13W33 | - |  |  |  | 0 | 1504FP
EQ014941 | CRA019854;019854 | Computer Monitor |  | Computer monitor | Hewlett Packard (HP) | Noort, wendy | VU/F/FGB/BW/Myolab | O2.13W33 | - |  |  |  | 0 | HP Compaq L1740
EQ014940 | HOT0800020 | Oven |  | Oven | Heraeus | Noort, wendy | VU/F/FGB/BW/Myolab | O2.13W33 | - | 2024-10-06 |  |  | 0
EQ014939 | MON187 | Myolab-Computer randapparatuur |  | MONITOR PHILIPS | Philips | Noort, wendy | VU/F/FGB/BW/Myolab | MF.A411 | - | 2030-08-03 |  |  | 0 | PHILPS MONITOR
EQ014938 | HOT40790930 | Oven |  | Oven | Memmert | Noort, wendy | VU/F/FGB/BW/Myolab | O2.13W33 | - | 2024-10-06 |  |  | 1 | UL40
EQ014937 |  | Vacuum Pump |  | Vacuubrand Vacuum Pump | Vacuubrand | Noort, wendy | VU/F/FGB/BW/Myolab | O2.13W31 | - |  |  |  | 1 | PC 3004 VARIO
EQ014936 | BIBRO-912 | Fridge |  | Liebherr Fridge | Liebherr | Noort, wendy | VU/F/FGB/BW/Myolab | O2.13W31 | - |  |  |  | 1 | MediLine
EQ014935 | BIBRO-913 | Freezer |  | Liebherr Freezer | Liebherr | Noort, wendy | VU/F/FGB/BW/Myolab | O2.13W31 | - |  |  |  | 1 | MediLine
EQ014934 | MOT260594 | Vortex |  | Vortex | IKA | Noort, wendy | VU/F/FGB/BW/Myolab | O2.13W31 | - |  |  |  | 0 | VF1
EQ014933 | PSU-1615 | Centrifuge |  | Centrifuge | Thermo Fisher Scientific | Noort, wendy | VU/F/FGB/BW/Myolab | O2.13W31 | - |  | 2025-07-06 00:00:00 |  | 1 | SPROUT
EQ014932 |  | Extension Cable |  | Extension Cable | VU | Noort, wendy | VU/F/FGB/BW/Myolab | O2.13W27 | - |  |  |  | 1
EQ014931 | RAD852224;PSU1108C | Radio |  | Portable Audio System | Tivoli Audio | Noort, wendy | VU/F/FGB/BW/Myolab | O2.13W27 | - |  | 2025-07-15 00:00:00 |  | 1 | PAL
EQ014930 |  | Centrifuge |  | Fisherbrand Microcentrifuge | Fisherbrand | Noort, wendy | VU/F/FGB/BW/Myolab | O2.13W27 | - |  |  |  | 1 | Sprout Plus
EQ014929 |  | Pipette |  | Biohit Pipette 20-300µL | Biohit | Noort, wendy | VU/F/FGB/BW/Myolab | O2.13W27 | - |  |  |  | 1 | Eline 20-300µL
EQ014928 |  | Pipette |  | Biohit Pipette 50-1000µL | Biohit | Noort, wendy | VU/F/FGB/BW/Myolab | O2.13W27 | - |  |  |  | 1 | Eline 50-1000µL
EQ014927 | BIBRO-769 | Freezer |  | Liebherr Freezer | Liebherr | Noort, wendy | VU/F/FGB/BW/Myolab | O2.13W27 | - |  |  |  | 1 | MediLine
EQ014926 | BIBRO-911 | Freezer |  | Liebherr Freezer | Liebherr | Noort, wendy | VU/F/FGB/BW/Myolab | O2.13W27 | - |  |  |  | 1 | MediLine
EQ014925 | BIBRO-910 | Fridge |  | Liebherr Fridge | Liebherr | Noort, wendy | VU/F/FGB/BW/Myolab | O2.13W27 | - |  |  |  | 1 | MediLine
EQ014924 | BIBRO-1118 | Fridge |  | Liebherr Fridge | Liebherr | Noort, wendy | VU/F/FGB/BW/Myolab | O2.13W27 | - |  |  |  | 1 | MediLine
EQ014923 |  | Server |  | Server | xSeries | Rimkevičius, Martynas | VU/F/BETA/Bedrijfsvoering/Huisvesting | WN.TK13 | - |  |  |  | 1
EQ014922 |  | Server |  | Server | Dell | Rimkevičius, Martynas | VU/F/BETA/Bedrijfsvoering/Huisvesting | WN.TK13 | - |  |  |  | 1
EQ014921 |  | Server |  | Server | Dell | Rimkevičius, Martynas | VU/F/BETA/Bedrijfsvoering/Huisvesting | WN.TK13 | - |  |  |  | 1
EQ014920 |  | Server |  | Server | Dell | Rimkevičius, Martynas | VU/F/BETA/Bedrijfsvoering/Huisvesting | WN.TK13 | - |  |  |  | 1
EQ014919 |  | Server |  | Server | Dell | Rimkevičius, Martynas | VU/F/BETA/Bedrijfsvoering/Huisvesting | WN.TK13 | - |  |  |  | 1
EQ014918 |  | Server |  | Server | Dell | Rimkevičius, Martynas | VU/F/BETA/Bedrijfsvoering/Huisvesting | WN.TK13 | - |  |  |  | 1
EQ014917 |  | Server |  | Server | Dell | Rimkevičius, Martynas | VU/F/BETA/Bedrijfsvoering/Huisvesting | WN.TK13 | - |  |  |  | 1
EQ014916 |  | Server |  | Server | Dell | Rimkevičius, Martynas | VU/F/BETA/Bedrijfsvoering/Huisvesting | WN.TK13 | - |  |  |  | 1
EQ014915 |  | Speakers |  | Speaker | Skytec | Rimkevičius, Martynas | VU/F/BETA/Bedrijfsvoering/Huisvesting | WN.TK13 | - |  |  |  | 1 | 170.313
EQ014914 |  | Speakers |  | Speaker | Skytec | Rimkevičius, Martynas | VU/F/BETA/Bedrijfsvoering/Huisvesting | WN.TK13 | - |  |  |  | 1 | 170.313
EQ014913 | 011627 | Printer |  | Printer | Hewlett Packard (HP) | Rimkevičius, Martynas | VU/F/BETA/Bedrijfsvoering/Huisvesting | WN.TK13 | - |  |  |  | 1
EQ014912 | 047300 | Printer |  | Printer | Hewlett Packard (HP) | Rimkevičius, Martynas | VU/F/BETA/Bedrijfsvoering/Huisvesting | WN.TK13 | - |  |  |  | 1
EQ014911 |  | Printer |  | Printer | Hewlett Packard (HP) | Rimkevičius, Martynas | VU/F/BETA/Bedrijfsvoering/Huisvesting | WN.TK13 | - |  |  |  | 1
EQ014910 |  | Computer Monitor |  | Computer screen | Hewlett Packard (HP) | Rimkevičius, Martynas | VU/F/BETA/Bedrijfsvoering/Huisvesting | WN.T028 | - |  |  |  | 1
EQ014909 |  | Computer Monitor |  | Computer screen | Hewlett Packard (HP) | Rimkevičius, Martynas | VU/F/BETA/Bedrijfsvoering/Huisvesting | WN.T028 | - |  |  |  | 1
EQ014908 | 046322 | Computer |  | Computer | Hewlett Packard (HP) | Rimkevičius, Martynas | VU/F/BETA/Bedrijfsvoering/Huisvesting | WN.T028 | - |  |  |  | 1
EQ014907 |  | Extension Cable |  | Extension cable | VU | Rimkevičius, Martynas | VU/F/BETA/Bedrijfsvoering/Huisvesting | WN.T028 | - |  |  |  | 1
EQ014906 |  | Toaster |  | Toaster | Tristar | Rimkevičius, Martynas | VU/F/BETA/Bedrijfsvoering/Huisvesting | WN.T028 | - |  |  |  | 1
EQ014905 | 046321 | Computer |  | Computer | Hewlett Packard (HP) | Rimkevičius, Martynas | VU/F/BETA/Bedrijfsvoering/Huisvesting | WN.T028 | - |  |  |  | 1 | DR-C125
EQ014904 |  | Printer |  | Printer | Canon | Rimkevičius, Martynas | VU/F/BETA/Bedrijfsvoering/Huisvesting | WN.T028 | - |  |  |  | 1 | DR-C125
EQ014903 |  | Printer |  | Printer | Samsung | Rimkevičius, Martynas | VU/F/BETA/Bedrijfsvoering/Huisvesting | WN.T028 | - |  |  |  | 1 | M2070W
EQ014902 |  | Speakers |  | Speaker | Devine | Rimkevičius, Martynas | VU/F/BETA/Bedrijfsvoering/Huisvesting | WN.T028 | - |  |  |  | 1
EQ014901 | 042015 | Computer |  | Computer | Hewlett Packard (HP) | Rimkevičius, Martynas | VU/F/BETA/Bedrijfsvoering/Huisvesting | WN.T028 | - |  |  |  | 1
EQ014900 |  | Speakers |  | Speaker | VU | Rimkevičius, Martynas | VU/F/BETA/Bedrijfsvoering/Huisvesting | WN.T028 | - |  |  |  | 1
EQ014899 | 005342 | Computer Monitor |  | Computer screen | Hewlett Packard (HP) | Rimkevičius, Martynas | VU/F/BETA/Bedrijfsvoering/Huisvesting | WN.T028 | - |  |  |  | 1 | LA2205wg
EQ014898 | 005346 | Computer Monitor |  | Computer screen | Hewlett Packard (HP) | Rimkevičius, Martynas | VU/F/BETA/Bedrijfsvoering/Huisvesting | WN.T028 | - |  |  |  | 1 | LA2205wg
EQ014897 | 005316 | Computer Monitor |  | Computer screen | Hewlett Packard (HP) | Rimkevičius, Martynas | VU/F/BETA/Bedrijfsvoering/Huisvesting | WN.T028 | - |  |  |  | 1 | LA2205wg
EQ014896 |  | Extension Cable |  | Extension cable | VU | Rimkevičius, Martynas | VU/F/BETA/Bedrijfsvoering/Huisvesting | WN.T028 | - |  |  |  | 1
EQ014895 |  | Computer Monitor |  | Computer screen | Hewlett Packard (HP) | Rimkevičius, Martynas | VU/F/BETA/Bedrijfsvoering/Huisvesting | WN.T028 | - |  |  |  | 1 | LA2205wg
EQ014894 |  | Computer Monitor |  | Computer screen | Hewlett Packard (HP) | Rimkevičius, Martynas | VU/F/BETA/Bedrijfsvoering/Huisvesting | WN.T028 | - |  |  |  | 1 | LA2205wg
EQ014893 | 005313 | Computer Monitor |  | Computer screen | Hewlett Packard (HP) | Rimkevičius, Martynas | VU/F/BETA/Bedrijfsvoering/Huisvesting | WN.T028 | - |  |  |  | 1 | LA2205wg
EQ014892 |  | Stove |  | sausage heater | Unox | Rimkevičius, Martynas | VU/F/BETA/Bedrijfsvoering/Huisvesting | WN.T028 | - |  |  |  | 1
EQ014891 |  | Light Source |  | Lights | VU | Rimkevičius, Martynas | VU/F/BETA/Bedrijfsvoering/Huisvesting | WN.T028 | - |  |  |  | 1
EQ014890 |  | Extension Cable |  | Extension cable | VU | Rimkevičius, Martynas | VU/F/BETA/Bedrijfsvoering/Huisvesting | WN.T028 | - |  |  |  | 1
EQ014889 |  | Toaster |  | Toaster | Princess | Rimkevičius, Martynas | VU/F/BETA/Bedrijfsvoering/Huisvesting | WN.T028 | - |  |  |  | 1
EQ014888 |  | Vacuum Cleaner |  | Vacuum Cleaner | VU | Rimkevičius, Martynas | VU/F/BETA/Bedrijfsvoering/Huisvesting | WN.T028 | - |  |  |  | 1
EQ014887 |  | Projector |  | Projector | Epson | Rimkevičius, Martynas | VU/F/BETA/Bedrijfsvoering/Huisvesting | WN.T028 | - |  |  |  | 1 | 3LCD
EQ014886 |  | Stove |  | Stove | Tomado | Rimkevičius, Martynas | VU/F/BETA/Bedrijfsvoering/Huisvesting | WN.T028 | - |  |  |  | 1
EQ014885 |  | Fridge |  | Fridge | VU | Pickartz, Vera Martha Rie von | VU/F/BETA/Bedrijfsvoering/Huisvesting | WN.M138 | - |  |  |  | 1
EQ014884 |  | Fridge |  | Fridge | Exquisit | Pickartz, Vera Martha Rie von | VU/F/BETA/Bedrijfsvoering/Huisvesting | WN.M138 | - |  |  |  | 1
EQ014883 |  | Speakers |  | Speaker | VU | Pickartz, Vera Martha Rie von | VU/F/BETA/Bedrijfsvoering/Huisvesting | WN.M138 | - |  |  |  | 1
EQ014882 |  | Radio |  | Radio | AEG | Pickartz, Vera Martha Rie von | VU/F/BETA/Bedrijfsvoering/Huisvesting | WN.M138 | - |  |  |  | 1
EQ014881 |  | Computer |  | Computer | VU | Pickartz, Vera Martha Rie von | VU/F/BETA/Bedrijfsvoering/Huisvesting | WN.M138 | - |  |  |  | 1
EQ014880 |  | Printer |  | Printer | Brother | Pickartz, Vera Martha Rie von | VU/F/BETA/Bedrijfsvoering/Huisvesting | WN.M138 | - |  |  |  | 1 | MFC-J5730DW
EQ014879 |  | Printer |  | Printer | Brother | Pickartz, Vera Martha Rie von | VU/F/BETA/Bedrijfsvoering/Huisvesting | WN.M138 | - |  |  |  | 1
EQ014878 |  | Computer |  | Computer | VU | Pickartz, Vera Martha Rie von | VU/F/BETA/Bedrijfsvoering/Huisvesting | WN.M138 | - |  |  |  | 1
EQ014877 |  | Computer |  | Computer | VU | Pickartz, Vera Martha Rie von | VU/F/BETA/Bedrijfsvoering/Huisvesting | WN.M138 | - |  |  |  | 1
EQ014876 |  | Extension Cable |  | Extension cable | VU | Pickartz, Vera Martha Rie von | VU/F/BETA/Bedrijfsvoering/Huisvesting | WN.M138 | - |  |  |  | 1
EQ014875 |  | Extension Cable |  | Extension cable | VU | Pickartz, Vera Martha Rie von | VU/F/BETA/Bedrijfsvoering/Huisvesting | WN.M138 | - |  |  |  | 1
EQ014874 |  | Stove |  | Stove | Tristar | Pickartz, Vera Martha Rie von | VU/F/BETA/Bedrijfsvoering/Huisvesting | WN.M138 | - |  |  |  | 1
EQ014873 |  | Toaster |  | Toaster | Bama | Pickartz, Vera Martha Rie von | VU/F/BETA/Bedrijfsvoering/Huisvesting | WN.M138 | - |  |  |  | 1
EQ014872 |  | Computer |  | Computer | VU | Pickartz, Vera Martha Rie von | VU/F/BETA/Bedrijfsvoering/Huisvesting | WN.M138 | - |  |  |  | 1
EQ014871 |  | Computer |  | Computer | VU | Pickartz, Vera Martha Rie von | VU/F/BETA/Bedrijfsvoering/Huisvesting | WN.M138 | - |  |  |  | 1
EQ014870 |  | Computer |  | Computer | VU | Pickartz, Vera Martha Rie von | VU/F/BETA/Bedrijfsvoering/Huisvesting | WN.M138 | - |  |  |  | 1
EQ014869 |  | Extension Cable |  | Extension cable | VU | Pickartz, Vera Martha Rie von | VU/F/BETA/Bedrijfsvoering/Huisvesting | WN.M138 | - |  |  |  | 1
EQ014868 |  | Speakers |  | Speaker | Sony | Pickartz, Vera Martha Rie von | VU/F/BETA/Bedrijfsvoering/Huisvesting | WN.M138 | - |  |  |  | 1
EQ014867 |  | Microwave oven |  | Microwave | Tomado | Pickartz, Vera Martha Rie von | VU/F/BETA/Bedrijfsvoering/Huisvesting | WN.M138 | - |  |  |  | 1
EQ014866 |  | Microwave oven |  | Microwave | Moulinex | Pickartz, Vera Martha Rie von | VU/F/BETA/Bedrijfsvoering/Huisvesting | WN.M138 | - |  |  |  | 1
EQ014865 |  | Aquarium |  | Aquarium | VU | Pickartz, Vera Martha Rie von | VU/F/BETA/Bedrijfsvoering/Huisvesting | WN.M138 | - |  |  |  | 1
EQ014864 |  | Toaster |  | Toaster | Princess | Pickartz, Vera Martha Rie von | VU/F/BETA/Bedrijfsvoering/Huisvesting | WN.M138 | - |  |  |  | 1
EQ014863 |  | Coffee machine |  | Coffee machine | Russell Hobbs | Pickartz, Vera Martha Rie von | VU/F/BETA/Bedrijfsvoering/Huisvesting | WN.M138 | - |  |  |  | 1
EQ014862 |  | Kettle |  | Kettle | Blokker | Pickartz, Vera Martha Rie von | VU/F/BETA/Bedrijfsvoering/Huisvesting | WN.M138 | - |  |  |  | 1
EQ014861 |  | Extension Cable |  | Extension cable | Q-LINK | Pickartz, Vera Martha Rie von | VU/F/BETA/Bedrijfsvoering/Huisvesting | WN.M138 | - |  |  |  | 1
EQ014860 | 005305 | Computer Monitor |  | Computer screen | Hewlett Packard (HP) | Pickartz, Vera Martha Rie von | VU/F/BETA/Bedrijfsvoering/Huisvesting | WN.M138 | - |  |  |  | 1 | LA2205wg
EQ014859 | 005304 | Computer Monitor |  | Computer screen | Hewlett Packard (HP) | Pickartz, Vera Martha Rie von | VU/F/BETA/Bedrijfsvoering/Huisvesting | WN.M138 | - |  |  |  | 1
EQ014858 | 045896 | Computer Monitor |  | Computer screen | Hewlett Packard (HP) | Pickartz, Vera Martha Rie von | VU/F/BETA/Bedrijfsvoering/Huisvesting | WN.M138 | - |  |  |  | 1
EQ014857 | 046578 | Computer Monitor |  | Computer screen | Hewlett Packard (HP) | Pickartz, Vera Martha Rie von | VU/F/BETA/Bedrijfsvoering/Huisvesting | WN.M138 | - |  |  |  | 1
EQ014856 |  | Computer Monitor |  | Computer screen | Hewlett Packard (HP) | Pickartz, Vera Martha Rie von | VU/F/BETA/Bedrijfsvoering/Huisvesting | WN.M138 | - |  |  |  | 1
EQ014855 | 036496 | Computer Monitor |  | Computer screen | Hewlett Packard (HP) | Pickartz, Vera Martha Rie von | VU/F/BETA/Bedrijfsvoering/Huisvesting | WN.M138 | - |  |  |  | 1
EQ014854 | 052685 | Computer Monitor |  | Computer screen | Dell | Pickartz, Vera Martha Rie von | VU/F/BETA/Bedrijfsvoering/Huisvesting | WN.M138 | - |  |  |  | 1
EQ014853 |  | Computer Monitor |  | Computer screen | Samsung | Pickartz, Vera Martha Rie von | VU/F/BETA/Bedrijfsvoering/Huisvesting | WN.M138 | - |  |  |  | 1
EQ014852 | 005301 | Computer Monitor |  | Computer screen | Hewlett Packard (HP) | Pickartz, Vera Martha Rie von | VU/F/BETA/Bedrijfsvoering/Huisvesting | WN.M138 | - |  |  |  | 1 | LA2205wg
EQ014851 | 005309 | Computer Monitor |  | Computer screen | Hewlett Packard (HP) | Pickartz, Vera Martha Rie von | VU/F/BETA/Bedrijfsvoering/Huisvesting | WN.M138 | - |  |  |  | 1 | LA2205wg
EQ014850 |  | Computer Monitor |  | Computer screen | Hewlett Packard (HP) | Pickartz, Vera Martha Rie von | VU/F/BETA/Bedrijfsvoering/Huisvesting | WN.M138 | - |  |  |  | 0 | LA2205wg
EQ014849 | 005308 | Computer Monitor |  | Computer screen | Hewlett Packard (HP) | Pickartz, Vera Martha Rie von | VU/F/BETA/Bedrijfsvoering/Huisvesting | WN.M138 | - |  |  |  | 1 | LA2205wg
EQ014848 | 019269 | Computer Monitor |  | Computer screen | Hewlett Packard (HP) | Pickartz, Vera Martha Rie von | VU/F/BETA/Bedrijfsvoering/Huisvesting | WN.M138 | - |  |  |  | 1
EQ014847 | 005366 | Computer Monitor |  | Computer screen | Hewlett Packard (HP) | Pickartz, Vera Martha Rie von | VU/F/BETA/Bedrijfsvoering/Huisvesting | WN.M138 | - |  |  |  | 1
EQ014846 | 005326 | Computer Monitor |  | Computer screen | Hewlett Packard (HP) | Pickartz, Vera Martha Rie von | VU/F/BETA/Bedrijfsvoering/Huisvesting | WN.M138 | - |  |  |  | 1
EQ014845 | 002913 | Extension Cable |  | Extension Cable | VU | Boujamaa, Mourad | VU/F/BETA/N&S/N&S_ond | WN.S103 | - |  |  |  | 1
EQ014844 | 003124 | Computer Monitor |  | HP Computer Monitor | Hewlett Packard (HP) | Boujamaa, Mourad | VU/F/BETA/N&S/N&S_ond | WN.S103 | - |  |  |  | 1 | Compaq L2245wg
EQ014843 | 047567 | Computer |  | HP Computer | Hewlett Packard (HP) | Boujamaa, Mourad | VU/F/BETA/N&S/N&S_ond | WN.S103 | - |  |  |  | 1 | ProDesk 600 G4 MT
EQ014842 |  | Extension Cable |  | Extension Cable | VU | Boujamaa, Mourad | VU/F/BETA/N&S/N&S_ond | WN.S103 | - |  |  |  | 1
EQ014841 | 003187 | Computer Monitor |  | HP Computer Monitor | Hewlett Packard (HP) | Boujamaa, Mourad | VU/F/BETA/N&S/N&S_ond | WN.S103 | - |  |  |  | 1 | Compaq L2245wg
EQ014840 | 047550 | Computer |  | HP Computer | Hewlett Packard (HP) | Boujamaa, Mourad | VU/F/BETA/N&S/N&S_ond | WN.S103 | - |  |  |  | 1 | ProDesk 600 G4 MT
EQ014839 | 047566 | Computer |  | HP Computer | Hewlett Packard (HP) | Boujamaa, Mourad | VU/F/BETA/N&S/N&S_ond | WN.S103 | - |  |  |  | 1 | ProDesk 600 G4 MT
EQ014838 |  | Extension Cable |  | xxx | Kaiser | Boujamaa, Mourad | VU/F/BETA/N&S/N&S_ond | WN.S101 | - |  |  |  | 0
EQ014837 |  | Extension Cable |  | Extension Cable | Kaiser | Boujamaa, Mourad | VU/F/BETA/N&S/N&S_ond | WN.S101 | - |  |  |  | 1
EQ014836 |  | Extension Cable |  | Extension Cable | Kaiser | Boujamaa, Mourad | VU/F/BETA/N&S/N&S_ond | WN.S101 | - |  |  |  | 1
EQ014835 | MON10-081 | Computer Monitor |  | HP Computer Monitor | Hewlett Packard (HP) | Boujamaa, Mourad | VU/F/BETA/N&S/N&S_ond | WN.S103 | - |  |  |  | 1 | Compaq LA2205wg
EQ014834 |  | Extension Cable |  | Extension Cable | VU | Boujamaa, Mourad | VU/F/BETA/N&S/N&S_ond | WN.S103 | - |  |  |  | 1
EQ014833 | 010737 | Extension Cable |  | Extension Cable | Kaiser | Boujamaa, Mourad | VU/F/BETA/N&S/N&S_ond | WN.S101 | - |  |  |  | 1
EQ014832 | 047571 | Computer Monitor |  | HP PC | Hewlett Packard (HP) | Boujamaa, Mourad | VU/F/BETA/N&S/N&S_ond | WN.S101 | - |  |  |  | 1 | ProDesk 600 G4MT
EQ014831 | 047572 | Computer Monitor |  | HP PC | Hewlett Packard (HP) | Boujamaa, Mourad | VU/F/BETA/N&S/N&S_ond | WN.S101 | - |  |  |  | 1 | ProDesk 600 G4MT
EQ014830 | 002113 | Power Supply |  | Delta Power Supply | Delta Elektronika | Boujamaa, Mourad | VU/F/BETA/N&S/N&S_ond | WN.S103 | - |  |  |  | 1 | E030-3
EQ014829 | 047549 | Computer Monitor |  | HP PC | Hewlett Packard (HP) | Boujamaa, Mourad | VU/F/BETA/N&S/N&S_ond | WN.S101 | - |  |  |  | 1 | ProDesk 600 G4MT
EQ014828 | NEN3140-1102 | Voltage Controller |  | Light Controller | VU | Boujamaa, Mourad | VU/F/BETA/N&S/N&S_ond | WN.S103 | - |  |  |  | 1
EQ014827 | T1294 | Computer Monitor |  | Dell Monitor | Dell | Boujamaa, Mourad | VU/F/BETA/N&S/N&S_ond | WN.S101 | - |  |  |  | 1
EQ014826 | T1281 | Computer Monitor |  | Dell Monitor | Dell | Boujamaa, Mourad | VU/F/BETA/N&S/N&S_ond | WN.S101 | - |  |  |  | 1
EQ014825 | T1292 | Computer Monitor |  | Dell Monitor | Dell | Boujamaa, Mourad | VU/F/BETA/N&S/N&S_ond | WN.S101 | - |  |  |  | 1
EQ014824 |  | Grinder |  | Bench Grinder | Parkside | Boujamaa, Mourad | VU/F/BETA/N&S/N&S_ond | WN.U155 | - |  |  |  | 1 | PDS 200 A
EQ014823 |  | Soldering Iron/Machine |  | Soldering Station | VU | Boujamaa, Mourad | VU/F/BETA/N&S/N&S_ond | WN.U155 | - |  |  |  | 1
EQ014822 |  | Voltage Controller |  | Volt Switching Module | University of Amsterdam (UvA) | Boujamaa, Mourad | VU/F/BETA/N&S/N&S_ond | WN.U155 | - |  |  |  | 1 | 220 volt schakelmoduul
EQ014821 |  | Voltage Controller |  | Volt Switching Module | University of Amsterdam (UvA) | Boujamaa, Mourad | VU/F/BETA/N&S/N&S_ond | WN.U155 | - |  |  |  | 1 | 220 volt schakelmoduul
EQ014820 |  | Voltage Controller |  | Volt Switching Module | University of Amsterdam (UvA) | Boujamaa, Mourad | VU/F/BETA/N&S/N&S_ond | WN.U155 | - |  |  |  | 1 | 220 volt schakelmoduul
EQ014819 |  | Manometer |  | Micro Pressure Sensor | VU | Boujamaa, Mourad | VU/F/BETA/N&S/N&S_ond | WN.U155 | - |  |  |  | 1
EQ014818 |  | Manometer |  | Micro Pressure Sensor | VU | Boujamaa, Mourad | VU/F/BETA/N&S/N&S_ond | WN.U155 | - |  |  |  | 1
EQ014817 |  | Manometer |  | Micro Pressure Sensor | VU | Boujamaa, Mourad | VU/F/BETA/N&S/N&S_ond | WN.U155 | - |  |  |  | 1
EQ014816 |  | Power Supply |  | Laser Power Supply | VU | Boujamaa, Mourad | VU/F/BETA/N&S/N&S_ond | WN.U155 | - |  |  |  | 1
EQ014815 | 002695 | Power Supply |  | Laser Power Supply | VU | Boujamaa, Mourad | VU/F/BETA/N&S/N&S_ond | WN.U155 | - |  |  |  | 1
EQ014814 |  | Laser |  | Laser | Melles Griot | Boujamaa, Mourad | VU/F/BETA/N&S/N&S_ond | WN.U155 | - |  |  |  | 1 | 05-LHP-141
EQ014813 |  | Manometer |  | Micro Pressure Sensor | VU | Boujamaa, Mourad | VU/F/BETA/N&S/N&S_ond | WN.U155 | - |  |  |  | 1
EQ014812 | MON08-041 | Computer Monitor |  | HP Monitor | Hewlett Packard (HP) | Boujamaa, Mourad | VU/F/BETA/N&S/N&S_ond | WN.U109 | - |  |  |  | 1 | HP L1950
EQ014811 |  | Vacuum Cleaner |  | Henry Vacuum Cleaner | Numatic | Boujamaa, Mourad | VU/F/BETA/N&S/N&S_ond | WN.U155 | - |  |  |  | 1 | Henry HVR 180-11
EQ014810 | 182001020 | Laser |  | Laser | Melles Griot | Boujamaa, Mourad | VU/F/BETA/N&S/N&S_ond | WN.U155 | - |  |  |  | 1 | 25-LHP-151-230
EQ014809 |  | Extension Cable |  | Extension Cable | VU | Boujamaa, Mourad | VU/F/BETA/N&S/N&S_ond | WN.U109 | - |  |  |  | 1
EQ014808 | Fluke-0976 | Power Supply |  | Laser Power Supply | Melles Griot | Boujamaa, Mourad | VU/F/BETA/N&S/N&S_ond | WN.U155 | - |  |  |  | 1
EQ014807 |  | Laser |  | Laser | Melles Griot | Boujamaa, Mourad | VU/F/BETA/N&S/N&S_ond | WN.U155 | - |  |  |  | 1 | 05-LHP-141
EQ014806 | 047558 | Computer |  | HP PC | Hewlett Packard (HP) | Boujamaa, Mourad | VU/F/BETA/N&S/N&S_ond | WN.U109 | - |  |  |  | 1 | ProDesk
EQ014805 | 047552 | Computer |  | HP PC | Hewlett Packard (HP) | Boujamaa, Mourad | VU/F/BETA/N&S/N&S_ond | WN.U109 | - |  |  |  | 1 | ProDesk
EQ014804 |  | Power Supply |  | Laser Power Supply | Melles Griot | Boujamaa, Mourad | VU/F/BETA/N&S/N&S_ond | WN.U155 | - |  |  |  | 1 | 05-LPL.-902-065
EQ014803 | 047565 | Computer |  | HP PC | Hewlett Packard (HP) | Boujamaa, Mourad | VU/F/BETA/N&S/N&S_ond | WN.U109 | - |  |  |  | 1 | ProDesk
EQ014802 | 047564 | Computer |  | HP PC | Hewlett Packard (HP) | Boujamaa, Mourad | VU/F/BETA/N&S/N&S_ond | WN.U109 | - |  |  |  | 1 | ProDesk
EQ014801 | 181990013 | Laser |  | Laser | Melles Griot | Boujamaa, Mourad | VU/F/BETA/N&S/N&S_ond | WN.U155 | - |  |  |  | 1 | 05-UP-141
EQ014800 | 007111 | Extension Cable |  | Power Strip | VU | Boujamaa, Mourad | VU/F/BETA/N&S/N&S_ond | WN.U109 | - |  |  |  | 1
EQ014799 |  | Extension Cable |  | Power Strip | VU | Boujamaa, Mourad | VU/F/BETA/N&S/N&S_ond | WN.U109 | - |  |  |  | 1
EQ014798 | 007059 | Extension Cable |  | Power Strip | VU | Boujamaa, Mourad | VU/F/BETA/N&S/N&S_ond | WN.U109 | - |  |  |  | 1
EQ014797 | Fluke-0986;182001034 | Power Supply |  | Laser Power Supply | Melles Griot | Boujamaa, Mourad | VU/F/BETA/N&S/N&S_ond | WN.U155 | - |  |  |  | 1 | 25-LHP-151-230
EQ014796 |  | Laser |  | Laser | Melles Griot | Boujamaa, Mourad | VU/F/BETA/N&S/N&S_ond | WN.U155 | - |  |  |  | 1 | 25-LHP-151-230
EQ014795 |  | Power Supply |  | Laser Power Supply | Melles Griot | Boujamaa, Mourad | VU/F/BETA/N&S/N&S_ond | WN.U155 | - |  |  |  | 1 | 05-LPL.-902-065
EQ014794 | 18199012 | Laser |  | Laser | Melles Griot | Boujamaa, Mourad | VU/F/BETA/N&S/N&S_ond | WN.U155 | - |  |  |  | 1
EQ014793 | 007078 | Power Supply |  | Laser Power Supply | Melles Griot | Boujamaa, Mourad | VU/F/BETA/N&S/N&S_ond | WN.U155 | - |  |  |  | 1 | 25-LHP-121-230
EQ014792 |  | Laser |  | Laser | Melles Griot | Boujamaa, Mourad | VU/F/BETA/N&S/N&S_ond | WN.U155 | - |  |  |  | 1 | 05-LHP-141
EQ014791 | Fluke-0978;182001036 | Power Supply |  | Laser Power Supply | Melles Griot | Boujamaa, Mourad | VU/F/BETA/N&S/N&S_ond | WN.U155 | - |  |  |  | 1 | 25-LHP-151-230
EQ014790 | 182004039 | Laser |  | Laser | Melles Griot | Boujamaa, Mourad | VU/F/BETA/N&S/N&S_ond | WN.U155 | - |  |  |  | 1 | 05-LHP-151
EQ014789 |  | Lamp |  | Lamp | VU | Boujamaa, Mourad | VU/F/BETA/N&S/N&S_ond | WN.U155 | - |  |  |  | 1
EQ014788 |  | Heat Gun |  | Heat Gun | Master-Mite | Boujamaa, Mourad | VU/F/BETA/N&S/N&S_ond | WN.U155 | - |  |  |  | 1 | 10009
EQ014787 |  | Extension Cable |  | Extension Cable | VU | Boujamaa, Mourad | VU/F/BETA/N&S/N&S_ond | WN.U155 | - |  |  |  | 1
EQ014786 | 002136 | Light Source |  | Speed Light | Nikon | Boujamaa, Mourad | VU/F/BETA/N&S/N&S_ond | WN.U155 | - |  |  |  | 1 | SupportPlus SB700
EQ014785 |  | Power Supply |  | Laser Power Supply | Melles Griot | Boujamaa, Mourad | VU/F/BETA/N&S/N&S_ond | WN.U155 | - |  |  |  | 1 | 25-LHP-151-230
EQ014784 | 007180 | Extension Cable |  | Extension Cord | VU | Boujamaa, Mourad | VU/F/BETA/N&S/N&S_ond | WN.U155 | - |  |  |  | 1
EQ014783 | 007071 | Lamp |  | Lamp Holder | VU | Boujamaa, Mourad | VU/F/BETA/N&S/N&S_ond | WN.U155 | - |  |  |  | 1
EQ014782 | 007112 | Power Supply |  | Power Supply Photodetector | VU | Boujamaa, Mourad | VU/F/BETA/N&S/N&S_ond | WN.U155 | - |  |  |  | 1
EQ014781 | 002730 | Power Supply |  | Power Supply Photodetector | VU | Boujamaa, Mourad | VU/F/BETA/N&S/N&S_ond | WN.U155 | - |  |  |  | 1
EQ014780 | 002729 | Power Supply |  | Power Supply Photodetector | VU | Boujamaa, Mourad | VU/F/BETA/N&S/N&S_ond | WN.U155 | - |  |  |  | 1
EQ014779 | 002382 | Power Supply |  | Power Supply Photodetector | VU | Boujamaa, Mourad | VU/F/BETA/N&S/N&S_ond | WN.U155 | - |  |  |  | 1
EQ014778 | 002398 | Power Supply |  | Power Supply Photodetector | VU | Boujamaa, Mourad | VU/F/BETA/N&S/N&S_ond | WN.U155 | - |  |  |  | 1
EQ014777 | 002136 | Light Source |  | Speed Light | Nikon | Boujamaa, Mourad | VU/F/BETA/N&S/N&S_ond | WN.U155 | - |  |  |  | 1 | SupportPlus SB700
EQ014776 | 002397 | Power Supply |  | Power Supply Photodetector | VU | Boujamaa, Mourad | VU/F/BETA/N&S/N&S_ond | WN.U155 | - |  |  |  | 1
EQ014775 |  | Computer |  | HP PC | Hewlett Packard (HP) | Boujamaa, Mourad | VU/F/BETA/N&S/N&S_ond | WN.U155 | - |  |  |  | 1
EQ014774 |  | Computer Monitor |  | HP Monitor | Hewlett Packard (HP) | Boujamaa, Mourad | VU/F/BETA/N&S/N&S_ond | WN.U155 | - |  |  |  | 1
EQ014773 |  | Lamp |  | Lamp | Koch Creations | Boujamaa, Mourad | VU/F/BETA/N&S/N&S_ond | WN.U155 | - |  |  |  | 1 | Lampette
EQ014772 |  | Computer Monitor |  | HP Monitor | Hewlett Packard (HP) | Boujamaa, Mourad | VU/F/BETA/N&S/N&S_ond | WN.U155 | - |  |  |  | 1
EQ014771 |  | Computer Monitor |  | HP Monitor | Hewlett Packard (HP) | Boujamaa, Mourad | VU/F/BETA/N&S/N&S_ond | WN.U155 | - |  |  |  | 1
EQ014770 |  | Computer Monitor |  | HP Monitor | Hewlett Packard (HP) | Boujamaa, Mourad | VU/F/BETA/N&S/N&S_ond | WN.U155 | - |  |  |  | 1
EQ014769 |  | Computer Monitor |  | HP Monitor | Hewlett Packard (HP) | Boujamaa, Mourad | VU/F/BETA/N&S/N&S_ond | WN.U155 | - |  |  |  | 1
EQ014768 |  | Computer Monitor |  | Dell Monitor | Dell | Boujamaa, Mourad | VU/F/BETA/N&S/N&S_ond | WN.U155 | - |  |  |  | 1
EQ014767 |  | Lamp |  | Lamp | Koch Creations | Boujamaa, Mourad | VU/F/BETA/N&S/N&S_ond | WN.U155 | - |  |  |  | 1 | Lampette
EQ014766 | 002923 | Lamp |  | Lamp | Koch Creations | Boujamaa, Mourad | VU/F/BETA/N&S/N&S_ond | WN.U155 | - |  |  |  | 1 | Lampette
EQ014765 | 010656 | Shaker/Mixer |  | Mixer | SilverCrest | Boujamaa, Mourad | VU/F/BETA/N&S/N&S_ond | WN.U155 | - |  |  |  | 1
EQ014764 | 010753 | Voltage Controller |  | Tesla naar Volt | VU | Boujamaa, Mourad | VU/F/BETA/N&S/N&S_ond | WN.U155 | - |  |  |  | 1
EQ014763 |  | Voltage Controller |  | Volt Switching Module | University of Amsterdam (UvA) | Boujamaa, Mourad | VU/F/BETA/N&S/N&S_ond | WN.U155 | - |  |  |  | 1 | 220 volt schakelmoduul
EQ014762 |  | Photodetector |  | Photodetector | VU | Boujamaa, Mourad | VU/F/BETA/N&S/N&S_ond | WN.U155 | - |  |  |  | 0
EQ014761 |  | Extension Cable |  | Extension Cable | VU | Boujamaa, Mourad | VU/F/BETA/N&S/N&S_ond | WN.U155 | - |  |  |  | 1
EQ014760 |  | Signal Generator |  | Pulse Generator | University of Amsterdam (UvA) | Boujamaa, Mourad | VU/F/BETA/N&S/N&S_ond | WN.U155 | - |  |  |  | 1
EQ014759 |  | Amplifier |  | Amplifier | University of Amsterdam (UvA) | Boujamaa, Mourad | VU/F/BETA/N&S/N&S_ond | WN.U155 | - |  |  |  | 1
EQ014758 | 002065 | Signal Generator |  | Sweep/Function Generator | Voltcraft | Boujamaa, Mourad | VU/F/BETA/N&S/N&S_ond | WN.U155 | - |  |  |  | 1 | 7202
EQ014757 | 002433 | Photodetector |  | Power Supply Photodetector | VU | Boujamaa, Mourad | VU/F/BETA/N&S/N&S_ond | WN.U154 | - |  |  |  | 1
EQ014756 | 000802 | Light Source |  | Light Source | VU | Boujamaa, Mourad | VU/F/BETA/N&S/N&S_ond | WN.U154 | - |  |  |  | 1
EQ014755 |  | Lamp |  | Lamp | VU | Boujamaa, Mourad | VU/F/BETA/N&S/N&S_ond | WN.U154 | - |  |  |  | 1
EQ014754 |  | Lamp |  | Lamp | VU | Boujamaa, Mourad | VU/F/BETA/N&S/N&S_ond | WN.U154 | - |  |  |  | 1
EQ014753 |  | Lamp |  | Lamp | VU | Boujamaa, Mourad | VU/F/BETA/N&S/N&S_ond | WN.U154 | - |  |  |  | 1
EQ014752 |  | Lamp |  | Lamp | VU | Boujamaa, Mourad | VU/F/BETA/N&S/N&S_ond | WN.U154 | - |  |  |  | 1
EQ014751 |  | Lamp |  | Lamp | VU | Boujamaa, Mourad | VU/F/BETA/N&S/N&S_ond | WN.U154 | - |  |  |  | 1
EQ014750 |  | Lamp |  | Lamp | VU | Boujamaa, Mourad | VU/F/BETA/N&S/N&S_ond | WN.U154 | - |  |  |  | 1
EQ014749 |  | Lamp |  | Lamp | VU | Boujamaa, Mourad | VU/F/BETA/N&S/N&S_ond | WN.U154 | - |  |  |  | 1
EQ014748 |  | Power Supply |  | Power Supply/Amplifier | VU | Boujamaa, Mourad | VU/F/BETA/N&S/N&S_ond | WN.U154 | - |  |  |  | 1
EQ014747 |  | Power Supply |  | Power Supply/Amplifier | VU | Boujamaa, Mourad | VU/F/BETA/N&S/N&S_ond | WN.U154 | - |  |  |  | 1
EQ014746 |  | Power Supply |  | Power Supply/Amplifier | VU | Boujamaa, Mourad | VU/F/BETA/N&S/N&S_ond | WN.U154 | - |  |  |  | 1
EQ014745 |  | Power Supply |  | Power Supply/Amplifier | VU | Boujamaa, Mourad | VU/F/BETA/N&S/N&S_ond | WN.U154 | - |  |  |  | 1
EQ014744 | NEN3140-1285 | Power Supply |  | Power Supply/Amplifier | VU | Boujamaa, Mourad | VU/F/BETA/N&S/N&S_ond | WN.U154 | - |  |  |  | 1
EQ014743 | NEN3140-1284 | Power Supply |  | Power Supply/Amplifier | VU | Boujamaa, Mourad | VU/F/BETA/N&S/N&S_ond | WN.U154 | - |  |  |  | 1
EQ014742 | NEN3140-1281 | Power Supply |  | Power Supply/Amplifier | VU | Boujamaa, Mourad | VU/F/BETA/N&S/N&S_ond | WN.U154 | - |  |  |  | 1
EQ014741 | NEN3140-1279 | Power Supply |  | Power Supply/Amplifier | VU | Boujamaa, Mourad | VU/F/BETA/N&S/N&S_ond | WN.U154 | - |  |  |  | 1
EQ014740 |  | Power Supply |  | Power Supply/Amplifier | VU | Boujamaa, Mourad | VU/F/BETA/N&S/N&S_ond | WN.U154 | - |  |  |  | 1
EQ014739 |  | Power Supply |  | Power Supply/Amplifier | VU | Boujamaa, Mourad | VU/F/BETA/N&S/N&S_ond | WN.U154 | - |  |  |  | 1
EQ014738 |  | Extension Cable |  | Extension Cable | VU | Boujamaa, Mourad | VU/F/BETA/N&S/N&S_ond | WN.U154 | - |  |  |  | 1
EQ014737 |  | Extension Cable |  | Extension Cable | VU | Boujamaa, Mourad | VU/F/BETA/N&S/N&S_ond | WN.U154 | - |  |  |  | 1
EQ014736 | 002360 | Light Source |  | Spectral Lamp | VU | Boujamaa, Mourad | VU/F/BETA/N&S/N&S_ond | WN.U154 | - |  |  |  | 1
EQ014735 | 002512 | Light Source |  | Spectral Lamp | VU | Boujamaa, Mourad | VU/F/BETA/N&S/N&S_ond | WN.U154 | - |  |  |  | 1
EQ014734 | 002511 | Light Source |  | Spectral Lamp | VU | Boujamaa, Mourad | VU/F/BETA/N&S/N&S_ond | WN.U154 | - |  |  |  | 1
EQ014733 | 002361 | Light Source |  | Spectral Lamp | VU | Boujamaa, Mourad | VU/F/BETA/N&S/N&S_ond | WN.U154 | - |  |  |  | 1
EQ014732 | 002365 | Light Source |  | Spectral Lamp | VU | Boujamaa, Mourad | VU/F/BETA/N&S/N&S_ond | WN.U154 | - |  |  |  | 1
EQ014731 | 002438 | Light Source |  | Spectral Lamp | VU | Boujamaa, Mourad | VU/F/BETA/N&S/N&S_ond | WN.U154 | - |  |  |  | 1
EQ014730 | TFT897; 7 | Computer Monitor |  | HP Monitor | Hewlett Packard (HP) | Boujamaa, Mourad | VU/F/BETA/N&S/N&S_ond | WN.U154 | - |  |  |  | 1
EQ014729 | T1291 | Computer Monitor |  | Dell Monitor | Dell | Boujamaa, Mourad | VU/F/BETA/N&S/N&S_ond | WN.U154 | - |  |  |  | 1
EQ014728 | 007095 | Shutter Driver |  | Shutter Driver | VU | Boujamaa, Mourad | VU/F/BETA/N&S/N&S_ond | WN.U154 | - |  |  |  | 1
EQ014727 | 002564 | Shutter Driver |  | Shutter Driver | VU | Boujamaa, Mourad | VU/F/BETA/N&S/N&S_ond | WN.U154 | - |  |  |  | 1
EQ014726 | 002408 | Lamp |  | Lamp | VU | Boujamaa, Mourad | VU/F/BETA/N&S/N&S_ond | WN.U154 | - |  |  |  | 1
EQ014725 |  | Lamp |  | Lamp | VU | Boujamaa, Mourad | VU/F/BETA/N&S/N&S_ond | WN.U154 | - |  |  |  | 1
EQ014724 |  | Incubator |  | Incubator | VWR | Koningstein, Greg | VU/F/BETA/A-LIFE/MM | O2.08E31 | - |  |  |  | 1
EQ014723 | 002877 | Extension Cable |  | Extension Cable | Brennenstuhl | Boujamaa, Mourad | VU/F/BETA/N&S/N&S_ond | WN.U154 | - |  |  |  | 1
EQ014722 |  | Centrifuge |  | Eppendorf Centrifuge 5425 R | Eppendorf | Keizer, Esther | VU/F/BETA/A-LIFE/MM | O2.07E31 | - |  |  |  | 1
EQ014721 |  | Kettle |  | Electric Kettle | Philips | Boujamaa, Mourad | VU/F/BETA/N&S/N&S_ond | WN.U101 | - |  |  |  | 1
EQ014720 |  | Spectrophotometer |  | spectrophotometer | Jenway | Koningstein, Greg | VU/F/BETA/A-LIFE/MM | O2.08E31 | - |  |  |  | 1 | 6305
EQ014719 |  | Coffee machine |  | Coffee Machine | Rowenta | Boujamaa, Mourad | VU/F/BETA/N&S/N&S_ond | WN.U101 | - |  |  |  | 1 | Brunch
EQ014718 |  | Boiler |  | Kitchen Boiler | Daalderop (itho) | Boujamaa, Mourad | VU/F/BETA/N&S/N&S_ond | WN.U101 | - |  |  |  | 1 | Close-in 15 E
EQ014717 | 021399; PC-021399 | Computer |  | HP Computer | Hewlett Packard (HP) | Boujamaa, Mourad | VU/F/BETA/N&S/N&S_ond | WN.U101 | - |  |  |  | 1 | Compaq
EQ014716 |  | Air Purifier |  | Air Purifier | Novaerus | Boujamaa, Mourad | VU/F/BETA/N&S/N&S_ond | WN.U101 | - |  |  |  | 1
EQ014715 |  | Fridge |  | Refridgerator | Bosch | Boujamaa, Mourad | VU/F/BETA/N&S/N&S_ond | WN.U101 | - |  |  |  | 1 | cooler
EQ014714 |  | Monochromator |  | Monochromator | CM Instruments | Boujamaa, Mourad | VU/F/BETA/N&S/N&S_ond | WN.T151 | - |  |  |  | 1 | CM110
EQ014713 |  | Power Supply |  | Power Supply | Oltronix | Boujamaa, Mourad | VU/F/BETA/N&S/N&S_ond | WN.T151 | - |  |  |  | 1 | A2,5K-10HR
EQ014712 |  | Power/Energy Meter |  | USB Power Switch | VU | Boujamaa, Mourad | VU/F/BETA/N&S/N&S_ond | WN.T151 | - |  |  |  | 1
EQ014711 |  | Power/Energy Meter |  | USB Power Switch | VU | Boujamaa, Mourad | VU/F/BETA/N&S/N&S_ond | WN.T151 | - |  |  |  | 1
EQ014710 |  | Shutter Driver |  | Shutter Driver | VU | Boujamaa, Mourad | VU/F/BETA/N&S/N&S_ond | WN.T151 | - |  |  |  | 1
EQ014709 |  | Shutter Driver |  | Shutter Driver | VU | Boujamaa, Mourad | VU/F/BETA/N&S/N&S_ond | WN.T151 | - |  |  |  | 1
EQ014708 |  | Adapter |  | Adapter | Axis Communications | Boujamaa, Mourad | VU/F/BETA/N&S/N&S_ond | WN.T151 | - |  |  |  | 1 | SA106A-0521G-6
EQ014707 |  | Laser |  | Laser | Melles Griot | Boujamaa, Mourad | VU/F/BETA/N&S/N&S_ond | WN.T151 | - |  |  |  | 1 | 35-MAP-321-230
EQ014706 | 002567 | Power Supply |  | Ion Laser Power Supply | Melles Griot | Boujamaa, Mourad | VU/F/BETA/N&S/N&S_ond | WN.T151 | - |  |  |  | 1
EQ014705 | 002558 | Optical Chopper |  | Optical Chopper | Scitec | Boujamaa, Mourad | VU/F/BETA/N&S/N&S_ond | WN.T151 | - |  |  |  | 1
EQ014704 |  | Amplifier |  | Lock-in Amplifier | Scitec | Boujamaa, Mourad | VU/F/BETA/N&S/N&S_ond | WN.T151 | - |  |  |  | 1 | 420 Dual Phase Lock-in Amplifier
EQ014703 |  | Laser Controller Unit |  | Laser Controller | Melles Griot | Boujamaa, Mourad | VU/F/BETA/N&S/N&S_ond | WN.T151 | - |  |  |  | 1
EQ014702 | 007243 | Extension Cable |  | Extension Cable | VU | Boujamaa, Mourad | VU/F/BETA/N&S/N&S_ond | WN.T151 | - |  |  |  | 1
EQ014701 | 002683; 3 | Motor driver |  | Dual Stepper Motor Drive | AML | Boujamaa, Mourad | VU/F/BETA/N&S/N&S_ond | WN.T151 | - |  |  |  | 1 | SMD2
EQ014700 |  | Photodetector |  | Power Supply Photodetector | VU | Boujamaa, Mourad | VU/F/BETA/N&S/N&S_ond | WN.T151 | - |  |  |  | 1
EQ014699 | 002260 | Power Supply |  | Power Supply | Melles Griot | Boujamaa, Mourad | VU/F/BETA/N&S/N&S_ond | WN.T151 | - |  |  |  | 1
EQ014698 |  | Power Supply |  | Arc Lamp Power Supply | Oriel | Boujamaa, Mourad | VU/F/BETA/N&S/N&S_ond | WN.T154 | - |  |  |  | 1 | 8510-2
EQ014697 | 002688; 4 | Motor driver |  | Dual Stepper Motor Drive | AML | Boujamaa, Mourad | VU/F/BETA/N&S/N&S_ond | WN.T151 | - |  |  |  | 1 | SMD2
EQ014696 |  | Vacuum Gauge |  | Ionization Gauge Controller | Balzers | Boujamaa, Mourad | VU/F/BETA/N&S/N&S_ond | WN.T154 | - |  |  |  | 1 | IMG 030
EQ014695 |  | Vacuum Gauge |  | Ionization Gauge Controller | Balzers | Boujamaa, Mourad | VU/F/BETA/N&S/N&S_ond | WN.T154 | - |  |  |  | 1 | IMG 030
EQ014694 |  | Temperature Control Module |  | Ultrastable Temperature Controller | VU | Boujamaa, Mourad | VU/F/BETA/N&S/N&S_ond | WN.T154 | - |  |  |  | 1 | UTC-01
EQ014693 |  | Power Supply |  | Power Supply | VU | Boujamaa, Mourad | VU/F/BETA/N&S/N&S_ond | WN.T154 | - |  |  |  | 1
EQ014692 |  | Power Supply |  | Power Supply | VU | Boujamaa, Mourad | VU/F/BETA/N&S/N&S_ond | WN.T154 | - |  |  |  | 1
EQ014691 | 007169 | Lamp |  | Lamp | VU | Boujamaa, Mourad | VU/F/BETA/N&S/N&S_ond | WN.T151 | - |  |  |  | 1
EQ014690 |  | Data Acquisition Instrument |  | Data Acquisition System | National Instruments | Boujamaa, Mourad | VU/F/BETA/N&S/N&S_ond | WN.T151 | - |  |  |  | 1 | USB X Series
EQ014689 |  | Amplifier |  | Photodiode Amplifier | VU | Boujamaa, Mourad | VU/F/BETA/N&S/N&S_ond | WN.T154 | - |  |  |  | 1
EQ014688 |  | Adapter |  | Adapter | Axis Communications | Boujamaa, Mourad | VU/F/BETA/N&S/N&S_ond | WN.T151 | - |  |  |  | 1 | SA106A-0521G-6
EQ014687 |  | Vacuum Gauge |  | Ionization Gauge Controller | Balzers | Boujamaa, Mourad | VU/F/BETA/N&S/N&S_ond | WN.T154 | - |  |  |  | 1 | IMG 2
EQ014686 |  | Adapter |  | Adapter | Axis Communications | Boujamaa, Mourad | VU/F/BETA/N&S/N&S_ond | WN.T151 | - |  |  |  | 1 | SA106A-0521G-6
EQ014685 |  | Transformer |  | Transformer | EG&G Instruments | Boujamaa, Mourad | VU/F/BETA/N&S/N&S_ond | WN.T154 | - |  |  |  | 1 | Model 1900
EQ014684 | 000787 | Extension Cable |  | Extension Cable | VU | Boujamaa, Mourad | VU/F/BETA/N&S/N&S_ond | WN.T151 | - |  |  |  | 1
EQ014683 |  | Photodetector |  | Scintillation Detector | NikHef | Boujamaa, Mourad | VU/F/BETA/N&S/N&S_ond | WN.T154 | - |  |  |  | 1 | hispark
EQ014682 | 002405 | Power Supply |  | Power Supply | Coherent | Boujamaa, Mourad | VU/F/BETA/N&S/N&S_ond | WN.T151 | - |  |  |  | 1
EQ014681 | 002976 | Electronic Signal Processing Device |  | Signal Controller Box | Oltronix | Boujamaa, Mourad | VU/F/BETA/N&S/N&S_ond | WN.T154 | - |  |  |  | 1
EQ014680 | 002681 | Motor driver |  | Dual Stepper Motor Drive | AML | Boujamaa, Mourad | VU/F/BETA/N&S/N&S_ond | WN.T151 | - |  |  |  | 1 | SMD2
EQ014679 | 004050 | Photodetector |  | Optical Detector | University of Amsterdam (UvA) | Boujamaa, Mourad | VU/F/BETA/N&S/N&S_ond | WN.T154 | - |  |  |  | 1
EQ014678 |  | Vacuum Gauge |  | LH Vacuum Gauge | Leybold | Boujamaa, Mourad | VU/F/BETA/N&S/N&S_ond | WN.T154 | - |  |  |  | 1 | Combitron CM 330
EQ014677 | 002710 | Vacuum Gauge |  | LH Vacuum Gauge | Leybold | Boujamaa, Mourad | VU/F/BETA/N&S/N&S_ond | WN.T154 | - |  |  |  | 1 | Ionivac IM 21
EQ014676 |  | Photodetector |  | Power Supply Photodetector | VU | Boujamaa, Mourad | VU/F/BETA/N&S/N&S_ond | WN.T151 | - |  |  |  | 1
EQ014675 |  | Vacuum Gauge |  | LH Vacuum Gauge | Leybold | Boujamaa, Mourad | VU/F/BETA/N&S/N&S_ond | WN.T154 | - |  |  |  | 1 | CM 330
EQ014674 |  | Vacuum Gauge |  | LH Vacuum Gauge | Leybold | Boujamaa, Mourad | VU/F/BETA/N&S/N&S_ond | WN.T154 | - |  |  |  | 1 | TM201S
EQ014673 |  | Flow Controller |  | Flow Meter | VU | Boujamaa, Mourad | VU/F/BETA/N&S/N&S_ond | WN.T151 | - |  |  |  | 1
EQ014672 |  | Power Supply |  | VU Power Supply | VU | Boujamaa, Mourad | VU/F/BETA/N&S/N&S_ond | WN.T154 | - |  |  |  | 1
EQ014671 |  | Thermostat |  | Cooling Thermostat | Lauda | Boujamaa, Mourad | VU/F/BETA/N&S/N&S_ond | WN.T151 | - |  |  |  | 1 | ECO RE420
EQ014670 |  | Modulation controller |  | Signal Controller Box | Ortec | Boujamaa, Mourad | VU/F/BETA/N&S/N&S_ond | WN.T154 | - |  |  |  | 1
EQ014669 | 003992 | Vacuum Gauge |  | LH Vacuum Gauge | Leybold | Boujamaa, Mourad | VU/F/BETA/N&S/N&S_ond | WN.T154 | - |  |  |  | 1 | Penningvac PM 310
EQ014668 |  | Vacuum Gauge |  | LH Combitron | Leybold | Boujamaa, Mourad | VU/F/BETA/N&S/N&S_ond | WN.T154 | - |  |  |  | 1 | Combitron CM 330
EQ014667 |  | Multimeter |  | Digital Multimeter | Voltcraft | Boujamaa, Mourad | VU/F/BETA/N&S/N&S_ond | WN.T151 | - |  |  |  | 1 | VC270
EQ014666 | 003448 | Impedance Analyzer |  | Fluke Impedance Voltmeter | Fluke | Boujamaa, Mourad | VU/F/BETA/N&S/N&S_ond | WN.T154 | - |  |  |  | 1 | 845AR
EQ014665 | 002679 | Thermostat |  | Cooling Thermostat | Lauda | Boujamaa, Mourad | VU/F/BETA/N&S/N&S_ond | WN.T151 | - |  |  |  | 1 | Ecoline RE 204
EQ014664 |  | Signal Generator |  | Tektronix Signal Generator | Tektronix | Boujamaa, Mourad | VU/F/BETA/N&S/N&S_ond | WN.T154 | - |  |  |  | 1 | Type 191
EQ014663 | 002202 | Radioactivity Meter |  | GM Meter | VU | Boujamaa, Mourad | VU/F/BETA/N&S/N&S_ond | WN.T151 | - |  |  |  | 1
EQ014662 | 002687 | Power Supply |  | Power Supply | Amptek | Boujamaa, Mourad | VU/F/BETA/N&S/N&S_ond | WN.T151 | - |  |  |  | 1 | PX2T/CR
EQ014661 |  | Camera |  | Camera | Axis Communications | Boujamaa, Mourad | VU/F/BETA/N&S/N&S_ond | WN.T151 | - |  |  |  | 1
EQ014660 |  | Signal Generator |  | Waveform Generator | Piezomechanik GmbH | Boujamaa, Mourad | VU/F/BETA/N&S/N&S_ond | WN.T154 | - |  |  |  | 1 | SQV 1/1000
EQ014659 |  | Camera |  | Camera | Axis Communications | Boujamaa, Mourad | VU/F/BETA/N&S/N&S_ond | WN.T151 | - |  |  |  | 1
EQ014658 | 002709 | Power Supply |  | Pfeiffer Power Supply | Pfeiffer | Boujamaa, Mourad | VU/F/BETA/N&S/N&S_ond | WN.T154 | - |  |  |  | 1 | TCP 380
EQ014657 | 008664 | Power/Energy Meter |  | USB Power Switch | VU | Boujamaa, Mourad | VU/F/BETA/N&S/N&S_ond | WN.T151 | - |  |  |  | 1 | 2012-2862-01
EQ014656 | 002484 | Power Supply |  | Pfeiffer Power Supply | Pfeiffer | Boujamaa, Mourad | VU/F/BETA/N&S/N&S_ond | WN.T154 | - |  |  |  | 1 | TCP 310
EQ014655 | 008661 | Power/Energy Meter |  | USB Power Switch | VU | Boujamaa, Mourad | VU/F/BETA/N&S/N&S_ond | WN.T151 | - |  |  |  | 1 | 2012-2862-01
EQ014654 |  | Variable Resistor |  | Resistance Controller | Danbridge | Boujamaa, Mourad | VU/F/BETA/N&S/N&S_ond | WN.T154 | - |  |  |  | 1 | NC 3-117
EQ014653 |  | Variable Resistor |  | Resistance Controller | Jay-jay Instruments | Boujamaa, Mourad | VU/F/BETA/N&S/N&S_ond | WN.T154 | - |  |  |  | 1 | NCE53
EQ014652 | 002863 | Extension Cable |  | Extension Cable | VU | Boujamaa, Mourad | VU/F/BETA/N&S/N&S_ond | WN.T151 | - |  |  |  | 1
EQ014651 | 007231 | Extension Cable |  | Extension Cable | VU | Boujamaa, Mourad | VU/F/BETA/N&S/N&S_ond | WN.T151 | - |  |  |  | 1
EQ014650 | 005533 | Extension Cable |  | Power Strip | VU | Boujamaa, Mourad | VU/F/BETA/N&S/N&S_ond | WN.T151 | - |  |  |  | 1
EQ014649 | 005532 | Extension Cable |  | Power Strip | VU | Boujamaa, Mourad | VU/F/BETA/N&S/N&S_ond | WN.T151 | - |  |  |  | 1
EQ014648 |  | Extension Cable |  | Extension Cable | Elro | Boujamaa, Mourad | VU/F/BETA/N&S/N&S_ond | WN.T151 | - |  |  |  | 0
EQ014647 | 047559 | Computer |  | HP Computer | Hewlett Packard (HP) | Boujamaa, Mourad | VU/F/BETA/N&S/N&S_ond | WN.T151 | - |  |  |  | 1 | Prodesk
EQ014646 |  | Computer Monitor |  | HP Monitor | Hewlett Packard (HP) | Boujamaa, Mourad | VU/F/BETA/N&S/N&S_ond | WN.T151 | - |  |  |  | 1 | Compaq LA2306x
EQ014645 | 047561 | Computer |  | HP Computer | Hewlett Packard (HP) | Boujamaa, Mourad | VU/F/BETA/N&S/N&S_ond | WN.T151 | - |  |  |  | 1 | Prodesk
EQ014644 |  | Computer Monitor |  | HP Monitor | Hewlett Packard (HP) | Boujamaa, Mourad | VU/F/BETA/N&S/N&S_ond | WN.T151 | - |  |  |  | 1 | Compaq LA2205wg
EQ014643 | PC-021363 | Computer |  | HP Computer | Hewlett Packard (HP) | Boujamaa, Mourad | VU/F/BETA/N&S/N&S_ond | WN.T151 | - |  |  |  | 1 | Compaq
EQ014642 |  | Computer Monitor |  | HP Monitor | Hewlett Packard (HP) | Boujamaa, Mourad | VU/F/BETA/N&S/N&S_ond | WN.T151 | - |  |  |  | 1 | L2045w
EQ014641 | 047546 | Computer |  | HP Computer | Hewlett Packard (HP) | Boujamaa, Mourad | VU/F/BETA/N&S/N&S_ond | WN.T151 | - |  |  |  | 1 | Prodesk
EQ014640 |  | Computer Monitor |  | HP Monitor | Hewlett Packard (HP) | Boujamaa, Mourad | VU/F/BETA/N&S/N&S_ond | WN.T151 | - |  |  |  | 1 | LA2205wg
EQ014639 | 047560 | Computer |  | HP Computer | Hewlett Packard (HP) | Boujamaa, Mourad | VU/F/BETA/N&S/N&S_ond | WN.T151 | - |  |  |  | 1 | Prodesk
EQ014638 |  | Computer Monitor |  | HP Monitor | Hewlett Packard (HP) | Boujamaa, Mourad | VU/F/BETA/N&S/N&S_ond | WN.T151 | - |  |  |  | 1 | L2445w
EQ014637 | 018282 | Computer |  | HP Computer | Hewlett Packard (HP) | Boujamaa, Mourad | VU/F/BETA/N&S/N&S_ond | WN.T151 | - |  |  |  | 1 | Compaq
EQ014636 | TFT751 | Computer Monitor |  | HP Monitor | Hewlett Packard (HP) | Boujamaa, Mourad | VU/F/BETA/N&S/N&S_ond | WN.T151 | - |  |  |  | 1 | L2045w
EQ014635 | 029706 | Computer |  | HP Computer | Hewlett Packard (HP) | Boujamaa, Mourad | VU/F/BETA/N&S/N&S_ond | WN.T151 | - |  |  |  | 1 | HP Compaq
EQ014634 | 007859 | Data Acquisition Instrument |  | Multifunction I/O Device | National Instruments | Boujamaa, Mourad | VU/F/BETA/N&S/N&S_ond | WN.T154 | - |  |  |  | 1 | USB-6251
EQ014633 |  | Engineering Lab Workstation |  | Engineering Lab Workstation | National Instruments | Boujamaa, Mourad | VU/F/BETA/N&S/N&S_ond | WN.T154 | - |  |  |  | 1 | Elvis II
EQ014632 |  | Engineering Lab Workstation |  | Engineering Lab Workstation | National Instruments | Boujamaa, Mourad | VU/F/BETA/N&S/N&S_ond | WN.T154 | - |  |  |  | 1 | Elvis II
EQ014631 |  | Engineering Lab Workstation |  | Engineering Lab Workstation | National Instruments | Boujamaa, Mourad | VU/F/BETA/N&S/N&S_ond | WN.T154 | - |  |  |  | 1 | Elvis II
EQ014630 |  | Engineering Lab Workstation |  | Engineering Lab Workstation | National Instruments | Boujamaa, Mourad | VU/F/BETA/N&S/N&S_ond | WN.T154 | - |  |  |  | 1 | Elvis II
EQ014629 | 002599 | Data Acquisition Instrument |  | Multifunction I/O Device | National Instruments | Boujamaa, Mourad | VU/F/BETA/N&S/N&S_ond | WN.T154 | - |  |  |  | 1 | USB-6251
EQ014628 | 002600 | Data Acquisition Instrument |  | Multifunction I/O Device | National Instruments | Boujamaa, Mourad | VU/F/BETA/N&S/N&S_ond | WN.T154 | - |  |  |  | 1 | USB-6251
EQ014627 |  | Connecting Unit |  | Connector Block | National Instruments | Boujamaa, Mourad | VU/F/BETA/N&S/N&S_ond | WN.T154 | - |  |  |  | 1 | BNC-2110
EQ014626 |  | Connecting Unit |  | Connector Block | National Instruments | Boujamaa, Mourad | VU/F/BETA/N&S/N&S_ond | WN.T154 | - |  |  |  | 1 | BNC-2110
EQ014625 |  | Connecting Unit |  | Connector Block | National Instruments | Boujamaa, Mourad | VU/F/BETA/N&S/N&S_ond | WN.T154 | - |  |  |  | 1 | BNC-2110
EQ014624 | 007161 | Data Acquisition Instrument |  | Multifunction I/O Device | National Instruments | Boujamaa, Mourad | VU/F/BETA/N&S/N&S_ond | WN.T154 | - |  |  |  | 1 | USB-6251
EQ014623 |  | Connecting Unit |  | Connector Block | National Instruments | Boujamaa, Mourad | VU/F/BETA/N&S/N&S_ond | WN.T154 | - |  |  |  | 1 | BNC-2110
EQ014622 | 007584 | Data Acquisition Instrument |  | Multifunction I/O Device | National Instruments | Boujamaa, Mourad | VU/F/BETA/N&S/N&S_ond | WN.T154 | - |  |  |  | 1 | USB-6251
EQ014621 |  | Connecting Unit |  | Connector Block | National Instruments | Boujamaa, Mourad | VU/F/BETA/N&S/N&S_ond | WN.T154 | - |  |  |  | 1 | BNC-2110
EQ014620 | 007158 | Data Acquisition Instrument |  | Multifunction I/O Device | National Instruments | Boujamaa, Mourad | VU/F/BETA/N&S/N&S_ond | WN.T154 | - |  |  |  | 1 | USB-6251
EQ014619 |  | Connecting Unit |  | Connector Block | National Instruments | Boujamaa, Mourad | VU/F/BETA/N&S/N&S_ond | WN.T154 | - |  |  |  | 1 | BNC-2110
EQ014618 | 008961 | Data Acquisition Instrument |  | Multifunction I/O Device | National Instruments | Boujamaa, Mourad | VU/F/BETA/N&S/N&S_ond | WN.T154 | - |  |  |  | 1 | USB-6251
EQ014617 |  | Connecting Unit |  | Connector Block | National Instruments | Boujamaa, Mourad | VU/F/BETA/N&S/N&S_ond | WN.T154 | - |  |  |  | 1 | BNC-2110
EQ014616 |  | Connecting Unit |  | Connector Block | National Instruments | Boujamaa, Mourad | VU/F/BETA/N&S/N&S_ond | WN.T154 | - |  |  |  | 1 | BNC-2110
EQ014615 | 007858 | Data Acquisition Instrument |  | Multifunction I/O Device | National Instruments | Boujamaa, Mourad | VU/F/BETA/N&S/N&S_ond | WN.T154 | - |  |  |  | 1 | USB-6251
EQ014614 |  | Engineering Lab Workstation |  | Engineering Lab Workstation | National Instruments | Boujamaa, Mourad | VU/F/BETA/N&S/N&S_ond | WN.T154 | - |  |  |  | 1 | Elvis II
EQ014613 |  | Engineering Lab Workstation |  | Engineering Lab Workstation | National Instruments | Boujamaa, Mourad | VU/F/BETA/N&S/N&S_ond | WN.T154 | - |  |  |  | 1 | Elvis II+
EQ014612 |  | Engineering Lab Workstation |  | Engineering Lab Workstation | National Instruments | Boujamaa, Mourad | VU/F/BETA/N&S/N&S_ond | WN.T154 | - |  |  |  | 1 | Elvis II
EQ014611 |  | Engineering Lab Workstation |  | Engineering Lab Workstation | National Instruments | Boujamaa, Mourad | VU/F/BETA/N&S/N&S_ond | WN.T154 | - |  |  |  | 1 | Elvis III
EQ014610 |  | Engineering Lab Workstation |  | Engineering Lab Workstation | National Instruments | Boujamaa, Mourad | VU/F/BETA/N&S/N&S_ond | WN.T154 | - |  |  |  | 1 | Elvis II
EQ014609 |  | Engineering Lab Workstation |  | Engineering Lab Workstation | National Instruments | Boujamaa, Mourad | VU/F/BETA/N&S/N&S_ond | WN.T154 | - |  |  |  | 1 | Elvis II
EQ014608 |  | Engineering Lab Workstation |  | Engineering Lab Workstation | National Instruments | Boujamaa, Mourad | VU/F/BETA/N&S/N&S_ond | WN.T154 | - |  |  |  | 1 | Elvis II
EQ014607 |  | Engineering Lab Workstation |  | Engineering Lab Workstation | National Instruments | Boujamaa, Mourad | VU/F/BETA/N&S/N&S_ond | WN.T154 | - |  |  |  | 1 | Elvis II
EQ014606 |  | Computer Monitor |  | HP Monitor | Hewlett Packard (HP) | Boujamaa, Mourad | VU/F/BETA/N&S/N&S_ond | WN.T151 | - |  |  |  | 0 | L2445w
EQ014605 |  | Engineering Lab Workstation |  | Engineering Lab Workstation | National Instruments | Boujamaa, Mourad | VU/F/BETA/N&S/N&S_ond | WN.T154 | - |  |  |  | 1 | Elvis II
EQ014604 |  | Optical Chopper |  | Optical Chopper | Bentham | Boujamaa, Mourad | VU/F/BETA/N&S/N&S_ond | WN.T154 | - |  |  |  | 1 | 218 Variable Frequency Optical Chopper
EQ014603 |  | Kettle |  | Electric Kettle | CIATRONIC | Boujamaa, Mourad | VU/F/BETA/N&S/N&S_ond | WN.T154 | - |  |  |  | 1
EQ014602 |  | Kettle |  | Electric Kettle | CIATRONIC | Boujamaa, Mourad | VU/F/BETA/N&S/N&S_ond | WN.T154 | - |  |  |  | 1
EQ014601 |  | Kettle |  | Electric Kettle | CIATRONIC | Boujamaa, Mourad | VU/F/BETA/N&S/N&S_ond | WN.T154 | - |  |  |  | 1
EQ014600 |  | Kettle |  | Electric Kettle | CIATRONIC | Boujamaa, Mourad | VU/F/BETA/N&S/N&S_ond | WN.T154 | - |  |  |  | 1
EQ014599 | 007195 | Power Supply |  | Power Supply | Lascar | Boujamaa, Mourad | VU/F/BETA/N&S/N&S_ond | WN.T154 | - |  |  |  | 1 | PSU 130
EQ014598 | 007442 | Power Supply |  | Power Supply | Lascar | Boujamaa, Mourad | VU/F/BETA/N&S/N&S_ond | WN.T154 | - |  |  |  | 1 | PSU 130
EQ014597 | 13 | Engineering Lab Workstation |  | Engineering Lab Workstation | National Instruments | Boujamaa, Mourad | VU/F/BETA/N&S/N&S_ond | WN.T154 | - |  |  |  | 1 | NI ELVIS
EQ014596 | 12 | Engineering Lab Workstation |  | Engineering Lab Workstation | National Instruments | Boujamaa, Mourad | VU/F/BETA/N&S/N&S_ond | WN.T154 | - |  |  |  | 1 | NI ELVIS
EQ014595 | 11 | Engineering Lab Workstation |  | Engineering Lab Workstation | National Instruments | Boujamaa, Mourad | VU/F/BETA/N&S/N&S_ond | WN.T154 | - |  |  |  | 1 | NI ELVIS
EQ014594 | 002648 | Power Supply |  | Adapter | VU | Boujamaa, Mourad | VU/F/BETA/N&S/N&S_ond | WN.T154 | - |  |  |  | 1
EQ014593 | 002690 | Power Supply |  | Power Supply | Delta Elektronika | Boujamaa, Mourad | VU/F/BETA/N&S/N&S_ond | WN.T154 | - |  |  |  | 1 | E015-2
EQ014592 | 002611 | Power Supply |  | Power Supply | Delta Elektronika | Boujamaa, Mourad | VU/F/BETA/N&S/N&S_ond | WN.T154 | - |  |  |  | 1 | E0300-0.1
EQ014591 | 002885 | Lamp |  | Lamp | VU | Boujamaa, Mourad | VU/F/BETA/N&S/N&S_ond | WN.T154 | - |  |  |  | 1
EQ014590 | 002112 | Power Supply |  | Power Supply | Delta Elektronika | Boujamaa, Mourad | VU/F/BETA/N&S/N&S_ond | WN.T154 | - |  |  |  | 1 | E030-3
EQ014589 |  | Power Supply |  | Power Supply | Elektro-Automatik (EA) | Boujamaa, Mourad | VU/F/BETA/N&S/N&S_ond | WN.T154 | - |  |  |  | 1 | PS2032050
EQ014588 | 002071 | Oscilloscope |  | Oscilloscope | Tektronix | Boujamaa, Mourad | VU/F/BETA/N&S/N&S_ond | WN.T154 | - |  |  |  | 1 | TDS210
EQ014587 | Z | Pressure controller |  | Piezo Controller | Thorlabs | Boujamaa, Mourad | VU/F/BETA/N&S/N&S_ond | WN.T153 | - |  |  |  | 1 | TPZ001
EQ014586 |  | Air Purifier |  | Novaerus Air Purifier | Novaerus | Boujamaa, Mourad | VU/F/BETA/N&S/N&S_ond | WN.U129 | - |  |  |  | 1 | NV800
EQ014585 |  | Boiler |  | Daalderop Boiler | Daalderop (itho) | Boujamaa, Mourad | VU/F/BETA/N&S/N&S_ond | WN.U129 | - |  |  |  | 1 | Close-In 15L
EQ014584 |  | Variable Wavelength Detector (VWD) |  | Quad Detector | Thorlabs | Boujamaa, Mourad | VU/F/BETA/N&S/N&S_ond | WN.T153 | - |  |  |  | 1 | TQD001
EQ014583 |  | Hot Plate |  | Hot Plate / Stirrer | Cole-Parmer | Boujamaa, Mourad | VU/F/BETA/N&S/N&S_ond | WN.U129 | - |  |  |  | 1 | StableTemp
EQ014582 | Y | Motion Controller/Driver |  | Strain Gauge Reader | Thorlabs | Boujamaa, Mourad | VU/F/BETA/N&S/N&S_ond | WN.T153 | - |  |  |  | 1 | TSG001
EQ014581 | Y | Pressure controller |  | Piezo Controller | Thorlabs | Boujamaa, Mourad | VU/F/BETA/N&S/N&S_ond | WN.T153 | - |  |  |  | 1 | TPZ001
EQ014580 |  | Data Acquisition Instrument |  | DAQ | National Instruments | Boujamaa, Mourad | VU/F/BETA/N&S/N&S_ond | WN.U129 | - |  |  |  | 1 | NI cDAQ-9174
EQ014579 |  | Extension Cable |  | Extension Cable | Brennenstuhl | Boujamaa, Mourad | VU/F/BETA/N&S/N&S_ond | WN.U129 | - |  |  |  | 1
EQ014578 | 007498 | Extension Cable |  | Extension Cable | VU | Boujamaa, Mourad | VU/F/BETA/N&S/N&S_ond | WN.U129 | - |  |  |  | 1
EQ014577 | 007052 | Extension Cable |  | Extension Cable | VU | Boujamaa, Mourad | VU/F/BETA/N&S/N&S_ond | WN.U129 | - |  |  |  | 1
EQ014576 | 002855 | Extension Cable |  | Extension Cable | VU | Boujamaa, Mourad | VU/F/BETA/N&S/N&S_ond | WN.U129 | - |  |  |  | 1
EQ014575 | 007099 | Extension Cable |  | Power Strip | VU | Boujamaa, Mourad | VU/F/BETA/N&S/N&S_ond | WN.U129 | - |  |  |  | 1
EQ014574 | 007100 | Extension Cable |  | Power Strip | VU | Boujamaa, Mourad | VU/F/BETA/N&S/N&S_ond | WN.U129 | - |  |  |  | 1
EQ014573 | X | Pressure controller |  | Piezo Controller | Thorlabs | Boujamaa, Mourad | VU/F/BETA/N&S/N&S_ond | WN.T153 | - |  |  |  | 1 | TPZ001
EQ014572 | 007098 | Extension Cable |  | Power Strip | VU | Boujamaa, Mourad | VU/F/BETA/N&S/N&S_ond | WN.U129 | - |  |  |  | 1
EQ014571 | 007101 | Extension Cable |  | Power Strip | VU | Boujamaa, Mourad | VU/F/BETA/N&S/N&S_ond | WN.U129 | - |  |  |  | 1
EQ014570 | 007097 | Extension Cable |  | Power Strip | VU | Boujamaa, Mourad | VU/F/BETA/N&S/N&S_ond | WN.U129 | - |  |  |  | 1
EQ014569 | 007102 | Extension Cable |  | Power Strip | VU | Boujamaa, Mourad | VU/F/BETA/N&S/N&S_ond | WN.U129 | - |  |  |  | 1
EQ014568 | 007103 | Extension Cable |  | Power Strip | VU | Boujamaa, Mourad | VU/F/BETA/N&S/N&S_ond | WN.U129 | - |  |  |  | 1
EQ014567 | 007104 | Extension Cable |  | Power Strip | VU | Boujamaa, Mourad | VU/F/BETA/N&S/N&S_ond | WN.U129 | - |  |  |  | 1
EQ014566 | 007105 | Extension Cable |  | Power Strip | VU | Boujamaa, Mourad | VU/F/BETA/N&S/N&S_ond | WN.U129 | - |  |  |  | 1
EQ014565 | 007107 | Extension Cable |  | Power Strip | VU | Boujamaa, Mourad | VU/F/BETA/N&S/N&S_ond | WN.U129 | - |  |  |  | 1
EQ014564 | 007106 | Extension Cable |  | Power Strip | VU | Boujamaa, Mourad | VU/F/BETA/N&S/N&S_ond | WN.U129 | - |  |  |  | 1
EQ014563 | C47555 | Computer |  | HP Computer | Hewlett Packard (HP) | Boujamaa, Mourad | VU/F/BETA/N&S/N&S_ond | WN.U129 | - |  |  |  | 1 | ProDesk 600 G4 MT
EQ014562 | X | Motion Controller/Driver |  | Strain Gauge Reader | Thorlabs | Boujamaa, Mourad | VU/F/BETA/N&S/N&S_ond | WN.T153 | - |  |  |  | 1 | TSG001
EQ014561 | 6;T1281 | Computer Monitor |  | HP Computer Monitor | Hewlett Packard (HP) | Boujamaa, Mourad | VU/F/BETA/N&S/N&S_ond | WN.U129 | - |  |  |  | 1 | LA2205wg
EQ014560 | 047569 | Computer |  | HP Computer | Hewlett Packard (HP) | Boujamaa, Mourad | VU/F/BETA/N&S/N&S_ond | WN.U129 | - |  |  |  | 1 | ProDesk 600 G4 MT
EQ014559 |  | Laser |  | Laser | AXSUN Technologies | Boujamaa, Mourad | VU/F/BETA/N&S/N&S_ond | WN.T153 | - |  |  |  | 1
EQ014558 | T1290;5;020364 | Computer Monitor |  | HP Computer Monitor | Hewlett Packard (HP) | Boujamaa, Mourad | VU/F/BETA/N&S/N&S_ond | WN.U129 | - |  |  |  | 1 | LA2205wg
EQ014557 | 047551 | Computer |  | HP Computer | Hewlett Packard (HP) | Boujamaa, Mourad | VU/F/BETA/N&S/N&S_ond | WN.U129 | - |  |  |  | 1 | ProDesk 600 G4 MT
EQ014556 |  | Hair Dryer |  | Hair Dryer | Emerio | Boujamaa, Mourad | VU/F/BETA/N&S/N&S_ond | WN.T153 | - |  |  |  | 1
EQ014555 |  | Hair Dryer |  | Hair Dryer | Emerio | Boujamaa, Mourad | VU/F/BETA/N&S/N&S_ond | WN.T153 | - |  |  |  | 1
EQ014554 | 13;003167 | Computer Monitor |  | HP Computer Monitor | Hewlett Packard (HP) | Boujamaa, Mourad | VU/F/BETA/N&S/N&S_ond | WN.U129 | - |  |  |  | 1 | HP L2245wg
EQ014553 |  | Hair Dryer |  | Hair Dryer | Emerio | Boujamaa, Mourad | VU/F/BETA/N&S/N&S_ond | WN.T153 | - |  |  |  | 1
EQ014552 |  | Adapter |  | Dell Adapter | Dell | Boujamaa, Mourad | VU/F/BETA/N&S/N&S_ond | WN.U129 | - |  |  |  | 1
EQ014551 |  | Adapter |  | Lenovo Adapter | Lenovo | Boujamaa, Mourad | VU/F/BETA/N&S/N&S_ond | WN.U129 | - |  |  |  | 1
EQ014550 |  | Adapter |  | Asus Adapter | Asus | Boujamaa, Mourad | VU/F/BETA/N&S/N&S_ond | WN.U129 | - |  |  |  | 1
EQ014549 |  | Adapter |  | Lenovo Adapter | Lenovo | Boujamaa, Mourad | VU/F/BETA/N&S/N&S_ond | WN.U129 | - |  |  |  | 1
EQ014548 |  | Adapter |  | Lenovo Adapter | Lenovo | Boujamaa, Mourad | VU/F/BETA/N&S/N&S_ond | WN.U129 | - |  |  |  | 1
EQ014547 |  | Adapter |  | Samsung Adapter | Samsung | Boujamaa, Mourad | VU/F/BETA/N&S/N&S_ond | WN.U129 | - |  |  |  | 1
EQ014546 | 047553 | Computer |  | HP Computer | Hewlett Packard (HP) | Boujamaa, Mourad | VU/F/BETA/N&S/N&S_ond | WN.U129 | - |  |  |  | 1 | ProDesk 600 G4 MT
EQ014545 |  | Heater |  | Heater | CDimplex | Boujamaa, Mourad | VU/F/BETA/N&S/N&S_ond | WN.T153 | - |  |  |  | 1
EQ014544 |  | Air Purifier |  | Air Purifier | Novaerus | Boujamaa, Mourad | VU/F/BETA/N&S/N&S_ond | WN.T153 | - |  |  |  | 1 | NV800
EQ014543 | T1291;3;TFT1328 | Computer Monitor |  | HP Computer Monitor | Hewlett Packard (HP) | Boujamaa, Mourad | VU/F/BETA/N&S/N&S_ond | WN.U129 | - |  |  |  | 1 | Compaq LA2205wg
EQ014542 |  | Air Purifier |  | Air Purifier | Novaerus | Boujamaa, Mourad | VU/F/BETA/N&S/N&S_ond | WN.U129 | - |  |  |  | 1 | NV800
EQ014541 |  | Power Supply |  | Power Supply | Thorlabs | Boujamaa, Mourad | VU/F/BETA/N&S/N&S_ond | WN.T153 | - |  |  |  | 1
EQ014540 | 0100653 | Power Supply |  | Power Supply | Globter Inc. | Boujamaa, Mourad | VU/F/BETA/N&S/N&S_ond | WN.T153 | - |  |  |  | 1 | AC/DC Linear Adaptor
EQ014539 |  | Temperature Control Module |  | Temperature Controller | Thorlabs | Boujamaa, Mourad | VU/F/BETA/N&S/N&S_ond | WN.T153 | - |  |  |  | 1 | TED200C
EQ014538 |  | Laser Controller Unit |  | Laser Diode Controller | Thorlabs | Boujamaa, Mourad | VU/F/BETA/N&S/N&S_ond | WN.T153 | - |  |  |  | 1 | LSC210C
EQ014537 | 002550 | Amplifier |  | Amplifier | VU | Boujamaa, Mourad | VU/F/BETA/N&S/N&S_ond | WN.T153 | - |  |  |  | 1 | Opnemer-versterker hall plaat
EQ014536 | 002547 | Power Supply |  | Power Supply | Delta Elektronika | Boujamaa, Mourad | VU/F/BETA/N&S/N&S_ond | WN.T153 | - |  |  |  | 1 | SM 120-25D
EQ014535 |  | Air Purifier |  | Air Purifier | Novaerus | Boujamaa, Mourad | VU/F/BETA/N&S/N&S_ond | WN.T153 | - |  |  |  | 1 | NV800
EQ014534 | 007748 | Laser Controller Unit |  | Galvo Scanner Driver | VU | Boujamaa, Mourad | VU/F/BETA/N&S/N&S_ond | WN.T153 | - |  |  |  | 1 | XY Galvo Scanner Driver
EQ014533 | 021279 | Computer |  | Dell Computer | Dell | Boujamaa, Mourad | VU/F/BETA/N&S/N&S_ond | WN.T153 | - |  |  |  | 1 | Precision T7500
EQ014532 | TFT1340 | Computer |  | HP Monitor | Hewlett Packard (HP) | Boujamaa, Mourad | VU/F/BETA/N&S/N&S_ond | WN.T153 | - |  |  |  | 1 | Compaq LA2205wg
EQ014531 | 003683 | Computer |  | HP Monitor | Hewlett Packard (HP) | Boujamaa, Mourad | VU/F/BETA/N&S/N&S_ond | WN.T153 | - |  |  |  | 1
EQ014530 | 002870 | Extension Cable |  | Extension Cable | VU | Boujamaa, Mourad | VU/F/BETA/N&S/N&S_ond | WN.T153 | - |  |  |  | 1
EQ014529 | 005537 | Extension Cable |  | Power Strip | VU | Boujamaa, Mourad | VU/F/BETA/N&S/N&S_ond | WN.T153 | - |  |  |  | 1
EQ014528 | 005538 | Extension Cable |  | Power Strip | VU | Boujamaa, Mourad | VU/F/BETA/N&S/N&S_ond | WN.T153 | - |  |  |  | 1
EQ014527 | 007230 | Extension Cable |  | Power Strip | VU | Boujamaa, Mourad | VU/F/BETA/N&S/N&S_ond | WN.T153 | - |  |  |  | 1
EQ014526 | 007227 | Extension Cable |  | Power Strip | VU | Boujamaa, Mourad | VU/F/BETA/N&S/N&S_ond | WN.T153 | - |  |  |  | 1
EQ014525 | 007226 | Extension Cable |  | Power Strip | VU | Boujamaa, Mourad | VU/F/BETA/N&S/N&S_ond | WN.T153 | - |  |  |  | 1
EQ014524 | 007229 | Extension Cable |  | Power Strip | VU | Boujamaa, Mourad | VU/F/BETA/N&S/N&S_ond | WN.T153 | - |  |  |  | 1
EQ014523 | 007228 | Extension Cable |  | Power Strip | VU | Boujamaa, Mourad | VU/F/BETA/N&S/N&S_ond | WN.T153 | - |  |  |  | 1
EQ014522 | 005536 | Extension Cable |  | Power Strip | VU | Boujamaa, Mourad | VU/F/BETA/N&S/N&S_ond | WN.T153 | - |  |  |  | 1
EQ014521 |  | Extension Cable |  | Power Strip | VU | Boujamaa, Mourad | VU/F/BETA/N&S/N&S_ond | WN.T153 | - |  |  |  | 1
EQ014520 | 005534 | Extension Cable |  | Power Strip | VU | Boujamaa, Mourad | VU/F/BETA/N&S/N&S_ond | WN.T153 | - |  |  |  | 1
EQ014519 | 007309 | Power Supply |  | Sensor supply | VU | Boujamaa, Mourad | VU/F/BETA/N&S/N&S_ond | WN.T154 | - |  |  |  | 1
EQ014518 | 007307 | Power Supply |  | Sensor supply | VU | Boujamaa, Mourad | VU/F/BETA/N&S/N&S_ond | WN.T154 | - |  |  |  | 1
EQ014517 | 007734 | Power Supply |  | Sensor supply | VU | Boujamaa, Mourad | VU/F/BETA/N&S/N&S_ond | WN.T154 | - |  |  |  | 1
EQ014516 | 007305 | Power Supply |  | Sensor supply | VU | Boujamaa, Mourad | VU/F/BETA/N&S/N&S_ond | WN.T154 | - |  |  |  | 1
EQ014515 | 007304 | Power Supply |  | Sensor supply | VU | Boujamaa, Mourad | VU/F/BETA/N&S/N&S_ond | WN.T154 | - |  |  |  | 1
EQ014514 | 006912 | Power Supply |  | Sensor supply | VU | Boujamaa, Mourad | VU/F/BETA/N&S/N&S_ond | WN.T154 | - |  |  |  | 1
EQ014513 | 007313 | Power Supply |  | Sensor supply | VU | Boujamaa, Mourad | VU/F/BETA/N&S/N&S_ond | WN.T154 | - |  |  |  | 1
EQ014512 | 007319 | Power Supply |  | Sensor supply | VU | Boujamaa, Mourad | VU/F/BETA/N&S/N&S_ond | WN.T154 | - |  |  |  | 1
EQ014511 | 007731 | Power Supply |  | Sensor supply | VU | Boujamaa, Mourad | VU/F/BETA/N&S/N&S_ond | WN.T154 | - |  |  |  | 1
EQ014510 | 007306 | Power Supply |  | Sensor supply | VU | Boujamaa, Mourad | VU/F/BETA/N&S/N&S_ond | WN.T154 | - |  |  |  | 1
EQ014509 | 006904 | Power Supply |  | Sensor supply | VU | Boujamaa, Mourad | VU/F/BETA/N&S/N&S_ond | WN.T154 | - |  |  |  | 1
EQ014508 | 007317 | Power Supply |  | Sensor supply | VU | Boujamaa, Mourad | VU/F/BETA/N&S/N&S_ond | WN.T154 | - |  |  |  | 1
EQ014507 | 007737 | Power Supply |  | Sensor supply | VU | Boujamaa, Mourad | VU/F/BETA/N&S/N&S_ond | WN.T154 | - |  |  |  | 1
EQ014506 | 007314 | Power Supply |  | Sensor supply | VU | Boujamaa, Mourad | VU/F/BETA/N&S/N&S_ond | WN.T154 | - |  |  |  | 1
EQ014505 | 007318 | Power Supply |  | Sensor supply | VU | Boujamaa, Mourad | VU/F/BETA/N&S/N&S_ond | WN.T154 | - |  |  |  | 1
EQ014504 | 007730 | Power Supply |  | Sensor supply | VU | Boujamaa, Mourad | VU/F/BETA/N&S/N&S_ond | WN.T154 | - |  |  |  | 1
EQ014503 | 007732 | Power Supply |  | Sensor supply | VU | Boujamaa, Mourad | VU/F/BETA/N&S/N&S_ond | WN.T154 | - |  |  |  | 1
EQ014502 | 006909 | Power Supply |  | Sensor supply | VU | Boujamaa, Mourad | VU/F/BETA/N&S/N&S_ond | WN.T154 | - |  |  |  | 1
EQ014501 | 007736 | Power Supply |  | Sensor supply | VU | Boujamaa, Mourad | VU/F/BETA/N&S/N&S_ond | WN.T154 | - |  |  |  | 1
EQ014500 | 007312 | Power Supply |  | Sensor supply | VU | Boujamaa, Mourad | VU/F/BETA/N&S/N&S_ond | WN.T154 | - |  |  |  | 1
EQ014499 | 007301 | Power Supply |  | Sensor supply | VU | Boujamaa, Mourad | VU/F/BETA/N&S/N&S_ond | WN.T154 | - |  |  |  | 1
EQ014498 | 006908 | Power Supply |  | Sensor supply | VU | Boujamaa, Mourad | VU/F/BETA/N&S/N&S_ond | WN.T154 | - |  |  |  | 1
EQ014497 | 006901 | Power Supply |  | Sensor supply | VU | Boujamaa, Mourad | VU/F/BETA/N&S/N&S_ond | WN.T154 | - |  |  |  | 1
EQ014496 | 006910 | Power Supply |  | Sensor supply | VU | Boujamaa, Mourad | VU/F/BETA/N&S/N&S_ond | WN.T154 | - |  |  |  | 1
EQ014495 | 007740 | Power Supply |  | Sensor supply | VU | Boujamaa, Mourad | VU/F/BETA/N&S/N&S_ond | WN.T154 | - |  |  |  | 1
EQ014494 | 006907 | Power Supply |  | Sensor supply | VU | Boujamaa, Mourad | VU/F/BETA/N&S/N&S_ond | WN.T154 | - |  |  |  | 1
EQ014493 | 007315 | Power Supply |  | Sensor supply | VU | Boujamaa, Mourad | VU/F/BETA/N&S/N&S_ond | WN.T154 | - |  |  |  | 1
EQ014492 | 006911 | Power Supply |  | Sensor supply | VU | Boujamaa, Mourad | VU/F/BETA/N&S/N&S_ond | WN.T154 | - |  |  |  | 1
EQ014491 | 007739 | Power Supply |  | Sensor supply | VU | Boujamaa, Mourad | VU/F/BETA/N&S/N&S_ond | WN.T154 | - |  |  |  | 1
EQ014490 | 007302 | Power Supply |  | Sensor supply | VU | Boujamaa, Mourad | VU/F/BETA/N&S/N&S_ond | WN.T154 | - |  |  |  | 1
EQ014489 | 007320 | Power Supply |  | Sensor supply | VU | Boujamaa, Mourad | VU/F/BETA/N&S/N&S_ond | WN.T154 | - |  |  |  | 1
EQ014488 | 006906 | Power Supply |  | Sensor supply | VU | Boujamaa, Mourad | VU/F/BETA/N&S/N&S_ond | WN.T154 | - |  |  |  | 1
EQ014487 | 007303 | Power Supply |  | Sensor supply | VU | Boujamaa, Mourad | VU/F/BETA/N&S/N&S_ond | WN.T154 | - |  |  |  | 1
EQ014486 | 007333 | Power Supply |  | Sensor supply | VU | Boujamaa, Mourad | VU/F/BETA/N&S/N&S_ond | WN.T154 | - |  |  |  | 1
EQ014485 | 007321 | Power Supply |  | Sensor supply | VU | Boujamaa, Mourad | VU/F/BETA/N&S/N&S_ond | WN.T154 | - |  |  |  | 1
EQ014484 | 007311 | Power Supply |  | Sensor supply | VU | Boujamaa, Mourad | VU/F/BETA/N&S/N&S_ond | WN.T154 | - |  |  |  | 1
EQ014483 | 007316 | Power Supply |  | Sensor supply | VU | Boujamaa, Mourad | VU/F/BETA/N&S/N&S_ond | WN.T154 | - |  |  |  | 1
EQ014482 | 007308 | Power Supply |  | Sensor supply | VU | Boujamaa, Mourad | VU/F/BETA/N&S/N&S_ond | WN.T154 | - |  |  |  | 1
EQ014481 | 006902 | Power Supply |  | Sensor supply | VU | Boujamaa, Mourad | VU/F/BETA/N&S/N&S_ond | WN.T154 | - |  |  |  | 1
EQ014480 | 007735 | Power Supply |  | Sensor supply | VU | Boujamaa, Mourad | VU/F/BETA/N&S/N&S_ond | WN.T154 | - |  |  |  | 1
EQ014479 | 006905 | Power Supply |  | Sensor supply | VU | Boujamaa, Mourad | VU/F/BETA/N&S/N&S_ond | WN.T154 | - |  |  |  | 1
EQ014478 |  | Power Supply |  | Sensor supply | Vernier | Boujamaa, Mourad | VU/F/BETA/N&S/N&S_ond | WN.T154 | - |  |  |  | 1 | EKG-BTA
EQ014477 |  | Power Supply |  | Sensor supply | Vernier | Boujamaa, Mourad | VU/F/BETA/N&S/N&S_ond | WN.T154 | - |  |  |  | 1 | EKG-BTA
EQ014476 |  | Power Supply |  | Sensor supply | Vernier | Boujamaa, Mourad | VU/F/BETA/N&S/N&S_ond | WN.T154 | - |  |  |  | 1 | EKG-BTA
EQ014475 |  | Power Supply |  | Sensor supply | Vernier | Boujamaa, Mourad | VU/F/BETA/N&S/N&S_ond | WN.T154 | - |  |  |  | 1 | EKG-BTA
EQ014474 |  | Power Supply |  | Sensor supply | Vernier | Boujamaa, Mourad | VU/F/BETA/N&S/N&S_ond | WN.T154 | - |  |  |  | 1 | EKG-BTA
EQ014473 |  | Power Supply |  | Sensor supply | Vernier | Boujamaa, Mourad | VU/F/BETA/N&S/N&S_ond | WN.T154 | - |  |  |  | 1 | EKG-BTA
EQ014472 |  | Power Supply |  | Sensor supply | Vernier | Boujamaa, Mourad | VU/F/BETA/N&S/N&S_ond | WN.T154 | - |  |  |  | 1 | EKG-BTA
EQ014471 |  | Power Supply |  | Sensor supply | Vernier | Boujamaa, Mourad | VU/F/BETA/N&S/N&S_ond | WN.T154 | - |  |  |  | 1 | EKG-BTA
EQ014470 |  | Power Supply |  | Sensor supply | Vernier | Boujamaa, Mourad | VU/F/BETA/N&S/N&S_ond | WN.T154 | - |  |  |  | 1 | EKG-BTA
EQ014469 |  | Power Supply |  | Sensor supply | Vernier | Boujamaa, Mourad | VU/F/BETA/N&S/N&S_ond | WN.T154 | - |  |  |  | 1 | EKG-BTA
EQ014468 |  | Power Supply |  | Sensor supply | Vernier | Boujamaa, Mourad | VU/F/BETA/N&S/N&S_ond | WN.T154 | - |  |  |  | 1 | EKG-BTA
EQ014467 |  | Power Supply |  | Sensor supply | Vernier | Boujamaa, Mourad | VU/F/BETA/N&S/N&S_ond | WN.T154 | - |  |  |  | 1 | EKG-BTA
EQ014466 |  | Power Supply |  | Sensor supply | Vernier | Boujamaa, Mourad | VU/F/BETA/N&S/N&S_ond | WN.T154 | - |  |  |  | 1 | EKG-BTA
EQ014465 |  | Power Supply |  | Sensor supply | Vernier | Boujamaa, Mourad | VU/F/BETA/N&S/N&S_ond | WN.T154 | - |  |  |  | 1 | EKG-BTA
EQ014464 |  | Power Supply |  | Sensor supply | Vernier | Boujamaa, Mourad | VU/F/BETA/N&S/N&S_ond | WN.T154 | - |  |  |  | 1 | EKG-BTA
EQ014463 |  | Power Supply |  | Sensor supply | Vernier | Boujamaa, Mourad | VU/F/BETA/N&S/N&S_ond | WN.T154 | - |  |  |  | 1 | EKG-BTA
EQ014462 |  | Power Supply |  | Sensor supply | Vernier | Boujamaa, Mourad | VU/F/BETA/N&S/N&S_ond | WN.T154 | - |  |  |  | 1 | EKG-BTA
EQ014461 |  | Power Supply |  | Sensor supply | Vernier | Boujamaa, Mourad | VU/F/BETA/N&S/N&S_ond | WN.T154 | - |  |  |  | 1 | EKG-BTA
EQ014460 |  | Power Supply |  | Sensor supply | Vernier | Boujamaa, Mourad | VU/F/BETA/N&S/N&S_ond | WN.T154 | - |  |  |  | 1 | EKG-BTA
EQ014459 |  | Power Supply |  | Sensor supply | Vernier | Boujamaa, Mourad | VU/F/BETA/N&S/N&S_ond | WN.T154 | - |  |  |  | 1 | EKG-BTA
EQ014458 |  | Power Supply |  | Sensor supply | Vernier | Boujamaa, Mourad | VU/F/BETA/N&S/N&S_ond | WN.T154 | - |  |  |  | 1 | EKG-BTA
EQ014457 |  | Power Supply |  | Sensor supply | Vernier | Boujamaa, Mourad | VU/F/BETA/N&S/N&S_ond | WN.T154 | - |  |  |  | 1 | EKG-BTA
EQ014456 |  | Power Supply |  | Sensor supply | Vernier | Boujamaa, Mourad | VU/F/BETA/N&S/N&S_ond | WN.T154 | - |  |  |  | 1 | EKG-BTA
EQ014455 |  | Power Supply |  | Sensor supply | Vernier | Boujamaa, Mourad | VU/F/BETA/N&S/N&S_ond | WN.T154 | - |  |  |  | 1 | EKG-BTA
EQ014454 |  | Power Supply |  | Sensor supply | Vernier | Boujamaa, Mourad | VU/F/BETA/N&S/N&S_ond | WN.T154 | - |  |  |  | 1 | EKG-BTA
EQ014453 |  | Power Supply |  | Sensor supply | Vernier | Boujamaa, Mourad | VU/F/BETA/N&S/N&S_ond | WN.T154 | - |  |  |  | 1 | EKG-BTA
EQ014452 |  | Power Supply |  | Sensor supply | Vernier | Boujamaa, Mourad | VU/F/BETA/N&S/N&S_ond | WN.T154 | - |  |  |  | 1 | EKG-BTA
EQ014451 |  | Power Supply |  | Sensor supply | Vernier | Boujamaa, Mourad | VU/F/BETA/N&S/N&S_ond | WN.T154 | - |  |  |  | 1 | EKG-BTA
EQ014450 |  | Power Supply |  | Sensor supply | Vernier | Boujamaa, Mourad | VU/F/BETA/N&S/N&S_ond | WN.T154 | - |  |  |  | 1 | EKG-BTA
EQ014449 |  | Power Supply |  | Sensor supply | Vernier | Boujamaa, Mourad | VU/F/BETA/N&S/N&S_ond | WN.T154 | - |  |  |  | 1 | EKG-BTA
EQ014448 |  | Power Supply |  | Sensor supply | Vernier | Boujamaa, Mourad | VU/F/BETA/N&S/N&S_ond | WN.T154 | - |  |  |  | 1 | EKG-BTA
EQ014447 |  | Power Supply |  | Sensor supply | Vernier | Boujamaa, Mourad | VU/F/BETA/N&S/N&S_ond | WN.T154 | - |  |  |  | 1 | EKG-BTA
EQ014446 |  | Power Supply |  | Sensor supply | Vernier | Boujamaa, Mourad | VU/F/BETA/N&S/N&S_ond | WN.T154 | - |  |  |  | 1 | EKG-BTA
EQ014445 |  | Power Supply |  | Sensor supply | Vernier | Boujamaa, Mourad | VU/F/BETA/N&S/N&S_ond | WN.T154 | - |  |  |  | 1 | EKG-BTA
EQ014444 |  | Power Supply |  | Sensor supply | Vernier | Boujamaa, Mourad | VU/F/BETA/N&S/N&S_ond | WN.T154 | - |  |  |  | 1 | EKG-BTA
EQ014443 |  | Power Supply |  | Sensor supply | Vernier | Boujamaa, Mourad | VU/F/BETA/N&S/N&S_ond | WN.T154 | - |  |  |  | 1 | EKG-BTA
EQ014442 |  | Power Supply |  | Sensor supply | Vernier | Boujamaa, Mourad | VU/F/BETA/N&S/N&S_ond | WN.T154 | - |  |  |  | 1 | EKG-BTA
EQ014441 |  | Power Supply |  | Sensor supply | Vernier | Boujamaa, Mourad | VU/F/BETA/N&S/N&S_ond | WN.T154 | - |  |  |  | 1 | EKG-BTA
EQ014440 |  | Power Supply |  | Sensor supply | Vernier | Boujamaa, Mourad | VU/F/BETA/N&S/N&S_ond | WN.T154 | - |  |  |  | 1 | EKG-BTA
EQ014439 |  | Power Supply |  | Sensor supply | Vernier | Boujamaa, Mourad | VU/F/BETA/N&S/N&S_ond | WN.T154 | - |  |  |  | 1 | EKG-BTA
EQ014438 |  | Power Supply |  | Sensor supply | Vernier | Boujamaa, Mourad | VU/F/BETA/N&S/N&S_ond | WN.T154 | - |  |  |  | 1 | EKG-BTA
EQ014437 |  | Power Supply |  | Sensor supply | Vernier | Boujamaa, Mourad | VU/F/BETA/N&S/N&S_ond | WN.T154 | - |  |  |  | 1 | EKG-BTA
EQ014436 |  | Power Supply |  | Sensor supply | Vernier | Boujamaa, Mourad | VU/F/BETA/N&S/N&S_ond | WN.T154 | - |  |  |  | 1 | EKG-BTA
EQ014435 |  | Power Supply |  | Sensor supply | Vernier | Boujamaa, Mourad | VU/F/BETA/N&S/N&S_ond | WN.T154 | - |  |  |  | 1 | EKG-BTA
EQ014434 |  | Power Supply |  | Sensor supply | Vernier | Boujamaa, Mourad | VU/F/BETA/N&S/N&S_ond | WN.T154 | - |  |  |  | 1 | EKG-BTA
EQ014433 | 002601 | Battery Charger |  | Charger | VU | Boujamaa, Mourad | VU/F/BETA/N&S/N&S_ond | WN.T154 | - |  |  |  | 1
EQ014432 |  | Battery Charger |  | Charger | VU | Boujamaa, Mourad | VU/F/BETA/N&S/N&S_ond | WN.T154 | - |  |  |  | 1
EQ014431 | 002602 | Battery Charger |  | Charger | VU | Boujamaa, Mourad | VU/F/BETA/N&S/N&S_ond | WN.T154 | - |  |  |  | 1
EQ014430 | 007149 | Battery Charger |  | Charger | VU | Boujamaa, Mourad | VU/F/BETA/N&S/N&S_ond | WN.T154 | - |  |  |  | 1
EQ014429 | 002598 | Battery Charger |  | Charger | VU | Boujamaa, Mourad | VU/F/BETA/N&S/N&S_ond | WN.T154 | - |  |  |  | 1
EQ014428 | 007155 | Battery Charger |  | Charger | VU | Boujamaa, Mourad | VU/F/BETA/N&S/N&S_ond | WN.T154 | - |  |  |  | 1
EQ014427 | 007153 | Battery Charger |  | Charger | VU | Boujamaa, Mourad | VU/F/BETA/N&S/N&S_ond | WN.T154 | - |  |  |  | 1
EQ014426 | 002647 | Battery Charger |  | Charger | VU | Boujamaa, Mourad | VU/F/BETA/N&S/N&S_ond | WN.T154 | - |  |  |  | 1
EQ014425 | 007152 | Battery Charger |  | Charger | VU | Boujamaa, Mourad | VU/F/BETA/N&S/N&S_ond | WN.T154 | - |  |  |  | 1
EQ014424 | 007150 | Battery Charger |  | Charger | VU | Boujamaa, Mourad | VU/F/BETA/N&S/N&S_ond | WN.T154 | - |  |  |  | 1
EQ014423 | 002649 | Battery Charger |  | Charger | VU | Boujamaa, Mourad | VU/F/BETA/N&S/N&S_ond | WN.T154 | - |  |  |  | 1
EQ014422 | 007442 | Power Supply |  | Power supplier | VU | Boujamaa, Mourad | VU/F/BETA/N&S/N&S_ond | WN.T154 | - |  |  |  | 1
EQ014421 |  | Generator |  | Generator | VU | Boujamaa, Mourad | VU/F/BETA/N&S/N&S_ond | WN.T154 | - |  |  |  | 1
EQ014420 |  | Generator |  | Generator | VU | Boujamaa, Mourad | VU/F/BETA/N&S/N&S_ond | WN.T154 | - |  |  |  | 1
EQ014419 |  | Generator |  | Generator | VU | Boujamaa, Mourad | VU/F/BETA/N&S/N&S_ond | WN.T154 | - |  |  |  | 1
EQ014418 |  | Generator |  | Generator | VU | Boujamaa, Mourad | VU/F/BETA/N&S/N&S_ond | WN.T154 | - |  |  |  | 1
EQ014417 |  | Generator |  | Generator | VU | Boujamaa, Mourad | VU/F/BETA/N&S/N&S_ond | WN.T154 | - |  |  |  | 1
EQ014416 |  | Generator |  | Generator | VU | Boujamaa, Mourad | VU/F/BETA/N&S/N&S_ond | WN.T154 | - |  |  |  | 1
EQ014415 |  | Generator |  | Generator | VU | Boujamaa, Mourad | VU/F/BETA/N&S/N&S_ond | WN.T154 | - |  |  |  | 1
EQ014414 |  | Generator |  | Generator | VU | Boujamaa, Mourad | VU/F/BETA/N&S/N&S_ond | WN.T154 | - |  |  |  | 1
EQ014413 |  | Generator |  | Generator | VU | Boujamaa, Mourad | VU/F/BETA/N&S/N&S_ond | WN.T154 | - |  |  |  | 1
EQ014412 |  | Generator |  | Generator | VU | Boujamaa, Mourad | VU/F/BETA/N&S/N&S_ond | WN.T154 | - |  |  |  | 1
EQ014411 |  | Generator |  | Generator | VU | Boujamaa, Mourad | VU/F/BETA/N&S/N&S_ond | WN.T154 | - |  |  |  | 1
EQ014410 |  | Generator |  | Generator | VU | Boujamaa, Mourad | VU/F/BETA/N&S/N&S_ond | WN.T154 | - |  |  |  | 1
EQ014409 |  | Generator |  | Generator | VU | Boujamaa, Mourad | VU/F/BETA/N&S/N&S_ond | WN.T154 | - |  |  |  | 1
EQ014408 | 007154 | Battery Charger |  | Charger | VU | Boujamaa, Mourad | VU/F/BETA/N&S/N&S_ond | WN.T154 | - |  |  |  | 1
EQ014407 |  | Vacuum Pump |  | Pump | VU | Boujamaa, Mourad | VU/F/BETA/N&S/N&S_ond | WN.T154 | - |  |  |  | 1
EQ014406 |  | Pressure controller |  | Pressure gauge | VU | Boujamaa, Mourad | VU/F/BETA/N&S/N&S_ond | WN.T154 | - |  |  |  | 1
EQ014405 | 007720 | Power Supply |  | Sensor supply | VU | Boujamaa, Mourad | VU/F/BETA/N&S/N&S_ond | WN.T154 | - |  |  |  | 1
EQ014404 | 007718 | Power Supply |  | Sensor supply | VU | Boujamaa, Mourad | VU/F/BETA/N&S/N&S_ond | WN.T154 | - |  |  |  | 1
EQ014403 | 007738 | Power Supply |  | Sensor supply | VU | Boujamaa, Mourad | VU/F/BETA/N&S/N&S_ond | WN.T154 | - |  |  |  | 1
EQ014402 | 001427 | Amplifier |  | Amplifier | VU | Boujamaa, Mourad | VU/F/BETA/N&S/N&S_ond | WN.T154 | - |  |  |  | 1
EQ014401 | 010623 | Vacuum Pump |  | Pump | AEG | Boujamaa, Mourad | VU/F/BETA/N&S/N&S_ond | WN.T154 | - |  |  |  | 1
EQ014400 | 002668 | Vacuum Pump |  | Pump | AEG | Boujamaa, Mourad | VU/F/BETA/N&S/N&S_ond | WN.T154 | - |  |  |  | 1
EQ014399 | 002495 | Vacuum Pump |  | Pump | AEG | Boujamaa, Mourad | VU/F/BETA/N&S/N&S_ond | WN.T154 | - |  |  |  | 1
EQ014398 | 010625 | Vacuum Pump |  | Pump | KNF | Boujamaa, Mourad | VU/F/BETA/N&S/N&S_ond | WN.T154 | - |  |  |  | 1 | VDE 0530
EQ014397 | 003288 | Vacuum Pump |  | Pump | KNF | Boujamaa, Mourad | VU/F/BETA/N&S/N&S_ond | WN.T154 | - |  |  |  | 1 | VDE 0530
EQ014396 | 007131 | Extension Cable |  | Extension cable | VU | Boujamaa, Mourad | VU/F/BETA/N&S/N&S_ond | WN.T154 | - |  |  |  | 1
EQ014395 | 007130 | Extension Cable |  | Extension cable | VU | Boujamaa, Mourad | VU/F/BETA/N&S/N&S_ond | WN.T154 | - |  |  |  | 1
EQ014394 | 007127 | Extension Cable |  | Extension cable | VU | Boujamaa, Mourad | VU/F/BETA/N&S/N&S_ond | WN.T154 | - |  |  |  | 1
EQ014393 | 007125 | Extension Cable |  | Extension cable | VU | Boujamaa, Mourad | VU/F/BETA/N&S/N&S_ond | WN.T154 | - |  |  |  | 1
EQ014392 | 007128 | Extension Cable |  | Extension cable | VU | Boujamaa, Mourad | VU/F/BETA/N&S/N&S_ond | WN.T154 | - |  |  |  | 1
EQ014391 | 007126 | Extension Cable |  | Extension cable | VU | Boujamaa, Mourad | VU/F/BETA/N&S/N&S_ond | WN.T154 | - |  |  |  | 1
EQ014390 | 007122 | Extension Cable |  | Extension cable | VU | Boujamaa, Mourad | VU/F/BETA/N&S/N&S_ond | WN.T154 | - |  |  |  | 1
EQ014389 | 007124 | Extension Cable |  | Extension cable | VU | Boujamaa, Mourad | VU/F/BETA/N&S/N&S_ond | WN.T154 | - |  |  |  | 1
EQ014388 | 007121 | Extension Cable |  | Extension cable | VU | Boujamaa, Mourad | VU/F/BETA/N&S/N&S_ond | WN.T154 | - |  |  |  | 1
EQ014387 |  | Extension Cable |  | Extension cable | VU | Boujamaa, Mourad | VU/F/BETA/N&S/N&S_ond | WN.T154 | - |  |  |  | 1
EQ014386 | 004986 | Extension Cable |  | Extension cable | VU | Boujamaa, Mourad | VU/F/BETA/N&S/N&S_ond | WN.T154 | - |  |  |  | 1
EQ014385 | 004985 | Extension Cable |  | Extension cable | VU | Boujamaa, Mourad | VU/F/BETA/N&S/N&S_ond | WN.T154 | - |  |  |  | 1
EQ014384 | 010628 | Extension Cable |  | Extension cable | VU | Boujamaa, Mourad | VU/F/BETA/N&S/N&S_ond | WN.T154 | - |  |  |  | 1
EQ014383 | 010629 | Extension Cable |  | Extension cable | VU | Boujamaa, Mourad | VU/F/BETA/N&S/N&S_ond | WN.T154 | - |  |  |  | 1
EQ014382 | 008849 | Generator |  | Function generator | Voltcraft | Boujamaa, Mourad | VU/F/BETA/N&S/N&S_ond | WN.T154 | - |  |  |  | 1
EQ014381 |  | Generator |  | Function generator | Voltcraft | Boujamaa, Mourad | VU/F/BETA/N&S/N&S_ond | WN.T154 | - |  |  |  | 1
EQ014380 | 008844 | Generator |  | Function generator | Voltcraft | Boujamaa, Mourad | VU/F/BETA/N&S/N&S_ond | WN.T154 | - |  |  |  | 1
EQ014379 | 008842 | Generator |  | Function generator | Voltcraft | Boujamaa, Mourad | VU/F/BETA/N&S/N&S_ond | WN.T154 | - |  |  |  | 1
EQ014378 | 008847 | Generator |  | Function generator | Voltcraft | Boujamaa, Mourad | VU/F/BETA/N&S/N&S_ond | WN.T154 | - |  |  |  | 1
EQ014377 | 008843 | Generator |  | Function generator | Voltcraft | Boujamaa, Mourad | VU/F/BETA/N&S/N&S_ond | WN.T154 | - |  |  |  | 1
EQ014376 | 008845 | Generator |  | Function generator | Voltcraft | Boujamaa, Mourad | VU/F/BETA/N&S/N&S_ond | WN.T154 | - |  |  |  | 1
EQ014375 | 008850 | Generator |  | Function generator | Voltcraft | Boujamaa, Mourad | VU/F/BETA/N&S/N&S_ond | WN.T154 | - |  |  |  | 1
EQ014374 | 010714 | Oscilloscope |  | Oscilloscope | Tektronix | Boujamaa, Mourad | VU/F/BETA/N&S/N&S_ond | WN.T154 | - |  |  |  | 1 | TBS 1062
EQ014373 | 002839 | Oscilloscope |  | Oscilloscope | Tektronix | Boujamaa, Mourad | VU/F/BETA/N&S/N&S_ond | WN.T154 | - |  |  |  | 1 | TBS 1062
EQ014372 | 010735 | Oscilloscope |  | Oscilloscope | Tektronix | Boujamaa, Mourad | VU/F/BETA/N&S/N&S_ond | WN.T154 | - |  |  |  | 1 | TBS 1062
EQ014371 | 010731 | Oscilloscope |  | Oscilloscope | Tektronix | Boujamaa, Mourad | VU/F/BETA/N&S/N&S_ond | WN.T154 | - |  |  |  | 1 | TBS 1062
EQ014370 | 010721 | Oscilloscope |  | Oscilloscope | Tektronix | Boujamaa, Mourad | VU/F/BETA/N&S/N&S_ond | WN.T154 | - |  |  |  | 1 | TBS 1062
EQ014369 | 010723 | Oscilloscope |  | Oscilloscope | Tektronix | Boujamaa, Mourad | VU/F/BETA/N&S/N&S_ond | WN.T154 | - |  |  |  | 1 | TBS 1062
EQ014368 | 010718 | Oscilloscope |  | Oscilloscope | Tektronix | Boujamaa, Mourad | VU/F/BETA/N&S/N&S_ond | WN.T154 | - |  |  |  | 1 | TBS 1062
EQ014367 | 010733 | Oscilloscope |  | Oscilloscope | Tektronix | Boujamaa, Mourad | VU/F/BETA/N&S/N&S_ond | WN.T154 | - |  |  |  | 1 | TBS 1062
EQ014366 | 010729 | Oscilloscope |  | Oscilloscope | Tektronix | Boujamaa, Mourad | VU/F/BETA/N&S/N&S_ond | WN.T154 | - |  |  |  | 1 | TBS 1062
EQ014365 | 010728 | Oscilloscope |  | Oscilloscope | Tektronix | Boujamaa, Mourad | VU/F/BETA/N&S/N&S_ond | WN.T154 | - |  |  |  | 1 | TBS 1062
EQ014364 |  | Voltage Controller |  | Voltage controller | Voltcraft | Boujamaa, Mourad | VU/F/BETA/N&S/N&S_ond | WN.T154 | - |  |  |  | 1
EQ014363 |  | Amplifier |  | Photodiode_Multiplier | VU | Boujamaa, Mourad | VU/F/BETA/N&S/N&S_ond | WN.T154 | - |  |  |  | 1
EQ014362 |  | Projector |  | Projector | Optoma | Boujamaa, Mourad | VU/F/BETA/N&S/N&S_ond | WN.T154 | - |  |  |  | 1
EQ014361 |  | Speakers |  | Speaker | Mediacom | Boujamaa, Mourad | VU/F/BETA/N&S/N&S_ond | WN.T154 | - |  |  |  | 1
EQ014360 |  | Air Purifier |  | Air Purifier | Novaerus | Boujamaa, Mourad | VU/F/BETA/N&S/N&S_ond | WN.T154 | - |  |  |  | 1 | NV800
EQ014359 | 007147 | Extension Cable |  | Extension cable | Brennenstuhl | Boujamaa, Mourad | VU/F/BETA/N&S/N&S_ond | WN.T154 | - |  |  |  | 1
EQ014358 | 010635 | Power Supply |  | Power supplier | VU | Boujamaa, Mourad | VU/F/BETA/N&S/N&S_ond | WN.T154 | - |  |  |  | 1
EQ014357 | 002761 | Power Supply |  | Power supplier | VU | Boujamaa, Mourad | VU/F/BETA/N&S/N&S_ond | WN.T154 | - |  |  |  | 1
EQ014356 | 002763 | Power Supply |  | Power supplier | VU | Boujamaa, Mourad | VU/F/BETA/N&S/N&S_ond | WN.T154 | - |  |  |  | 1
EQ014355 | 010634 | Power Supply |  | Power supplier | VU | Boujamaa, Mourad | VU/F/BETA/N&S/N&S_ond | WN.T154 | - |  |  |  | 1
EQ014354 | 007167 | Power Supply |  | Power supplier | Elektro-Automatik (EA) | Boujamaa, Mourad | VU/F/BETA/N&S/N&S_ond | WN.T154 | - |  |  |  | 1 | 1501
EQ014353 |  | Voltage Controller |  | Voltage controller | Voltcraft | Boujamaa, Mourad | VU/F/BETA/N&S/N&S_ond | WN.T154 | - |  |  |  | 1 | M-3650B
EQ014352 | 010624 | Battery Charger |  | Charger | VU | Boujamaa, Mourad | VU/F/BETA/N&S/N&S_ond | WN.T154 | - |  |  |  | 1
EQ014351 |  | Voltage Controller |  | Voltage controller | Voltcraft | Boujamaa, Mourad | VU/F/BETA/N&S/N&S_ond | WN.T154 | - |  |  |  | 1 | ME-42
EQ014350 |  | Voltage Controller |  | Voltage controller | Voltcraft | Boujamaa, Mourad | VU/F/BETA/N&S/N&S_ond | WN.T154 | - |  |  |  | 1 | ME-42
EQ014349 |  | Voltage Controller |  | Voltage controller | Voltcraft | Boujamaa, Mourad | VU/F/BETA/N&S/N&S_ond | WN.T154 | - |  |  |  | 1 | ME-42
EQ014348 |  | Voltage Controller |  | Voltage controller | Voltcraft | Boujamaa, Mourad | VU/F/BETA/N&S/N&S_ond | WN.T154 | - |  |  |  | 1 | ME-42
EQ014347 |  | Voltage Controller |  | Voltage controller | Voltcraft | Boujamaa, Mourad | VU/F/BETA/N&S/N&S_ond | WN.T154 | - |  |  |  | 1 | ME-42
EQ014346 |  | Voltage Controller |  | Voltage controller | Voltcraft | Boujamaa, Mourad | VU/F/BETA/N&S/N&S_ond | WN.T154 | - |  |  |  | 1 | ME-42
EQ014345 |  | Voltage Controller |  | Voltage controller | Voltcraft | Boujamaa, Mourad | VU/F/BETA/N&S/N&S_ond | WN.T154 | - |  |  |  | 1 | ME-42
EQ014344 |  | Voltage Controller |  | Voltage controller | Voltcraft | Boujamaa, Mourad | VU/F/BETA/N&S/N&S_ond | WN.T154 | - |  |  |  | 1 | ME-42
EQ014343 |  | Voltage Controller |  | Voltage controller | Voltcraft | Boujamaa, Mourad | VU/F/BETA/N&S/N&S_ond | WN.T154 | - |  |  |  | 1 | ME-42
EQ014342 |  | Voltage Controller |  | Voltage controller | Voltcraft | Boujamaa, Mourad | VU/F/BETA/N&S/N&S_ond | WN.T154 | - |  |  |  | 1 | 98
EQ014341 |  | Voltage Controller |  | Voltage controller | Voltcraft | Boujamaa, Mourad | VU/F/BETA/N&S/N&S_ond | WN.T154 | - |  |  |  | 1 | 98
EQ014340 |  | Voltage Controller |  | Voltage controller | Voltcraft | Boujamaa, Mourad | VU/F/BETA/N&S/N&S_ond | WN.T154 | - |  |  |  | 1 | 98
EQ014339 |  | Voltage Controller |  | Voltage controller | Voltcraft | Boujamaa, Mourad | VU/F/BETA/N&S/N&S_ond | WN.T154 | - |  |  |  | 1 | VC230
EQ014338 |  | Voltage Controller |  | Voltage controller | Voltcraft | Boujamaa, Mourad | VU/F/BETA/N&S/N&S_ond | WN.T154 | - |  |  |  | 1 | VC230
EQ014337 |  | Voltage Controller |  | Voltage controller | Voltcraft | Boujamaa, Mourad | VU/F/BETA/N&S/N&S_ond | WN.T154 | - |  |  |  | 1 | VC230
EQ014336 |  | Heat Gun |  | Heat gun | Emerio | Boujamaa, Mourad | VU/F/BETA/N&S/N&S_ond | WN.T154 | - |  |  |  | 1
EQ014335 | 002428 | Lamp |  | Lamp | VU | Boujamaa, Mourad | VU/F/BETA/N&S/N&S_ond | WN.T154 | - |  |  |  | 1
EQ014334 |  | Balance |  | Balance | Kern | Boujamaa, Mourad | VU/F/BETA/N&S/N&S_ond | WN.T154 | - |  |  |  | 1
EQ014333 |  | Heater |  | Heater | VU | Boujamaa, Mourad | VU/F/BETA/N&S/N&S_ond | WN.T154 | - |  |  |  | 1
EQ014332 |  | Amplifier |  | Photodiode_Multiplier | VU | Boujamaa, Mourad | VU/F/BETA/N&S/N&S_ond | WN.T154 | - |  |  |  | 1
EQ014331 |  | Generator |  | Generator | National Instruments | Boujamaa, Mourad | VU/F/BETA/N&S/N&S_ond | WN.T154 | - |  |  |  | 1
EQ014330 | 008848 | Generator |  | Generator | Voltcraft | Boujamaa, Mourad | VU/F/BETA/N&S/N&S_ond | WN.T154 | - |  |  |  | 1 | 8202
EQ014329 | 008841 | Generator |  | Generator | Voltcraft | Boujamaa, Mourad | VU/F/BETA/N&S/N&S_ond | WN.T154 | - |  |  |  | 1 | 8202
EQ014328 | 047532 | Computer |  | Computer | Hewlett Packard (HP) | Boujamaa, Mourad | VU/F/BETA/N&S/N&S_ond | WN.T154 | - |  |  |  | 1
EQ014327 | 003283 | Computer Monitor |  | Computer screen | Hewlett Packard (HP) | Boujamaa, Mourad | VU/F/BETA/N&S/N&S_ond | WN.T154 | - |  |  |  | 1 | L2245wg
EQ014326 |  | Computer |  | Computer | VU | Boujamaa, Mourad | VU/F/BETA/N&S/N&S_ond | WN.T154 | - |  |  |  | 1
EQ014325 |  | Extension Cable |  | Extension cable | VU | Boujamaa, Mourad | VU/F/BETA/N&S/N&S_ond | WN.T154 | - |  |  |  | 1
EQ014324 |  | Extension Cable |  | Extension cable | VU | Boujamaa, Mourad | VU/F/BETA/N&S/N&S_ond | WN.T154 | - |  |  |  | 1
EQ014323 | 003641 | Computer Monitor |  | Computer screen | Hewlett Packard (HP) | Boujamaa, Mourad | VU/F/BETA/N&S/N&S_ond | WN.T154 | - |  |  |  | 1
EQ014322 |  | Fridge |  | Fridge | Proline | Houben-Weerts, Judith | VU/F/BETA/Bedrijfsvoering/Huisvesting | WN.P021 | - |  |  |  | 1
EQ014321 |  | Extension Cable |  | Extension cable | VU | Houben-Weerts, Judith | VU/F/BETA/Bedrijfsvoering/Huisvesting | WN.T154 | - |  |  |  | 1
EQ014320 |  | Fridge |  | Fridge | VU | Houben-Weerts, Judith | VU/F/BETA/Bedrijfsvoering/Huisvesting | WN.P021 | - |  |  |  | 1
EQ014319 |  | Fridge |  | Fridge | VU | Houben-Weerts, Judith | VU/F/BETA/Bedrijfsvoering/Huisvesting | WN.P021 | - |  |  |  | 1
EQ014318 |  | Extension Cable |  | Extension cable | VU | Houben-Weerts, Judith | VU/F/BETA/Bedrijfsvoering/Huisvesting | WN.P021 | - |  |  |  | 1
EQ014317 |  | Beer tap |  | Beer tap | VU | Houben-Weerts, Judith | VU/F/BETA/Bedrijfsvoering/Huisvesting | WN.P021 | - |  |  |  | 1
EQ014316 |  | Barbeque |  | Barbeque | VU | Houben-Weerts, Judith | VU/F/BETA/Bedrijfsvoering/Huisvesting | WN.P021 | - |  |  |  | 1
EQ014315 |  | Speakers |  | Speaker | Devine | Houben-Weerts, Judith | VU/F/BETA/Bedrijfsvoering/Huisvesting | WN.P064 | - |  |  |  | 1
EQ014314 |  | Stove |  | Stove | VU | Houben-Weerts, Judith | VU/F/BETA/Bedrijfsvoering/Huisvesting | WN.P064 | - |  |  |  | 1
EQ014313 |  | Extension Cable |  | Extension cable | VU | Houben-Weerts, Judith | VU/F/BETA/Bedrijfsvoering/Huisvesting | WN.P064 | - |  |  |  | 1
EQ014312 |  | Speakers |  | Speaker | VU | Houben-Weerts, Judith | VU/F/BETA/Bedrijfsvoering/Huisvesting | WN.P064 | - |  |  |  | 1
EQ014311 |  | Speakers |  | Speaker | VU | Houben-Weerts, Judith | VU/F/BETA/Bedrijfsvoering/Huisvesting | WN.P064 | - |  |  |  | 1
EQ014310 |  | Speakers |  | Speaker | VU | Houben-Weerts, Judith | VU/F/BETA/Bedrijfsvoering/Huisvesting | WN.P064 | - |  |  |  | 1
EQ014309 |  | Television |  | Television | Samsung | Houben-Weerts, Judith | VU/F/BETA/Bedrijfsvoering/Huisvesting | WN.P064 | - |  |  |  | 1
EQ014308 |  | Extension Cable |  | Extension cable | VU | Houben-Weerts, Judith | VU/F/BETA/Bedrijfsvoering/Huisvesting | WN.P064 | - |  |  |  | 1
EQ014307 |  | Computer Monitor |  | Computer screen | Samsung | Houben-Weerts, Judith | VU/F/BETA/Bedrijfsvoering/Huisvesting | WN.P064 | - |  |  |  | 1 | LT32E310EW/EN
EQ014306 |  | Extension Cable |  | Extension cable | VU | Houben-Weerts, Judith | VU/F/BETA/Bedrijfsvoering/Huisvesting | WN.P064 | - |  |  |  | 1
EQ014305 |  | Kettle |  | Kettle | Philips | Houben-Weerts, Judith | VU/F/BETA/Bedrijfsvoering/Huisvesting | WN.P064 | - |  |  |  | 1
EQ014304 |  | Toaster |  | Toaster | Tristar | Houben-Weerts, Judith | VU/F/BETA/Bedrijfsvoering/Huisvesting | WN.P064 | - |  |  |  | 1
EQ014303 |  | Coffee machine |  | Coffee machine | FiveEasy | Houben-Weerts, Judith | VU/F/BETA/Bedrijfsvoering/Huisvesting | WN.P064 | - |  |  |  | 1
EQ014302 |  | Microwave oven |  | Microwave | Proline | Houben-Weerts, Judith | VU/F/BETA/Bedrijfsvoering/Huisvesting | WN.P064 | - |  |  |  | 1
EQ014301 |  | Oven |  | Oven | Proline | Houben-Weerts, Judith | VU/F/BETA/Bedrijfsvoering/Huisvesting | WN.P064 | - |  |  |  | 1
EQ014300 |  | Coffee machine |  | Coffee machine | Nespresso | Houben-Weerts, Judith | VU/F/BETA/Bedrijfsvoering/Huisvesting | WN.P064 | - |  |  |  | 1
EQ014299 |  | Coffee machine |  | Coffee machine | Inventum | Houben-Weerts, Judith | VU/F/BETA/Bedrijfsvoering/Huisvesting | WN.P064 | - |  |  |  | 1
EQ014298 | 168 | Fridge |  | Fridge | Liebherr | Houben-Weerts, Judith | VU/F/BETA/Bedrijfsvoering/Huisvesting | WN.P064 | - |  |  |  | 1
EQ014297 |  | Fridge |  | Fridge | Norcool | Houben-Weerts, Judith | VU/F/BETA/Bedrijfsvoering/Huisvesting | WN.P064 | - |  |  |  | 1
EQ014296 |  | Computer |  | Computer | VU | Houben-Weerts, Judith | VU/F/BETA/Bedrijfsvoering/Huisvesting | WN.P048 | - |  |  |  | 1
EQ014295 |  | Computer |  | Computer | Hewlett Packard (HP) | Houben-Weerts, Judith | VU/F/BETA/Bedrijfsvoering/Huisvesting | WN.P048 | - |  |  |  | 1
EQ014294 |  | Printer |  | Printer | Brother | Houben-Weerts, Judith | VU/F/BETA/Bedrijfsvoering/Huisvesting | WN.P048 | - |  |  |  | 1
EQ014293 |  | Computer Monitor |  | Computer screen | Hewlett Packard (HP) | Houben-Weerts, Judith | VU/F/BETA/Bedrijfsvoering/Huisvesting | WN.P048 | - |  |  |  | 1 | LA2205wg
EQ014292 |  | Computer Monitor |  | Computer screen | Hewlett Packard (HP) | Houben-Weerts, Judith | VU/F/BETA/Bedrijfsvoering/Huisvesting | WN.P048 | - |  |  |  | 1 | LA2205wg
EQ014291 |  | Speakers |  | Speaker | VU | Houben-Weerts, Judith | VU/F/BETA/Bedrijfsvoering/Huisvesting | WN.P048 | - |  |  |  | 1
EQ014290 |  | Speakers |  | Speaker | Labtech | Houben-Weerts, Judith | VU/F/BETA/Bedrijfsvoering/Huisvesting | WN.P048 | - |  |  |  | 1
EQ014289 |  | Computer Monitor |  | Computer screen | Hewlett Packard (HP) | Houben-Weerts, Judith | VU/F/BETA/Bedrijfsvoering/Huisvesting | WN.P048 | - |  |  |  | 1 | LA2205wg
EQ014288 |  | Computer Monitor |  | Computer screen | Hewlett Packard (HP) | Houben-Weerts, Judith | VU/F/BETA/Bedrijfsvoering/Huisvesting | WN.P048 | - |  |  |  | 1 | LA2205wg
EQ014287 | 022374 | Computer |  | Computer | Hewlett Packard (HP) | Houben-Weerts, Judith | VU/F/BETA/Bedrijfsvoering/Huisvesting | WN.P048 | - |  |  |  | 1
EQ014286 |  | Extension Cable |  | Extension cable | VU | Houben-Weerts, Judith | VU/F/BETA/Bedrijfsvoering/Huisvesting | WN.P048 | - |  |  |  | 0
EQ014285 |  | Extension Cable |  | Extension cable | VU | Houben-Weerts, Judith | VU/F/BETA/Bedrijfsvoering/Huisvesting | WN.P048 | - |  |  |  | 1
EQ014284 |  | Kettle |  | Kettle | VU | Houben-Weerts, Judith | VU/F/BETA/Bedrijfsvoering/Huisvesting | WN.P048 | - |  |  |  | 1
EQ014283 | 003892 | Fridge |  | Fridge | Bosch | Houben-Weerts, Judith | VU/F/BETA/Bedrijfsvoering/Huisvesting | WN.P048 | - |  |  |  | 1
EQ014282 |  | Extension Cable |  | Extension cable | Praxis | Houben-Weerts, Judith | VU/F/BETA/Bedrijfsvoering/Huisvesting | WN.P048 | - |  |  |  | 1
EQ014281 |  | Aquarium |  | Aquarium | VU | Houben-Weerts, Judith | VU/F/BETA/Bedrijfsvoering/Huisvesting | WN.P048 | - |  |  |  | 1
EQ014280 |  | Speakers |  | Speaker | Devine | Houben-Weerts, Judith | VU/F/BETA/Bedrijfsvoering/Huisvesting | WN.P048 | - |  |  |  | 1 | Onyx 15SA
EQ014279 |  | Computer |  | Computer | Hewlett Packard (HP) | Houben-Weerts, Judith | VU/F/BETA/Bedrijfsvoering/Huisvesting | WN.P048 | - |  |  |  | 1 | AJ456AV
EQ014278 |  | Computer |  | Computer | Dell | Houben-Weerts, Judith | VU/F/BETA/Bedrijfsvoering/Huisvesting | WN.P048 | - |  |  |  | 1
EQ014277 |  | Computer Monitor |  | Computer screen | Hewlett Packard (HP) | Houben-Weerts, Judith | VU/F/BETA/Bedrijfsvoering/Huisvesting | WN.P048 | - |  |  |  | 1
EQ014276 | TFT 1027 | Computer Monitor |  | Computer screen | Hewlett Packard (HP) | Houben-Weerts, Judith | VU/F/BETA/Bedrijfsvoering/Huisvesting | WN.P048 | - |  |  |  | 1
EQ014275 |  | Computer |  | Computer | Hewlett Packard (HP) | Houben-Weerts, Judith | VU/F/BETA/Bedrijfsvoering/Huisvesting | WN.P048 | - |  |  |  | 1
EQ014274 |  | Speakers |  | Speakers | Samson | Boujamaa, Mourad | VU/F/BETA/N&S/N&S_ond | WN.U130 | - |  |  |  | 1 | Media One 5a
EQ014273 |  | Fuel Cell |  | Hydrogen Fuel Cell | Heliocentris | Boujamaa, Mourad | VU/F/BETA/N&S/N&S_ond | WN.U129 | - |  |  |  | 1 | 374 Fuel Cell
EQ014272 |  | Fuel Cell |  | Hydrogen Fuel Cell | Heliocentris | Boujamaa, Mourad | VU/F/BETA/N&S/N&S_ond | WN.U129 | - |  |  |  | 1 | 374 Fuel Cell
EQ014271 | 047533 | Computer |  | HP PC | Hewlett Packard (HP) | Boujamaa, Mourad | VU/F/BETA/N&S/N&S_ond | WN.U129 | - |  |  |  | 1 | ProDesk
EQ014270 | 003617 | Computer Monitor |  | HP Monitor | Hewlett Packard (HP) | Boujamaa, Mourad | VU/F/BETA/N&S/N&S_ond | WN.U129 | - |  |  |  | 1 | L2245wg
EQ014269 | 047570 | Computer |  | HP PC | Hewlett Packard (HP) | Boujamaa, Mourad | VU/F/BETA/N&S/N&S_ond | WN.U129 | - |  |  |  | 1 | ProDesk
EQ014268 | 003207 | Computer Monitor |  | HP Monitor | Hewlett Packard (HP) | Boujamaa, Mourad | VU/F/BETA/N&S/N&S_ond | WN.U129 | - |  |  |  | 1 | Compaq LA2205wg
EQ014267 | 047574 | Computer |  | HP PC | Hewlett Packard (HP) | Boujamaa, Mourad | VU/F/BETA/N&S/N&S_ond | WN.U129 | - |  |  |  | 1 | ProDesk
EQ014266 | 003622 | Computer Monitor |  | HP Monitor | Hewlett Packard (HP) | Boujamaa, Mourad | VU/F/BETA/N&S/N&S_ond | WN.U129 | - |  |  |  | 1 | L2245wg
EQ014265 |  | Air Purifier |  | Novaerus Air Purifier | Novaerus | Boujamaa, Mourad | VU/F/BETA/N&S/N&S_ond | WN.U129 | - |  |  |  | 1 | NV800
EQ014264 | 007439 | Power Supply |  | Lascar Power Supply | Lascar | Boujamaa, Mourad | VU/F/BETA/N&S/N&S_ond | WN.U129 | - |  |  |  | 1 | PSU 130
EQ014263 |  | Heat Gun |  | Hair Dryer | Emerio | Boujamaa, Mourad | VU/F/BETA/N&S/N&S_ond | WN.U129 | - |  |  |  | 1
EQ014262 | 010677 | Lamp |  | Lamp | VU | Boujamaa, Mourad | VU/F/BETA/N&S/N&S_ond | WN.U129 | - |  |  |  | 1
EQ014261 | 010676 | Lamp |  | Lamp | VU | Boujamaa, Mourad | VU/F/BETA/N&S/N&S_ond | WN.U129 | - |  |  |  | 1
EQ014260 |  | Lamp |  | Spotlight | VU | Boujamaa, Mourad | VU/F/BETA/N&S/N&S_ond | WN.U129 | - |  |  |  | 1
EQ014259 |  | Lamp |  | Spotlight | VU | Boujamaa, Mourad | VU/F/BETA/N&S/N&S_ond | WN.U129 | - |  |  |  | 1
EQ014258 | 010697 | Lamp |  | Lamp | VU | Boujamaa, Mourad | VU/F/BETA/N&S/N&S_ond | WN.U129 | - |  |  |  | 1
EQ014257 |  | Lamp |  | Lamp | VU | Boujamaa, Mourad | VU/F/BETA/N&S/N&S_ond | WN.U129 | - |  |  |  | 1
EQ014256 | 007049 | Lamp |  | Lamp | VU | Boujamaa, Mourad | VU/F/BETA/N&S/N&S_ond | WN.U129 | - |  |  |  | 1
EQ014255 | 010696 | Lamp |  | Lamp | VU | Boujamaa, Mourad | VU/F/BETA/N&S/N&S_ond | WN.U129 | - |  |  |  | 1
EQ014254 |  | Capacitor |  | Capacitance | Lloyd Instruments | Boujamaa, Mourad | VU/F/BETA/N&S/N&S_ond | WN.U129 | - |  |  |  | 1 | Capacitance in Microfarads C4
EQ014253 |  | Capacitor |  | Decade Capacitor | Danbridge | Boujamaa, Mourad | VU/F/BETA/N&S/N&S_ond | WN.U129 | - |  |  |  | 1 | DK4AV
EQ014252 | 010693 | Lamp |  | Lamp | VU | Boujamaa, Mourad | VU/F/BETA/N&S/N&S_ond | WN.U129 | - |  |  |  | 1
EQ014251 | 398383 | Capacitor |  | Decade Capacitor Box | Lionmount | Boujamaa, Mourad | VU/F/BETA/N&S/N&S_ond | WN.U129 | - |  |  |  | 1 | Type CD7
EQ014250 |  | Capacitor |  | Decade Capacitor | Danbridge | Boujamaa, Mourad | VU/F/BETA/N&S/N&S_ond | WN.U129 | - |  |  |  | 1 | DK4AV
EQ014249 |  | Capacitor |  | Decade Capacitor | Danbridge | Boujamaa, Mourad | VU/F/BETA/N&S/N&S_ond | WN.U129 | - |  |  |  | 1 | DK4AV
EQ014248 |  | Capacitor |  | Decade Capacitor | Danbridge | Boujamaa, Mourad | VU/F/BETA/N&S/N&S_ond | WN.U129 | - |  |  |  | 1 | DK4AV
EQ014247 | Fluke-0671 | Power Supply |  | Power Supply | Bang & Olufson | Boujamaa, Mourad | VU/F/BETA/N&S/N&S_ond | WN.U129 | - |  |  |  | 1 | SN-14
EQ014246 |  | Boiler |  | Water Cooker | VU | Boujamaa, Mourad | VU/F/BETA/N&S/N&S_ond | WN.U129 | - |  |  |  | 1
EQ014245 |  | Force gauge |  | Force Plate | Vernier | Boujamaa, Mourad | VU/F/BETA/N&S/N&S_ond | WN.U129 | - |  |  |  | 1 | Force Plate
EQ014244 |  | Force gauge |  | Force Plate | Vernier | Boujamaa, Mourad | VU/F/BETA/N&S/N&S_ond | WN.U129 | - |  |  |  | 1 | Force Plate
EQ014243 | 398509 | Capacitor |  | Decade Capacitor | Danbridge | Boujamaa, Mourad | VU/F/BETA/N&S/N&S_ond | WN.U129 | - |  |  |  | 1 | DK4AV
EQ014242 |  | Capacitor |  | Decade Resistance Box | Danbridge | Boujamaa, Mourad | VU/F/BETA/N&S/N&S_ond | WN.U129 | - |  |  |  | 1 | DR4/BCDE
EQ014241 |  | Capacitor |  | Decade Resistance Box | Lionmount | Boujamaa, Mourad | VU/F/BETA/N&S/N&S_ond | WN.U129 | - |  |  |  | 1 | Type RD2
EQ014240 |  | Force gauge |  | Force Plate | Vernier | Boujamaa, Mourad | VU/F/BETA/N&S/N&S_ond | WN.U129 | - |  |  |  | 1 | Force Plate
EQ014239 |  | Data Acquisition Instrument |  | ULab Datalogger | ULab | Boujamaa, Mourad | VU/F/BETA/N&S/N&S_ond | WN.U129 | - |  |  |  | 1 | Datalogger
EQ014238 |  | Data Acquisition Instrument |  | ULab Datalogger | ULab | Boujamaa, Mourad | VU/F/BETA/N&S/N&S_ond | WN.U129 | - |  |  |  | 1 | Datalogger
EQ014237 |  | Data Acquisition Instrument |  | ULab Datalogger | ULab | Boujamaa, Mourad | VU/F/BETA/N&S/N&S_ond | WN.U129 | - |  |  |  | 1 | Datalogger
EQ014236 |  | Capacitor |  | Decade Resistance Box | Hatfield | Boujamaa, Mourad | VU/F/BETA/N&S/N&S_ond | WN.U129 | - |  |  |  | 1 | 2905
EQ014235 |  | Data Acquisition Instrument |  | ULab Datalogger | ULab | Boujamaa, Mourad | VU/F/BETA/N&S/N&S_ond | WN.U129 | - |  |  |  | 1 | Datalogger
EQ014234 | 010669 | Power Supply |  | Power Supply/Adapter | HQ Power | Boujamaa, Mourad | VU/F/BETA/N&S/N&S_ond | WN.U129 | - |  |  |  | 1
EQ014233 |  | Capacitor |  | Decade Resistance Box | Danbridge | Boujamaa, Mourad | VU/F/BETA/N&S/N&S_ond | WN.U129 | - |  |  |  | 1 | DR4/BCDE
EQ014232 |  | Capacitor |  | Capacitor | Bleeker NV | Boujamaa, Mourad | VU/F/BETA/N&S/N&S_ond | WN.U129 | - |  |  |  | 1
EQ014231 |  | Capacitor |  | Capacitor | Bleeker NV | Boujamaa, Mourad | VU/F/BETA/N&S/N&S_ond | WN.U129 | - |  |  |  | 1
EQ014230 |  | Capacitor |  | Capacitor | Bleeker NV | Boujamaa, Mourad | VU/F/BETA/N&S/N&S_ond | WN.U129 | - |  |  |  | 1
EQ014229 |  | Acoustic recorder |  | Sound Meter | Voltcraft | Boujamaa, Mourad | VU/F/BETA/N&S/N&S_ond | WN.U129 | - |  |  |  | 1 | SL-200
EQ014228 |  | Capacitor |  | Capacitance | Lloyd Instruments | Boujamaa, Mourad | VU/F/BETA/N&S/N&S_ond | WN.U129 | - |  |  |  | 1 | Capacitance in Microfarads C4
EQ014227 |  | Water Electrolysis Machine |  | Water Electrolyser | Heliocentris | Boujamaa, Mourad | VU/F/BETA/N&S/N&S_ond | WN.U129 | - |  |  |  | 1 | 372 Electrolyser
EQ014226 |  | Water Electrolysis Machine |  | Water Electrolyser | Heliocentris | Boujamaa, Mourad | VU/F/BETA/N&S/N&S_ond | WN.U129 | - |  |  |  | 1 | 372 Electrolyser
EQ014225 |  | Water Electrolysis Machine |  | Water Electrolyser | Heliocentris | Boujamaa, Mourad | VU/F/BETA/N&S/N&S_ond | WN.U129 | - |  |  |  | 1 | 372 Electrolyser
EQ014224 |  | Water Electrolysis Machine |  | Water Electrolyser | Heliocentris | Boujamaa, Mourad | VU/F/BETA/N&S/N&S_ond | WN.U129 | - |  |  |  | 1 | 372 Electrolyser
EQ014223 |  | Water Electrolysis Machine |  | Water Electrolyser | Heliocentris | Boujamaa, Mourad | VU/F/BETA/N&S/N&S_ond | WN.U129 | - |  |  |  | 1 | 372 Electrolyser
EQ014222 |  | Water Electrolysis Machine |  | Water Electrolyser | Heliocentris | Boujamaa, Mourad | VU/F/BETA/N&S/N&S_ond | WN.U129 | - |  |  |  | 1 | 372 Electrolyser
EQ014221 |  | Water Electrolysis Machine |  | Water Electrolyser | Heliocentris | Boujamaa, Mourad | VU/F/BETA/N&S/N&S_ond | WN.U129 | - |  |  |  | 1 | 372 Electrolyser
EQ014220 |  | Water Electrolysis Machine |  | Water Electrolyser | Heliocentris | Boujamaa, Mourad | VU/F/BETA/N&S/N&S_ond | WN.U129 | - |  |  |  | 1 | 372 Electrolyser
EQ014219 |  | Water Electrolysis Machine |  | Water Electrolyser | Heliocentris | Boujamaa, Mourad | VU/F/BETA/N&S/N&S_ond | WN.U129 | - |  |  |  | 1 | 372 Electrolyser
EQ014218 |  | Water Electrolysis Machine |  | Water Electrolyser | Heliocentris | Boujamaa, Mourad | VU/F/BETA/N&S/N&S_ond | WN.U129 | - |  |  |  | 1 | 372 Electrolyser
EQ014217 |  | Water Electrolysis Machine |  | Water Electrolyser | Heliocentris | Boujamaa, Mourad | VU/F/BETA/N&S/N&S_ond | WN.U129 | - |  |  |  | 1 | 372 Electrolyser
EQ014216 |  | Fuel Cell |  | Hydrogen Fuel Cell | Heliocentris | Boujamaa, Mourad | VU/F/BETA/N&S/N&S_ond | WN.U129 | - |  |  |  | 1 | 374 Fuel Cell
EQ014215 |  | Fuel Cell |  | Hydrogen Fuel Cell | Heliocentris | Boujamaa, Mourad | VU/F/BETA/N&S/N&S_ond | WN.U129 | - |  |  |  | 1 | 374 Fuel Cell
EQ014214 |  | Fuel Cell |  | Hydrogen Fuel Cell | Heliocentris | Boujamaa, Mourad | VU/F/BETA/N&S/N&S_ond | WN.U129 | - |  |  |  | 1 | 374 Fuel Cell
EQ014213 |  | Fuel Cell |  | Hydrogen Fuel Cell | Heliocentris | Boujamaa, Mourad | VU/F/BETA/N&S/N&S_ond | WN.U129 | - |  |  |  | 1 | 374 Fuel Cell
EQ014212 |  | Fuel Cell |  | Hydrogen Fuel Cell | Heliocentris | Boujamaa, Mourad | VU/F/BETA/N&S/N&S_ond | WN.U129 | - |  |  |  | 1 | 374 Fuel Cell
EQ014211 |  | Fuel Cell |  | Hydrogen Fuel Cell | Heliocentris | Boujamaa, Mourad | VU/F/BETA/N&S/N&S_ond | WN.U129 | - |  |  |  | 1 | 374 Fuel Cell
EQ014210 |  | Fuel Cell |  | Hydrogen Fuel Cell | Heliocentris | Boujamaa, Mourad | VU/F/BETA/N&S/N&S_ond | WN.U129 | - |  |  |  | 1 | 374 Fuel Cell
EQ014209 |  | Fuel Cell |  | Hydrogen Fuel Cell | Heliocentris | Boujamaa, Mourad | VU/F/BETA/N&S/N&S_ond | WN.U129 | - |  |  |  | 1 | 374 Fuel Cell
EQ014208 |  | Fuel Cell |  | Hydrogen Fuel Cell | Heliocentris | Boujamaa, Mourad | VU/F/BETA/N&S/N&S_ond | WN.U129 | - |  |  |  | 1 | 374 Fuel Cell
EQ014207 |  | Fuel Cell |  | Hydrogen Fuel Cell | Heliocentris | Boujamaa, Mourad | VU/F/BETA/N&S/N&S_ond | WN.U129 | - |  |  |  | 1 | 374 Fuel Cell
EQ014206 |  | Fuel Cell |  | Hydrogen Fuel Cell | Heliocentris | Boujamaa, Mourad | VU/F/BETA/N&S/N&S_ond | WN.U129 | - |  |  |  | 1 | 374 Fuel Cell
EQ014205 |  | Fuel Cell |  | Hydrogen Fuel Cell | Heliocentris | Boujamaa, Mourad | VU/F/BETA/N&S/N&S_ond | WN.U129 | - |  |  |  | 1 | 374 Fuel Cell
EQ014204 |  | Fuel Cell |  | Hydrogen Fuel Cell | Heliocentris | Boujamaa, Mourad | VU/F/BETA/N&S/N&S_ond | WN.U129 | - |  |  |  | 1 | 374 Fuel Cell
EQ014203 | 047573 | Computer |  | HP Computer | Hewlett Packard (HP) | Boujamaa, Mourad | VU/F/BETA/N&S/N&S_ond | WN.U130 | - |  |  |  | 1 | ProDesk 600 G4 MT
EQ014202 |  | Capacitor |  | Capacitor | Bleeker NV | Boujamaa, Mourad | VU/F/BETA/N&S/N&S_ond | WN.U129 | - |  |  |  | 1
EQ014201 | 007444 | Power Supply |  | Power Supply | Lascar | Boujamaa, Mourad | VU/F/BETA/N&S/N&S_ond | WN.U130 | - |  |  |  | 1 | PSU130
EQ014200 | 007440 | Power Supply |  | Power Supply | Lascar | Boujamaa, Mourad | VU/F/BETA/N&S/N&S_ond | WN.U130 | - |  |  |  | 1 | PSU130
EQ014199 | 007445 | Power Supply |  | Power Supply | Lascar | Boujamaa, Mourad | VU/F/BETA/N&S/N&S_ond | WN.U130 | - |  |  |  | 1 | PSU130
EQ014198 | 007188 | Power Supply |  | Power Supply | Lascar | Boujamaa, Mourad | VU/F/BETA/N&S/N&S_ond | WN.U130 | - |  |  |  | 1 | PSU130
EQ014197 | 007432 | Power Supply |  | Power Supply | Lascar | Boujamaa, Mourad | VU/F/BETA/N&S/N&S_ond | WN.U130 | - |  |  |  | 1 | PSU130
EQ014196 | 007449 | Power Supply |  | Power Supply | Lascar | Boujamaa, Mourad | VU/F/BETA/N&S/N&S_ond | WN.U130 | - |  |  |  | 1 | PSU130
EQ014195 | 007430 | Power Supply |  | Power Supply | Lascar | Boujamaa, Mourad | VU/F/BETA/N&S/N&S_ond | WN.U130 | - |  |  |  | 1 | PSU130
EQ014194 | 007441 | Power Supply |  | Power Supply | Lascar | Boujamaa, Mourad | VU/F/BETA/N&S/N&S_ond | WN.U130 | - |  |  |  | 1 | PSU130
EQ014193 | 007186 | Power Supply |  | Power Supply | Lascar | Boujamaa, Mourad | VU/F/BETA/N&S/N&S_ond | WN.U130 | - |  |  |  | 1 | PSU130
EQ014192 | 007191 | Power Supply |  | Power Supply | Lascar | Boujamaa, Mourad | VU/F/BETA/N&S/N&S_ond | WN.U130 | - |  |  |  | 1 | PSU130
EQ014191 | 007448 | Power Supply |  | Power Supply | Lascar | Boujamaa, Mourad | VU/F/BETA/N&S/N&S_ond | WN.U130 | - |  |  |  | 1 | PSU130
EQ014190 | 007436 | Power Supply |  | Power Supply | Lascar | Boujamaa, Mourad | VU/F/BETA/N&S/N&S_ond | WN.U130 | - |  |  |  | 1 | PSU130
EQ014189 | 007433 | Power Supply |  | Power Supply | Lascar | Boujamaa, Mourad | VU/F/BETA/N&S/N&S_ond | WN.U130 | - |  |  |  | 1 | PSU130
EQ014188 | 007446 | Power Supply |  | Power Supply | Lascar | Boujamaa, Mourad | VU/F/BETA/N&S/N&S_ond | WN.U130 | - |  |  |  | 1 | PSU130
EQ014187 | 007437 | Power Supply |  | Power Supply | Lascar | Boujamaa, Mourad | VU/F/BETA/N&S/N&S_ond | WN.U130 | - |  |  |  | 1 | PSU130
EQ014186 | 007251 | Power Supply |  | Power Supply | Lascar | Boujamaa, Mourad | VU/F/BETA/N&S/N&S_ond | WN.U130 | - |  |  |  | 1 | PSU130
EQ014185 | 007435 | Power Supply |  | Power Supply | Lascar | Boujamaa, Mourad | VU/F/BETA/N&S/N&S_ond | WN.U130 | - |  |  |  | 1 | PSU130
EQ014184 | 002852 | Extension Cable |  | Extension Cable | VU | Boujamaa, Mourad | VU/F/BETA/N&S/N&S_ond | WN.U130 | - |  |  |  | 1
EQ014183 |  | Extension Cable |  | Extension Cable | VU | Boujamaa, Mourad | VU/F/BETA/N&S/N&S_ond | WN.U130 | - |  |  |  | 1
EQ014182 |  | Air Purifier |  | Novaerus Air Purifier | Novaerus | Boujamaa, Mourad | VU/F/BETA/N&S/N&S_ond | WN.U130 | - |  |  |  | 1 | NV800
EQ014181 |  | Electronic Signal Processing Device |  | VGA/Audio Switcher | Extron | Boujamaa, Mourad | VU/F/BETA/N&S/N&S_ond | WN.U130 | - |  |  |  | 1 | SW2 VGA/Ars
EQ014180 | 047539 | Computer |  | HP Computer | Hewlett Packard (HP) | Boujamaa, Mourad | VU/F/BETA/N&S/N&S_ond | WN.U130 | - |  |  |  | 1 | ProDesk 600 G4 MT
EQ014179 | 047554 | Computer |  | HP Computer | Hewlett Packard (HP) | Boujamaa, Mourad | VU/F/BETA/N&S/N&S_ond | WN.U130 | - |  |  |  | 1 | ProDesk 600 G4 MT
EQ014178 | 047538 | Computer |  | HP Computer | Hewlett Packard (HP) | Boujamaa, Mourad | VU/F/BETA/N&S/N&S_ond | WN.U130 | - |  |  |  | 1 | ProDesk 600 G4 MT
EQ014177 | 047563 | Computer |  | HP Computer | Hewlett Packard (HP) | Boujamaa, Mourad | VU/F/BETA/N&S/N&S_ond | WN.U130 | - |  |  |  | 1 | ProDesk 600 G4 MT
EQ014176 | 047530 | Computer |  | HP Computer | Hewlett Packard (HP) | Boujamaa, Mourad | VU/F/BETA/N&S/N&S_ond | WN.U130 | - |  |  |  | 1 | ProDesk 600 G4 MT
EQ014175 | 003154;16 | Computer Monitor |  | HP Computer Monitor | Hewlett Packard (HP) | Boujamaa, Mourad | VU/F/BETA/N&S/N&S_ond | WN.U130 | - |  |  |  | 1 | L2245wg
EQ014174 | 003635;15 | Computer Monitor |  | HP Computer Monitor | Hewlett Packard (HP) | Boujamaa, Mourad | VU/F/BETA/N&S/N&S_ond | WN.U130 | - |  |  |  | 1 | L2245wg
EQ014173 | 003168 | Computer Monitor |  | HP Computer Monitor | Hewlett Packard (HP) | Boujamaa, Mourad | VU/F/BETA/N&S/N&S_ond | WN.U130 | - |  |  |  | 1 | L2245wg
EQ014172 |  | Computer Monitor |  | HP Computer Monitor | Hewlett Packard (HP) | Boujamaa, Mourad | VU/F/BETA/N&S/N&S_ond | WN.U130 | - |  |  |  | 1 | L2045W
EQ014171 | 020368 | Computer Monitor |  | HP Computer Monitor | Hewlett Packard (HP) | Boujamaa, Mourad | VU/F/BETA/N&S/N&S_ond | WN.U130 | - |  |  |  | 1 | LA2205wg
EQ014170 | 003047;2 | Computer Monitor |  | HP Computer Monitor | Hewlett Packard (HP) | Boujamaa, Mourad | VU/F/BETA/N&S/N&S_ond | WN.U130 | - |  |  |  | 1 | L2245wg
EQ014169 | 003618 | Computer Monitor |  | HP Computer Monitor | Hewlett Packard (HP) | Boujamaa, Mourad | VU/F/BETA/N&S/N&S_ond | WN.U130 | - |  |  |  | 1 | L2245wg
EQ014168 | 007184 | Power Supply |  | Power Supply | Lascar | Boujamaa, Mourad | VU/F/BETA/N&S/N&S_ond | WN.U130 | - |  |  |  | 1 | PSU130
EQ014167 | 003162 | Computer Monitor |  | HP Computer Monitor | Hewlett Packard (HP) | Boujamaa, Mourad | VU/F/BETA/N&S/N&S_ond | WN.U130 | - |  |  |  | 1 | L2245wg
EQ014166 | 002798 | Power Supply |  | Power Supply | Delta Elektronika | Boujamaa, Mourad | VU/F/BETA/N&S/N&S_ond | WN.U130 | - |  |  |  | 1 | EK 030-10
EQ014165 | 010660 | Frequency counter |  | Frequency Counter | Hewlett Packard (HP) | Boujamaa, Mourad | VU/F/BETA/N&S/N&S_ond | WN.U130 | - |  |  |  | 1 | 5381A
EQ014164 | 010660 | Power Supply |  | Power Supply | Delta Elektronika | Boujamaa, Mourad | VU/F/BETA/N&S/N&S_ond | WN.U130 | - |  |  |  | 1 | E 030-1
EQ014163 | 002504 | Power Supply |  | Power Supply | Delta Elektronika | Boujamaa, Mourad | VU/F/BETA/N&S/N&S_ond | WN.U130 | - |  |  |  | 1 | E 030-1
EQ014162 | 007048 | Power Supply |  | Power Supply | Delta Elektronika | Boujamaa, Mourad | VU/F/BETA/N&S/N&S_ond | WN.U130 | - |  |  |  | 1 | E 030-1
EQ014161 | 002107 | Power Supply |  | Power Supply | Delta Elektronika | Boujamaa, Mourad | VU/F/BETA/N&S/N&S_ond | WN.U130 | - |  |  |  | 1 | E 015-1
EQ014160 | 003508 | Power Supply |  | Power Supply | Delta Elektronika | Boujamaa, Mourad | VU/F/BETA/N&S/N&S_ond | WN.U130 | - |  |  |  | 1 | E 015-1
EQ014159 | 002108 | Power Supply |  | Power Supply | Delta Elektronika | Boujamaa, Mourad | VU/F/BETA/N&S/N&S_ond | WN.U130 | - |  |  |  | 1 | E 015-1
EQ014158 | 002111 | Power Supply |  | Power Supply | Delta Elektronika | Boujamaa, Mourad | VU/F/BETA/N&S/N&S_ond | WN.U130 | - |  |  |  | 1 | E 030-1
EQ014157 |  | Amplifier |  | LF Amplifier | Fluke | Boujamaa, Mourad | VU/F/BETA/N&S/N&S_ond | WN.U130 | - |  |  |  | 1
EQ014156 |  | Amplifier |  | LF Amplifier | Fluke | Boujamaa, Mourad | VU/F/BETA/N&S/N&S_ond | WN.U130 | - |  |  |  | 1
EQ014155 |  | Amplifier |  | LF Amplifier | Fluke | Boujamaa, Mourad | VU/F/BETA/N&S/N&S_ond | WN.U130 | - |  |  |  | 1
EQ014154 | 002875 | Transformer |  | Variable Transformer | Philips | Boujamaa, Mourad | VU/F/BETA/N&S/N&S_ond | WN.U130 | - |  |  |  | 1 | Type 2422 530 05405
EQ014153 | 002463 | Transformer |  | Variable Transformer | Philips | Boujamaa, Mourad | VU/F/BETA/N&S/N&S_ond | WN.U130 | - |  |  |  | 1 | Type 2422 530 03405
EQ014152 | 007164 | Transformer |  | Variable Transformer | Philips | Boujamaa, Mourad | VU/F/BETA/N&S/N&S_ond | WN.U130 | - |  |  |  | 1 | Type 2422 530 03405
EQ014151 | 007067 | Extension Cable |  | Power Strip | VU | Boujamaa, Mourad | VU/F/BETA/N&S/N&S_ond | WN.U130 | - |  |  |  | 1
EQ014150 | 007068 | Extension Cable |  | Power Strip | VU | Boujamaa, Mourad | VU/F/BETA/N&S/N&S_ond | WN.U130 | - |  |  |  | 1
EQ014149 | 007065 | Extension Cable |  | Power Strip | VU | Boujamaa, Mourad | VU/F/BETA/N&S/N&S_ond | WN.U130 | - |  |  |  | 1
EQ014148 | 007066 | Extension Cable |  | Power Strip | VU | Boujamaa, Mourad | VU/F/BETA/N&S/N&S_ond | WN.U130 | - |  |  |  | 1
EQ014147 | 007064 | Extension Cable |  | Power Strip | VU | Boujamaa, Mourad | VU/F/BETA/N&S/N&S_ond | WN.U130 | - |  |  |  | 1
EQ014146 | 007063 | Extension Cable |  | Power Strip | VU | Boujamaa, Mourad | VU/F/BETA/N&S/N&S_ond | WN.U130 | - |  |  |  | 1
EQ014145 |  | Extension Cable |  | Air Sensor Power Outlet | VU | Boujamaa, Mourad | VU/F/BETA/N&S/N&S_ond | WN.U130 | - |  |  |  | 1
EQ014144 | 007069 | Extension Cable |  | Power Strip | VU | Boujamaa, Mourad | VU/F/BETA/N&S/N&S_ond | WN.U130 | - |  |  |  | 1
EQ014143 | 007062 | Extension Cable |  | Power Strip | VU | Boujamaa, Mourad | VU/F/BETA/N&S/N&S_ond | WN.U130 | - |  |  |  | 1
EQ014142 | 007061 | Extension Cable |  | Power Strip | VU | Boujamaa, Mourad | VU/F/BETA/N&S/N&S_ond | WN.U130 | - |  |  |  | 1
EQ014141 | 007070 | Extension Cable |  | Power Strip | VU | Boujamaa, Mourad | VU/F/BETA/N&S/N&S_ond | WN.U130 | - |  |  |  | 1
EQ014140 | 007060 | Extension Cable |  | Power Strip | VU | Boujamaa, Mourad | VU/F/BETA/N&S/N&S_ond | WN.U130 | - |  |  |  | 1
EQ014139 | 010770 | Extension Cable |  | Power Strip | VU | Boujamaa, Mourad | VU/F/BETA/N&S/N&S_ond | WN.U130 | - |  |  |  | 1
EQ014138 | 007164 | Transformer |  | Variable Transformer | Philips | Boujamaa, Mourad | VU/F/BETA/N&S/N&S_ond | WN.U130 | - |  |  |  | 1 | Type 2422 530 03405
EQ014137 | 003703 | Transformer |  | Adjustable Transformer | Elektro-Automatik (EA) | Boujamaa, Mourad | VU/F/BETA/N&S/N&S_ond | WN.U130 | - |  |  |  | 1 | EA-STT 2000
EQ014136 | 011118 | Extension Cable |  | Extension Cable | Kupp | Boujamaa, Mourad | VU/F/BETA/N&S/N&S_ond | WN.U130 | - |  |  |  | 1
EQ014135 | 003701 | Transformer |  | Adjustable Transformer | Elektro-Automatik (EA) | Boujamaa, Mourad | VU/F/BETA/N&S/N&S_ond | WN.U130 | - |  |  |  | 1 | EA-STT 2000
EQ014134 | 003702 | Transformer |  | Adjustable Transformer | Elektro-Automatik (EA) | Boujamaa, Mourad | VU/F/BETA/N&S/N&S_ond | WN.U130 | - |  |  |  | 1 | EA-STT 2000
EQ014133 | 003248 | Stroboscope |  | Stroboscope | ESI Nuclear | Boujamaa, Mourad | VU/F/BETA/N&S/N&S_ond | WN.U130 | - |  |  |  | 1 | 202
EQ014132 | 003188 | Stroboscope |  | Stroboscope | ESI Nuclear | Boujamaa, Mourad | VU/F/BETA/N&S/N&S_ond | WN.U130 | - |  |  |  | 1 | 202
EQ014131 | 003107 | Transformer |  | Regel-Trenn Transformator | Jacke Transformatoren | Boujamaa, Mourad | VU/F/BETA/N&S/N&S_ond | WN.U130 | - |  |  |  | 1 | RU8
EQ014130 |  | Power Supply |  | Power Supply SM 7020-D | Delta Elektronika | Boujamaa, Mourad | VU/F/BETA/N&S/N&S_ond | WN.U130 | - |  |  |  | 1 | SM 7020-D
EQ014129 | 002059 | Stroboscope |  | Stroboscope | Edwards | Boujamaa, Mourad | VU/F/BETA/N&S/N&S_ond | WN.U130 | - |  |  |  | 1
EQ014128 | 007096 | Lamp |  | Spotlight | VU | Boujamaa, Mourad | VU/F/BETA/N&S/N&S_ond | WN.U130 | - |  |  |  | 1
EQ014127 | 007047 | Power Supply |  | Power Supply SM 7020-D | Delta Elektronika | Boujamaa, Mourad | VU/F/BETA/N&S/N&S_ond | WN.U130 | - |  |  |  | 1 | SM 7020-D
EQ014126 | 004651 | Lamp |  | Spotlight | VU | Boujamaa, Mourad | VU/F/BETA/N&S/N&S_ond | WN.U130 | - |  |  |  | 1
EQ014125 | 007046 | Power Supply |  | Power Supply SM 7020-D | Delta Elektronika | Boujamaa, Mourad | VU/F/BETA/N&S/N&S_ond | WN.U130 | - |  |  |  | 1 | SM 7020-D
EQ014124 | 007218 | Power Supply |  | Power Supply SM 7020-D | Delta Elektronika | Boujamaa, Mourad | VU/F/BETA/N&S/N&S_ond | WN.U130 | - |  |  |  | 1 | SM 7020-D
EQ014123 |  | Spot UV irradiation unit |  | Ultraviolet Light | Oriel | Boujamaa, Mourad | VU/F/BETA/N&S/N&S_ond | WN.U130 | - |  |  |  | 1 | 6137
EQ014122 | 010744 | Extension Cable |  | Extension Cable | VU | Boujamaa, Mourad | VU/F/BETA/N&S/N&S_ond | WN.U130 | - |  |  |  | 1
EQ014121 | 010745 | Extension Cable |  | Extension Cable | VU | Boujamaa, Mourad | VU/F/BETA/N&S/N&S_ond | WN.U130 | - |  |  |  | 1
EQ014120 | 002843 | Extension Cable |  | Extension Cable | VU | Boujamaa, Mourad | VU/F/BETA/N&S/N&S_ond | WN.U130 | - |  |  |  | 1
EQ014119 | 002862 | Extension Cable |  | Extension Cable | VU | Boujamaa, Mourad | VU/F/BETA/N&S/N&S_ond | WN.U130 | - |  |  |  | 1
EQ014118 | 008658 | Extension Cable |  | Extension Cable | VU | Boujamaa, Mourad | VU/F/BETA/N&S/N&S_ond | WN.U130 | - |  |  |  | 1
EQ014117 | 008655 | Extension Cable |  | Extension Cable | VU | Boujamaa, Mourad | VU/F/BETA/N&S/N&S_ond | WN.U130 | - |  |  |  | 1
EQ014116 | 002848 | Extension Cable |  | Extension Cable | VU | Boujamaa, Mourad | VU/F/BETA/N&S/N&S_ond | WN.U130 | - |  |  |  | 1
EQ014115 |  | Extension Cable |  | Extension Cable | VU | Boujamaa, Mourad | VU/F/BETA/N&S/N&S_ond | WN.U130 | - |  |  |  | 1
EQ014114 |  | Extension Cable |  | Extension Cable | VU | Boujamaa, Mourad | VU/F/BETA/N&S/N&S_ond | WN.U130 | - |  |  |  | 1
EQ014113 |  | Extension Cable |  | Extension Cable | VU | Boujamaa, Mourad | VU/F/BETA/N&S/N&S_ond | WN.U130 | - |  |  |  | 1
EQ014112 |  | Extension Cable |  | Extension Cable | VU | Boujamaa, Mourad | VU/F/BETA/N&S/N&S_ond | WN.U130 | - |  |  |  | 1
EQ014111 |  | Extension Cable |  | Extension Cable | VU | Boujamaa, Mourad | VU/F/BETA/N&S/N&S_ond | WN.U130 | - |  |  |  | 1
EQ014110 |  | Extension Cable |  | Extension Cable | VU | Boujamaa, Mourad | VU/F/BETA/N&S/N&S_ond | WN.U130 | - |  |  |  | 1
EQ014109 |  | Extension Cable |  | Extension Cable | VU | Boujamaa, Mourad | VU/F/BETA/N&S/N&S_ond | WN.U130 | - |  |  |  | 1
EQ014108 | 010730 | Oscilloscope |  | Tektronix Oscilloscope | Tektronix | Boujamaa, Mourad | VU/F/BETA/N&S/N&S_ond | WN.U130 | - |  |  |  | 1 | TBS 1062
EQ014107 | 010715 | Oscilloscope |  | Tektronix Oscilloscope | Tektronix | Boujamaa, Mourad | VU/F/BETA/N&S/N&S_ond | WN.U130 | - |  |  |  | 1 | TBS 1062
EQ014106 | 010732 | Oscilloscope |  | Tektronix Oscilloscope | Tektronix | Boujamaa, Mourad | VU/F/BETA/N&S/N&S_ond | WN.U130 | - |  |  |  | 1 | TBS 1062
EQ014105 | 010716 | Oscilloscope |  | Tektronix Oscilloscope | Tektronix | Boujamaa, Mourad | VU/F/BETA/N&S/N&S_ond | WN.U130 | - |  |  |  | 1 | TBS 1062
EQ014104 | 010727 | Oscilloscope |  | Tektronix Oscilloscope | Tektronix | Boujamaa, Mourad | VU/F/BETA/N&S/N&S_ond | WN.U130 | - |  |  |  | 1 | TBS 1062
EQ014103 | 010778 | Oscilloscope |  | Tektronix Oscilloscope | Tektronix | Boujamaa, Mourad | VU/F/BETA/N&S/N&S_ond | WN.U130 | - |  |  |  | 1 | TBS 1062
EQ014102 |  | Oscilloscope |  | Tektronix Oscilloscope | Tektronix | Boujamaa, Mourad | VU/F/BETA/N&S/N&S_ond | WN.U130 | - |  |  |  | 1 | TBS 1062
EQ014101 | 002074 | Oscilloscope |  | Tektronix Oscilloscope | Tektronix | Boujamaa, Mourad | VU/F/BETA/N&S/N&S_ond | WN.U130 | - |  |  |  | 1 | TDS 220
EQ014100 | 002076 | Oscilloscope |  | Tektronix Oscilloscope | Tektronix | Boujamaa, Mourad | VU/F/BETA/N&S/N&S_ond | WN.U130 | - |  |  |  | 1 | TDS 220
EQ014099 | 002077 | Oscilloscope |  | Tektronix Oscilloscope | Tektronix | Boujamaa, Mourad | VU/F/BETA/N&S/N&S_ond | WN.U130 | - |  |  |  | 1 | TDS 220
EQ014098 | 010717 | Oscilloscope |  | Tektronix Oscilloscope | Tektronix | Boujamaa, Mourad | VU/F/BETA/N&S/N&S_ond | WN.U130 | - |  |  |  | 1 | TDS 1001C-EDU
EQ014097 | 010719 | Oscilloscope |  | Tektronix Oscilloscope | Tektronix | Boujamaa, Mourad | VU/F/BETA/N&S/N&S_ond | WN.U130 | - |  |  |  | 1 | TDS 1001C-EDU
EQ014096 | 010725 | Oscilloscope |  | Tektronix Oscilloscope | Tektronix | Boujamaa, Mourad | VU/F/BETA/N&S/N&S_ond | WN.U130 | - |  |  |  | 1 | TDS 1001C-EDU
EQ014095 | 010720 | Oscilloscope |  | Tektronix Oscilloscope | Tektronix | Boujamaa, Mourad | VU/F/BETA/N&S/N&S_ond | WN.U130 | - |  |  |  | 1 | TDS 1001C-EDU
EQ014094 | 010622 | Oscilloscope |  | Tektronix Oscilloscope | Tektronix | Boujamaa, Mourad | VU/F/BETA/N&S/N&S_ond | WN.U130 | - |  |  |  | 1 | TDS 1001C-EDU
EQ014093 | 010724 | Oscilloscope |  | Tektronix Oscilloscope | Tektronix | Boujamaa, Mourad | VU/F/BETA/N&S/N&S_ond | WN.U130 | - |  |  |  | 1 | TDS 1001C-EDU
EQ014092 | 010726 | Oscilloscope |  | Tektronix Oscilloscope | Tektronix | Boujamaa, Mourad | VU/F/BETA/N&S/N&S_ond | WN.U130 | - |  |  |  | 1 | TDS 1001C-EDU
EQ014091 | 002079 | Oscilloscope |  | Tektronix Oscilloscope | Tektronix | Boujamaa, Mourad | VU/F/BETA/N&S/N&S_ond | WN.U130 | - |  |  |  | 1 | TDS 1002
EQ014090 | 002080 | Oscilloscope |  | Tektronix Oscilloscope | Tektronix | Boujamaa, Mourad | VU/F/BETA/N&S/N&S_ond | WN.U130 | - |  |  |  | 1 | TDS 1002
EQ014089 | 002469 | Oscilloscope |  | Tektronix Oscilloscope | Tektronix | Boujamaa, Mourad | VU/F/BETA/N&S/N&S_ond | WN.U130 | - |  |  |  | 1 | TDS 1002
EQ014088 | 002069 | Oscilloscope |  | Tektronix Oscilloscope | Tektronix | Boujamaa, Mourad | VU/F/BETA/N&S/N&S_ond | WN.U130 | - |  |  |  | 1 | TDS 210
EQ014087 | 002068 | Oscilloscope |  | Tektronix Oscilloscope | Tektronix | Boujamaa, Mourad | VU/F/BETA/N&S/N&S_ond | WN.U130 | - |  |  |  | 1 | TDS 210
EQ014086 | 002298 | Oscilloscope |  | Tektronix Oscilloscope | Tektronix | Boujamaa, Mourad | VU/F/BETA/N&S/N&S_ond | WN.U130 | - |  |  |  | 1 | TDS 210
EQ014085 | 002072 | Oscilloscope |  | Tektronix Oscilloscope | Tektronix | Boujamaa, Mourad | VU/F/BETA/N&S/N&S_ond | WN.U130 | - |  |  |  | 1 | TDS 210
EQ014084 |  | Extension Cable |  | Extension Cable | VU | Boujamaa, Mourad | VU/F/BETA/N&S/N&S_ond | WN.U130 | - |  |  |  | 1
EQ014083 | 010681 | Magnetic Stirrer |  | Ceramic Stirring Hot Plate | Cole-Parmer | Boujamaa, Mourad | VU/F/BETA/N&S/N&S_ond | WN.U130 | - |  |  |  | 1 | StableTemp
EQ014082 | 010762 | Stirrer motor |  | Laboratory Stirrer | Heidolph | Boujamaa, Mourad | VU/F/BETA/N&S/N&S_ond | WN.U130 | - |  |  |  | 1 | Elektro KG Type E60
EQ014081 | 007113 | Power Supply |  | Hallgenerator Powersupply | VU | Boujamaa, Mourad | VU/F/BETA/N&S/N&S_ond | WN.U130 | - |  |  |  | 1 | Natuurkunde Practicum VU Amsterdam
EQ014080 | 007050 | Power Supply |  | Hallgenerator Powersupply | VU | Boujamaa, Mourad | VU/F/BETA/N&S/N&S_ond | WN.U130 | - |  |  |  | 1 | Natuurkunde Practicum VU Amsterdam
EQ014079 | 002267 | Power Supply |  | VU Power Supply | VU | Boujamaa, Mourad | VU/F/BETA/N&S/N&S_ond | WN.U130 | - |  |  |  | 1
EQ014078 | 002253 | Power Supply |  | VU Power Supply | VU | Boujamaa, Mourad | VU/F/BETA/N&S/N&S_ond | WN.U130 | - |  |  |  | 1
EQ014077 | 002268 | Power Supply |  | VU Power Supply | VU | Boujamaa, Mourad | VU/F/BETA/N&S/N&S_ond | WN.U130 | - |  |  |  | 1
EQ014076 | 002087 | Power Supply |  | VU Power Supply | VU | Boujamaa, Mourad | VU/F/BETA/N&S/N&S_ond | WN.U130 | - |  |  |  | 1
EQ014075 | 0022088 | Power Supply |  | VU Power Supply | VU | Boujamaa, Mourad | VU/F/BETA/N&S/N&S_ond | WN.U130 | - |  |  |  | 1
EQ014074 | 002252 | Power Supply |  | VU Power Supply | VU | Boujamaa, Mourad | VU/F/BETA/N&S/N&S_ond | WN.U130 | - |  |  |  | 1
EQ014073 | 002263 | Power Supply |  | VU Power Supply | VU | Boujamaa, Mourad | VU/F/BETA/N&S/N&S_ond | WN.U130 | - |  |  |  | 1
EQ014072 | 002090 | Power Supply |  | VU Power Supply | VU | Boujamaa, Mourad | VU/F/BETA/N&S/N&S_ond | WN.U130 | - |  |  |  | 1
EQ014071 | 002095 | Power Supply |  | VU Power Supply | VU | Boujamaa, Mourad | VU/F/BETA/N&S/N&S_ond | WN.U130 | - |  |  |  | 1
EQ014070 | 002089 | Power Supply |  | VU Power Supply | VU | Boujamaa, Mourad | VU/F/BETA/N&S/N&S_ond | WN.U130 | - |  |  |  | 1
EQ014069 | 002093 | Power Supply |  | VU Power Supply | VU | Boujamaa, Mourad | VU/F/BETA/N&S/N&S_ond | WN.U130 | - |  |  |  | 1
EQ014068 | 002256 | Power Supply |  | VU Power Supply | VU | Boujamaa, Mourad | VU/F/BETA/N&S/N&S_ond | WN.U130 | - |  |  |  | 1
EQ014067 | 002258 | Power Supply |  | VU Power Supply | VU | Boujamaa, Mourad | VU/F/BETA/N&S/N&S_ond | WN.U130 | - |  |  |  | 1
EQ014066 | 002096 | Power Supply |  | VU Power Supply | VU | Boujamaa, Mourad | VU/F/BETA/N&S/N&S_ond | WN.U130 | - |  |  |  | 1
EQ014065 | 002261 | Power Supply |  | VU Power Supply | VU | Boujamaa, Mourad | VU/F/BETA/N&S/N&S_ond | WN.U130 | - |  |  |  | 1
EQ014064 | 002083 | Power Supply |  | VU Power Supply | VU | Boujamaa, Mourad | VU/F/BETA/N&S/N&S_ond | WN.U130 | - |  |  |  | 1
EQ014063 | 000235 | Power Supply |  | VU Power Supply | VU | Boujamaa, Mourad | VU/F/BETA/N&S/N&S_ond | WN.U130 | - |  |  |  | 1
EQ014062 | 002257 | Power Supply |  | VU Power Supply | VU | Boujamaa, Mourad | VU/F/BETA/N&S/N&S_ond | WN.U130 | - |  |  |  | 1
EQ014061 | 002254 | Power Supply |  | VU Power Supply | VU | Boujamaa, Mourad | VU/F/BETA/N&S/N&S_ond | WN.U130 | - |  |  |  | 1
EQ014060 | 002086 | Power Supply |  | VU Power Supply | VU | Boujamaa, Mourad | VU/F/BETA/N&S/N&S_ond | WN.U130 | - |  |  |  | 1
EQ014059 | 001111 | Power Supply |  | VU Power Supply | VU | Boujamaa, Mourad | VU/F/BETA/N&S/N&S_ond | WN.U130 | - |  |  |  | 1
EQ014058 | 002265 | Power Supply |  | VU Power Supply | VU | Boujamaa, Mourad | VU/F/BETA/N&S/N&S_ond | WN.U130 | - |  |  |  | 1
EQ014057 | 002092 | Power Supply |  | VU Power Supply | VU | Boujamaa, Mourad | VU/F/BETA/N&S/N&S_ond | WN.U130 | - |  |  |  | 1
EQ014056 | 002084 | Power Supply |  | VU Power Supply | VU | Boujamaa, Mourad | VU/F/BETA/N&S/N&S_ond | WN.U130 | - |  |  |  | 1
EQ014055 | 002251 | Power Supply |  | VU Power Supply | VU | Boujamaa, Mourad | VU/F/BETA/N&S/N&S_ond | WN.U130 | - |  |  |  | 1
EQ014054 | 002131 | Amplifier |  | Power Amp | VU | Boujamaa, Mourad | VU/F/BETA/N&S/N&S_ond | WN.U130 | - |  |  |  | 1
EQ014053 | 002055 | Signal Generator |  | Frequency Generator | VU | Boujamaa, Mourad | VU/F/BETA/N&S/N&S_ond | WN.U130 | - |  |  |  | 1
EQ014052 | 002053 | Signal Generator |  | Frequency Generator | VU | Boujamaa, Mourad | VU/F/BETA/N&S/N&S_ond | WN.U130 | - |  |  |  | 1
EQ014051 | 002052 | Signal Generator |  | Frequency Generator | VU | Boujamaa, Mourad | VU/F/BETA/N&S/N&S_ond | WN.U130 | - |  |  |  | 1
EQ014050 | 002201 | Signal Generator |  | Frequency Generator | VU | Boujamaa, Mourad | VU/F/BETA/N&S/N&S_ond | WN.U130 | - |  |  |  | 1
EQ014049 | 002054 | Signal Generator |  | Frequency Generator | VU | Boujamaa, Mourad | VU/F/BETA/N&S/N&S_ond | WN.U130 | - |  |  |  | 1
EQ014048 | 002578 | Power Supply |  | Tube Power Supply | VU | Boujamaa, Mourad | VU/F/BETA/N&S/N&S_ond | WN.U130 | - |  |  |  | 1
EQ014047 | Fluke-0936 | Amplifier |  | LF Amplifier | University of Amsterdam (UvA) | Boujamaa, Mourad | VU/F/BETA/N&S/N&S_ond | WN.U130 | - |  |  |  | 1
EQ014046 | Fluke-0937 | Amplifier |  | LF Amplifier | University of Amsterdam (UvA) | Boujamaa, Mourad | VU/F/BETA/N&S/N&S_ond | WN.U130 | - |  |  |  | 1
EQ014045 | Fluke-0941 | Amplifier |  | LF Amplifier | University of Amsterdam (UvA) | Boujamaa, Mourad | VU/F/BETA/N&S/N&S_ond | WN.U130 | - |  |  |  | 1
EQ014044 | Fluke-0944 | Amplifier |  | LF Amplifier | University of Amsterdam (UvA) | Boujamaa, Mourad | VU/F/BETA/N&S/N&S_ond | WN.U130 | - |  |  |  | 1
EQ014043 | Fluke-0935 | Amplifier |  | LF Amplifier | University of Amsterdam (UvA) | Boujamaa, Mourad | VU/F/BETA/N&S/N&S_ond | WN.U130 | - |  |  |  | 1
EQ014042 |  | Signal Generator |  | Aim-TTi Pulse Generator | (Aim-)TTi | Boujamaa, Mourad | VU/F/BETA/N&S/N&S_ond | WN.U130 | - |  |  |  | 1 | TG5011
EQ014041 |  | Signal Generator |  | Aim-TTi Pulse Generator | (Aim-)TTi | Boujamaa, Mourad | VU/F/BETA/N&S/N&S_ond | WN.U130 | - |  |  |  | 1 | TG5011A
EQ014040 |  | Signal Generator |  | Aim-TTi Pulse Generator | (Aim-)TTi | Boujamaa, Mourad | VU/F/BETA/N&S/N&S_ond | WN.U130 | - |  |  |  | 1 | TG5011A
EQ014039 | 002248 | Signal Generator |  | Voltcraft Sweep/Function Generator | Voltcraft | Boujamaa, Mourad | VU/F/BETA/N&S/N&S_ond | WN.U130 | - |  |  |  | 1 | 7202
EQ014038 | 002128 | Amplifier |  | Amplifier | VU | Boujamaa, Mourad | VU/F/BETA/N&S/N&S_ond | WN.U130 | - |  |  |  | 1
EQ014037 | 002461 | Power Supply |  | Hallgenerator Powersupply | VU | Boujamaa, Mourad | VU/F/BETA/N&S/N&S_ond | WN.U130 | - |  |  |  | 1 | Natuurkunde Practicum VU Amsterdam
EQ014036 |  | Multimeter |  | Multimeter | Voltcraft | Boujamaa, Mourad | VU/F/BETA/N&S/N&S_ond | WN.U130 | - |  |  |  | 1 | Green Line VC270
EQ014035 |  | Multimeter |  | Multimeter | Voltcraft | Boujamaa, Mourad | VU/F/BETA/N&S/N&S_ond | WN.U130 | - |  |  |  | 1 | Green Line VC270
EQ014034 |  | Multimeter |  | Multimeter | Voltcraft | Boujamaa, Mourad | VU/F/BETA/N&S/N&S_ond | WN.U130 | - |  |  |  | 1 | Green Line VC270
EQ014033 |  | Multimeter |  | Multimeter | Voltcraft | Boujamaa, Mourad | VU/F/BETA/N&S/N&S_ond | WN.U130 | - |  |  |  | 1 | Green Line VC270
EQ014032 | 002125 | Amplifier |  | Amplifier | VU | Boujamaa, Mourad | VU/F/BETA/N&S/N&S_ond | WN.U130 | - |  |  |  | 1
EQ014031 |  | Multimeter |  | Multimeter | Voltcraft | Boujamaa, Mourad | VU/F/BETA/N&S/N&S_ond | WN.U130 | - |  |  |  | 1 | Green Line VC270
EQ014030 |  | Multimeter |  | Multimeter | Voltcraft | Boujamaa, Mourad | VU/F/BETA/N&S/N&S_ond | WN.U130 | - |  |  |  | 1 | VC271TRMS
EQ014029 |  | Multimeter |  | Multimeter | Voltcraft | Boujamaa, Mourad | VU/F/BETA/N&S/N&S_ond | WN.U130 | - |  |  |  | 1 | VC271TRMS
EQ014028 |  | Multimeter |  | Multimeter | Voltcraft | Boujamaa, Mourad | VU/F/BETA/N&S/N&S_ond | WN.U130 | - |  |  |  | 1 | Green Line VC270
EQ014027 |  | Multimeter |  | Multimeter | Voltcraft | Boujamaa, Mourad | VU/F/BETA/N&S/N&S_ond | WN.U130 | - |  |  |  | 1 | VC271TRMS
EQ014026 |  | Multimeter |  | Multimeter | Voltcraft | Boujamaa, Mourad | VU/F/BETA/N&S/N&S_ond | WN.U130 | - |  |  |  | 1 | Green Line VC270
EQ014025 |  | Multimeter |  | Multimeter | Voltcraft | Boujamaa, Mourad | VU/F/BETA/N&S/N&S_ond | WN.U130 | - |  |  |  | 1 | Green Line VC270
EQ014024 |  | Multimeter |  | Multimeter | Voltcraft | Boujamaa, Mourad | VU/F/BETA/N&S/N&S_ond | WN.U130 | - |  |  |  | 1 | Green Line VC270
EQ014023 |  | Multimeter |  | Multimeter | Voltcraft | Boujamaa, Mourad | VU/F/BETA/N&S/N&S_ond | WN.U130 | - |  |  |  | 1 | VC271TRMS
EQ014022 |  | Multimeter |  | Multimeter | Voltcraft | Boujamaa, Mourad | VU/F/BETA/N&S/N&S_ond | WN.U130 | - |  |  |  | 1 | Green Line VC270
EQ014021 |  | Multimeter |  | Multimeter | Voltcraft | Boujamaa, Mourad | VU/F/BETA/N&S/N&S_ond | WN.U130 | - |  |  |  | 1 | Green Line VC270
EQ014020 |  | Multimeter |  | Multimeter | Voltcraft | Boujamaa, Mourad | VU/F/BETA/N&S/N&S_ond | WN.U130 | - |  |  |  | 1 | Green Line VC270
EQ014019 |  | Multimeter |  | Multimeter | Voltcraft | Boujamaa, Mourad | VU/F/BETA/N&S/N&S_ond | WN.U130 | - |  |  |  | 1 | Green Line VC270
EQ014018 | 001554 | Signal Generator |  | Voltcraft Sweep/Function Generator | Voltcraft | Boujamaa, Mourad | VU/F/BETA/N&S/N&S_ond | WN.U130 | - |  |  |  | 1 | 7202
EQ014017 |  | Multimeter |  | Multimeter | Voltcraft | Boujamaa, Mourad | VU/F/BETA/N&S/N&S_ond | WN.U130 | - |  |  |  | 1 | Green Line VC270
EQ014016 | 002249 | Signal Generator |  | Voltcraft Sweep/Function Generator | Voltcraft | Boujamaa, Mourad | VU/F/BETA/N&S/N&S_ond | WN.U130 | - |  |  |  | 1 | 7202
EQ014015 |  | Multimeter |  | Multimeter | Voltcraft | Boujamaa, Mourad | VU/F/BETA/N&S/N&S_ond | WN.U130 | - |  |  |  | 1 | Green Line VC270
EQ014014 | 002270 | Signal Generator |  | Voltcraft Sweep/Function Generator | Voltcraft | Boujamaa, Mourad | VU/F/BETA/N&S/N&S_ond | WN.U130 | - |  |  |  | 1 | 7202
EQ014013 |  | Multimeter |  | Multimeter | Voltcraft | Boujamaa, Mourad | VU/F/BETA/N&S/N&S_ond | WN.U130 | - |  |  |  | 1 | Green Line VC270
EQ014012 | 002269 | Signal Generator |  | Voltcraft Sweep/Function Generator | Voltcraft | Boujamaa, Mourad | VU/F/BETA/N&S/N&S_ond | WN.U130 | - |  |  |  | 1 | 7202
EQ014011 | 002241 | Signal Generator |  | Voltcraft Sweep/Function Generator | Voltcraft | Boujamaa, Mourad | VU/F/BETA/N&S/N&S_ond | WN.U130 | - |  |  |  | 1 | 7202
EQ014010 | 002250 | Signal Generator |  | Voltcraft Sweep/Function Generator | Voltcraft | Boujamaa, Mourad | VU/F/BETA/N&S/N&S_ond | WN.U130 | - |  |  |  | 1 | 7202
EQ014009 | 002274 | Signal Generator |  | Voltcraft Sweep/Function Generator | Voltcraft | Boujamaa, Mourad | VU/F/BETA/N&S/N&S_ond | WN.U130 | - |  |  |  | 1 | 7202
EQ014008 | 002271 | Signal Generator |  | Voltcraft Sweep/Function Generator | Voltcraft | Boujamaa, Mourad | VU/F/BETA/N&S/N&S_ond | WN.U130 | - |  |  |  | 1 | 7202
EQ014007 |  | Multimeter |  | Multimeter | Voltcraft | Boujamaa, Mourad | VU/F/BETA/N&S/N&S_ond | WN.U130 | - |  |  |  | 1 | Green Line VC270
EQ014006 | 002545 | Signal Generator |  | Voltcraft Sweep/Function Generator | Voltcraft | Boujamaa, Mourad | VU/F/BETA/N&S/N&S_ond | WN.U130 | - |  |  |  | 1 | 7202
EQ014005 | 002064 | Signal Generator |  | Voltcraft Sweep/Function Generator | Voltcraft | Boujamaa, Mourad | VU/F/BETA/N&S/N&S_ond | WN.U130 | - |  |  |  | 1 | 7202
EQ014004 |  | Multimeter |  | Multimeter | Voltcraft | Boujamaa, Mourad | VU/F/BETA/N&S/N&S_ond | WN.U130 | - |  |  |  | 1 | Green Line VC270
EQ014003 | 002242 | Signal Generator |  | Voltcraft Sweep/Function Generator | Voltcraft | Boujamaa, Mourad | VU/F/BETA/N&S/N&S_ond | WN.U130 | - |  |  |  | 1 | 7202
EQ014002 |  | Multimeter |  | Multimeter | Voltcraft | Boujamaa, Mourad | VU/F/BETA/N&S/N&S_ond | WN.U130 | - |  |  |  | 1 | Green Line VC270
EQ014001 |  | Multimeter |  | Multimeter | Voltcraft | Boujamaa, Mourad | VU/F/BETA/N&S/N&S_ond | WN.U130 | - |  |  |  | 1 | Green Line VC270
EQ014000 | 001845 | Signal Generator |  | Voltcraft Sweep/Function Generator | Voltcraft | Boujamaa, Mourad | VU/F/BETA/N&S/N&S_ond | WN.U130 | - |  |  |  | 1 | 7202
EQ013999 |  | Multimeter |  | Multimeter | Voltcraft | Boujamaa, Mourad | VU/F/BETA/N&S/N&S_ond | WN.U130 | - |  |  |  | 1 | Green Line VC270
EQ013998 | 002247 | Signal Generator |  | Voltcraft Sweep/Function Generator | Voltcraft | Boujamaa, Mourad | VU/F/BETA/N&S/N&S_ond | WN.U130 | - |  |  |  | 1 | 7202
EQ013997 | 002413 | Signal Generator |  | Voltcraft Sweep/Function Generator | Voltcraft | Boujamaa, Mourad | VU/F/BETA/N&S/N&S_ond | WN.U130 | - |  |  |  | 1 | 7202
EQ013996 |  | Multimeter |  | Multimeter | Voltcraft | Boujamaa, Mourad | VU/F/BETA/N&S/N&S_ond | WN.U130 | - |  |  |  | 1 | Green Line VC270
EQ013995 | 002272 | Signal Generator |  | Voltcraft Sweep/Function Generator | Voltcraft | Boujamaa, Mourad | VU/F/BETA/N&S/N&S_ond | WN.U130 | - |  |  |  | 1 | 7202
EQ013994 |  | Multimeter |  | Multimeter | Voltcraft | Boujamaa, Mourad | VU/F/BETA/N&S/N&S_ond | WN.U130 | - |  |  |  | 1 | Green Line VC270
EQ013993 |  | Multimeter |  | Multimeter | Voltcraft | Boujamaa, Mourad | VU/F/BETA/N&S/N&S_ond | WN.U130 | - |  |  |  | 1 | Green Line VC270
EQ013992 |  | Multimeter |  | Multimeter | Voltcraft | Boujamaa, Mourad | VU/F/BETA/N&S/N&S_ond | WN.U130 | - |  |  |  | 1 | Green Line VC270
EQ013991 |  | Multimeter |  | Multimeter | Voltcraft | Boujamaa, Mourad | VU/F/BETA/N&S/N&S_ond | WN.U130 | - |  |  |  | 1 | Green Line VC270
EQ013990 | 002295 | Signal Generator |  | Voltcraft Sweep/Function Generator | Voltcraft | Boujamaa, Mourad | VU/F/BETA/N&S/N&S_ond | WN.U130 | - |  |  |  | 1 | 7202
EQ013989 |  | Signal Generator |  | Aim-TTi Pulse Generator | (Aim-)TTi | Boujamaa, Mourad | VU/F/BETA/N&S/N&S_ond | WN.U130 | - |  |  |  | 1 | TG5011A
EQ013988 |  | Multimeter |  | Multimeter | Voltcraft | Boujamaa, Mourad | VU/F/BETA/N&S/N&S_ond | WN.U130 | - |  |  |  | 1 | VC271TRMS
EQ013987 |  | Signal Generator |  | Aim-TTi Pulse Generator | (Aim-)TTi | Boujamaa, Mourad | VU/F/BETA/N&S/N&S_ond | WN.U130 | - |  |  |  | 1 | TG5011A
EQ013986 |  | Multimeter |  | Multimeter | Voltcraft | Boujamaa, Mourad | VU/F/BETA/N&S/N&S_ond | WN.U130 | - |  |  |  | 1 | Green Line VC270
EQ013985 |  | Multimeter |  | Multimeter | Voltcraft | Boujamaa, Mourad | VU/F/BETA/N&S/N&S_ond | WN.U130 | - |  |  |  | 1 | Green Line VC270
EQ013984 |  | Multimeter |  | Multimeter | Voltcraft | Boujamaa, Mourad | VU/F/BETA/N&S/N&S_ond | WN.U130 | - |  |  |  | 1 | Green Line VC270
EQ013983 |  | Multimeter |  | Multimeter | Voltcraft | Boujamaa, Mourad | VU/F/BETA/N&S/N&S_ond | WN.U130 | - |  |  |  | 1 | Green Line VC270
EQ013982 |  | Multimeter |  | Multimeter | Voltcraft | Boujamaa, Mourad | VU/F/BETA/N&S/N&S_ond | WN.U130 | - |  |  |  | 1 | Green Line VC270
EQ013981 |  | Multimeter |  | Multimeter | Voltcraft | Boujamaa, Mourad | VU/F/BETA/N&S/N&S_ond | WN.U130 | - |  |  |  | 1 | Green Line VC270
EQ013980 |  | Multimeter |  | Multimeter | Voltcraft | Boujamaa, Mourad | VU/F/BETA/N&S/N&S_ond | WN.U130 | - |  |  |  | 1 | VC271TRMS
EQ013979 |  | Multimeter |  | Multimeter | Voltcraft | Boujamaa, Mourad | VU/F/BETA/N&S/N&S_ond | WN.U130 | - |  |  |  | 1 | Green Line VC270
EQ013978 |  | Multimeter |  | Multimeter | Voltcraft | Boujamaa, Mourad | VU/F/BETA/N&S/N&S_ond | WN.U130 | - |  |  |  | 1 | Green Line VC270
EQ013977 |  | Multimeter |  | Multimeter | Voltcraft | Boujamaa, Mourad | VU/F/BETA/N&S/N&S_ond | WN.U130 | - |  |  |  | 1 | Green Line VC270
EQ013976 |  | Multimeter |  | Multimeter | Voltcraft | Boujamaa, Mourad | VU/F/BETA/N&S/N&S_ond | WN.U130 | - |  |  |  | 1 | Green Line VC270
EQ013975 |  | Multimeter |  | Multimeter | Voltcraft | Boujamaa, Mourad | VU/F/BETA/N&S/N&S_ond | WN.U130 | - |  |  |  | 1 | Green Line VC270
EQ013974 |  | Multimeter |  | Multimeter | Voltcraft | Boujamaa, Mourad | VU/F/BETA/N&S/N&S_ond | WN.U130 | - |  |  |  | 1 | Green Line VC270
EQ013973 |  | Signal Generator |  | Aim-TTi Pulse Generator | (Aim-)TTi | Boujamaa, Mourad | VU/F/BETA/N&S/N&S_ond | WN.U130 | - |  |  |  | 1 | TG5011A
EQ013972 |  | Multimeter |  | Multimeter | Voltcraft | Boujamaa, Mourad | VU/F/BETA/N&S/N&S_ond | WN.U130 | - |  |  |  | 1 | Green Line VC270
EQ013971 | 2020-2869-01 | Medical Apparatus |  | EndoscopeDriver | Elektronica Bèta | Stoop, Albert | VU/F/BETA/N&S/BMB/F2946-9070 | WN.TK25 | - |  |  |  | 1 | Generic Endoscope Driver
EQ013970 |  | Fridge |  | Fridge | Snaige | Rimkevičius, Martynas | VU/F/BETA/Bedrijfsvoering/Huisvesting | WN.S010 | - |  |  |  | 1
EQ013969 |  | Projector |  | Projector | VU | Rimkevičius, Martynas | VU/F/BETA/Bedrijfsvoering/Huisvesting | WN.S010 | - |  |  |  | 1
EQ013968 |  | Extension Cable |  | Extension cable | VU | Rimkevičius, Martynas | VU/F/BETA/Bedrijfsvoering/Huisvesting | WN.S010 | - |  |  |  | 1
EQ013967 |  | Extension Cable |  | Extension cable | VU | Rimkevičius, Martynas | VU/F/BETA/Bedrijfsvoering/Huisvesting | WN.S010 | - |  |  |  | 1
EQ013966 |  | Extension Cable |  | Extension cable | VU | Rimkevičius, Martynas | VU/F/BETA/Bedrijfsvoering/Huisvesting | WN.S010 | - |  |  |  | 1
EQ013965 |  | Extension Cable |  | Extension cable | VU | Rimkevičius, Martynas | VU/F/BETA/Bedrijfsvoering/Huisvesting | WN.S010 | - |  |  |  | 1
EQ013964 |  | Speakers |  | Speaker | Devine | Rimkevičius, Martynas | VU/F/BETA/Bedrijfsvoering/Huisvesting | WN.S010 | - |  |  |  | 1
EQ013963 |  | Speakers |  | Speaker | Devine | Rimkevičius, Martynas | VU/F/BETA/Bedrijfsvoering/Huisvesting | WN.S010 | - |  |  |  | 1
EQ013962 |  | Toaster |  | Sandwich Heater | VU | Stikkelman, Nick Johannes Hendrik | VU/F/BETA/Bedrijfsvoering/Huisvesting | WN.P569 | - |  |  |  | 1
EQ013961 |  | Extension Cable |  | Extension cable | VU | Rimkevičius, Martynas | VU/F/BETA/Bedrijfsvoering/Huisvesting | WN.S010 | - |  |  |  | 1
EQ013960 |  | Heater |  | Sandwich Heater | Bourgini | Stikkelman, Nick Johannes Hendrik | VU/F/BETA/Bedrijfsvoering/Huisvesting | WN.P569 | - |  |  |  | 1
EQ013959 |  | Television |  | SAMSUNG TV | Samsung | Rimkevičius, Martynas | VU/F/BETA/Bedrijfsvoering/Huisvesting | WN.S010 | - |  |  |  | 1
EQ013958 |  | Computer Monitor |  | Computer screen | Dell | Rimkevičius, Martynas | VU/F/BETA/Bedrijfsvoering/Huisvesting | WN.S010 | - |  |  |  | 1
EQ013957 |  | Extension Cable |  | Extension cable | VU | Rimkevičius, Martynas | VU/F/BETA/Bedrijfsvoering/Huisvesting | WN.S010 | - |  |  |  | 1
EQ013956 |  | Toaster |  | Sandwich Heater | Bourgini | Stikkelman, Nick Johannes Hendrik | VU/F/BETA/Bedrijfsvoering/Huisvesting | WN.P569 | - |  |  |  | 1
EQ013955 |  | Extension Cable |  | Extension cable | VU | Rimkevičius, Martynas | VU/F/BETA/Bedrijfsvoering/Huisvesting | WN.S010 | - |  |  |  | 1
EQ013954 |  | Extension Cable |  | Extension Cable | VU | Stikkelman, Nick Johannes Hendrik | VU/F/BETA/Bedrijfsvoering/Huisvesting | WN.P569 | - |  |  |  | 1
EQ013953 |  | Kettle |  | Electric Kettle | Blokker | Rimkevičius, Martynas | VU/F/BETA/Bedrijfsvoering/Huisvesting | WN.S010 | - |  |  |  | 0
EQ013952 |  | Extension Cable |  | Extension Cable | VU | Stikkelman, Nick Johannes Hendrik | VU/F/BETA/Bedrijfsvoering/Huisvesting | WN.P569 | - |  |  |  | 1
EQ013951 |  | Fridge |  | Fridge | Bosch | Rimkevičius, Martynas | VU/F/BETA/Bedrijfsvoering/Huisvesting | WN.S010 | - |  |  |  | 1
EQ013950 |  | Kettle |  | Electric Kettle | Blokker | Rimkevičius, Martynas | VU/F/BETA/Bedrijfsvoering/Huisvesting | WN.S010 | - |  |  |  | 0
EQ013949 |  | Extension Cable |  | Extension Cable | VU | Stikkelman, Nick Johannes Hendrik | VU/F/BETA/Bedrijfsvoering/Huisvesting | WN.P569 | - |  |  |  | 1
EQ013948 |  | Microwave oven |  | Microwave oven | Whirlpool | Rimkevičius, Martynas | VU/F/BETA/Bedrijfsvoering/Huisvesting | WN.S010 | - |  |  |  | 1
EQ013947 |  | Kettle |  | Electric Kettle | Blokker | Rimkevičius, Martynas | VU/F/BETA/Bedrijfsvoering/Huisvesting | WN.S010 | - |  |  |  | 1
EQ013946 |  | Microwave oven |  | Microwave oven | Etna | Rimkevičius, Martynas | VU/F/BETA/Bedrijfsvoering/Huisvesting | WN.S010 | - |  |  |  | 1
EQ013945 |  | Fridge |  | Refridgerator | SERRCO | Rimkevičius, Martynas | VU/F/BETA/Bedrijfsvoering/Huisvesting | WN.S010 | - |  |  |  | 1
EQ013944 |  | Microwave oven |  | Microwave oven | Sharp | Rimkevičius, Martynas | VU/F/BETA/Bedrijfsvoering/Huisvesting | WN.S010 | - |  |  |  | 1
EQ013943 |  | Computer Monitor |  | Display | Elo Touch Solutions | Rimkevičius, Martynas | VU/F/BETA/Bedrijfsvoering/Huisvesting | WN.S010 | - |  |  |  | 1
EQ013942 |  | Fridge |  | Refridgerator | Bosch | Rimkevičius, Martynas | VU/F/BETA/Bedrijfsvoering/Huisvesting | WN.S010 | - |  |  |  | 1
EQ013941 |  | Fridge |  | Fridge | Energizer | Rimkevičius, Martynas | VU/F/BETA/Bedrijfsvoering/Huisvesting | WN.S010 | - |  |  |  | 1
EQ013940 |  | Fridge |  | Refridgerator | VU | Rimkevičius, Martynas | VU/F/BETA/Bedrijfsvoering/Huisvesting | WN.S010 | - |  |  |  | 1
EQ013939 |  | Toaster |  | Toaster | Tefal | Rimkevičius, Martynas | VU/F/BETA/Bedrijfsvoering/Huisvesting | WN.S010 | - |  |  |  | 1
EQ013938 |  | Extension Cable |  | Extension Cable | VU | Rimkevičius, Martynas | VU/F/BETA/Bedrijfsvoering/Huisvesting | WN.S010 | - |  |  |  | 1
EQ013937 |  | Extension Cable |  | Extension Cable | VU | Rimkevičius, Martynas | VU/F/BETA/Bedrijfsvoering/Huisvesting | WN.S010 | - |  |  |  | 1
EQ013936 |  | Extension Cable |  | Extension Cable | VU | Rimkevičius, Martynas | VU/F/BETA/Bedrijfsvoering/Huisvesting | WN.S010 | - |  |  |  | 1
EQ013935 |  | Fridge |  | Refridgerator | Primo | Rimkevičius, Martynas | VU/F/BETA/Bedrijfsvoering/Huisvesting | WN.S010 | - |  |  |  | 1
EQ013934 |  | Fridge |  | Refridgerator | Primo | Rimkevičius, Martynas | VU/F/BETA/Bedrijfsvoering/Huisvesting | WN.S010 | - |  |  |  | 1
EQ013933 |  | Extension Cable |  | Extension Cable | VU | Stikkelman, Nick Johannes Hendrik | VU/F/BETA/Bedrijfsvoering/Huisvesting | WN.P569 | - |  |  |  | 1
EQ013932 |  | Extension Cable |  | Extension Cable | VU | Stikkelman, Nick Johannes Hendrik | VU/F/BETA/Bedrijfsvoering/Huisvesting | WN.P569 | - |  |  |  | 1
EQ013931 |  | Frying Machine |  | Frying Machine | VU | Stikkelman, Nick Johannes Hendrik | VU/F/BETA/Bedrijfsvoering/Huisvesting | WN.P569 | - |  |  |  | 1
EQ013930 |  | Coffee machine |  | Coffee Machine | Nespresso | Stikkelman, Nick Johannes Hendrik | VU/F/BETA/Bedrijfsvoering/Huisvesting | WN.P569 | - |  |  |  | 1
EQ013929 |  | Fridge |  | Fridge | Nordland | Stikkelman, Nick Johannes Hendrik | VU/F/BETA/Bedrijfsvoering/Huisvesting | WN.P569 | - |  |  |  | 1
EQ013928 |  | Fridge |  | Fridge | Nordland | Stikkelman, Nick Johannes Hendrik | VU/F/BETA/Bedrijfsvoering/Huisvesting | WN.P569 | - |  |  |  | 1
EQ013927 |  | Photometer |  | Par meter | Apogee Instruments, Inc | Limburg, Rob | VU/F/BETA/TC/Electronica | WN.P043 | - |  |  |  | 1 | MQ-500
EQ013926 |  | Kettle |  | Kettle | Blokker | Stikkelman, Nick Johannes Hendrik | VU/F/BETA/Bedrijfsvoering/Huisvesting | WN.P569 | - |  |  |  | 1
EQ013925 |  | Microwave oven |  | Microwave | Severin | Stikkelman, Nick Johannes Hendrik | VU/F/BETA/Bedrijfsvoering/Huisvesting | WN.P569 | - |  |  |  | 1
EQ013924 |  | Microwave oven |  | Microwave | OK | Stikkelman, Nick Johannes Hendrik | VU/F/BETA/Bedrijfsvoering/Huisvesting | WN.P569 | - |  |  |  | 1
EQ013923 |  | Television |  | TV | Telefunken | Stikkelman, Nick Johannes Hendrik | VU/F/BETA/Bedrijfsvoering/Huisvesting | WN.P569 | - |  |  |  | 1
EQ013922 |  | Computer Monitor |  | Computer screen | Hewlett Packard (HP) | Rehman, Amber | VU/F/BETA/Bedrijfsvoering/Huisvesting | WN.M112 | - |  |  |  | 1 | LA2205wg
EQ013921 |  | Computer Monitor |  | Computer screen | Hewlett Packard (HP) | Rehman, Amber | VU/F/BETA/Bedrijfsvoering/Huisvesting | WN.M112 | - |  |  |  | 1 | LA2205wg
EQ013920 |  | Myolab-Computers |  | Computer | Hewlett Packard (HP) | Rehman, Amber | VU/F/BETA/Bedrijfsvoering/Huisvesting | WN.M112 | - |  |  |  | 1
EQ013919 |  | Coffee machine |  | Coffee machine | Krups | Rehman, Amber | VU/F/BETA/Bedrijfsvoering/Huisvesting | WN.M112 | - |  |  |  | 1
EQ013918 |  | Kettle |  | Kettle | Tefal | Rehman, Amber | VU/F/BETA/Bedrijfsvoering/Huisvesting | WN.M112 | - |  |  |  | 1
EQ013917 |  | Microwave oven |  | Microwave oven | Medion | Rehman, Amber | VU/F/BETA/Bedrijfsvoering/Huisvesting | WN.M112 | - |  |  |  | 1
EQ013916 |  | Fridge |  | Fridge | Inventum | Rehman, Amber | VU/F/BETA/Bedrijfsvoering/Huisvesting | WN.M112 | - |  |  |  | 1
EQ013915 |  | Speakers |  | Speaker | Dell | Rehman, Amber | VU/F/BETA/Bedrijfsvoering/Huisvesting | WN.M112 | - |  |  |  | 1
EQ013914 |  | Speakers |  | Speaker | Dell | Rehman, Amber | VU/F/BETA/Bedrijfsvoering/Huisvesting | WN.M112 | - |  |  |  | 1
EQ013913 |  | Extension Cable |  | Extension cable | VU | Rehman, Amber | VU/F/BETA/Bedrijfsvoering/Huisvesting | WN.M112 | - |  |  |  | 1
EQ013912 |  | Extension Cable |  | Extension cable | VU | Rehman, Amber | VU/F/BETA/Bedrijfsvoering/Huisvesting | WN.M112 | - |  |  |  | 1
EQ013911 |  | Extension Cable |  | Extension cable | VU | Rehman, Amber | VU/F/BETA/Bedrijfsvoering/Huisvesting | WN.M112 | - |  |  |  | 1
EQ013910 | 046143 | Myolab-Computers |  | Computer | Hewlett Packard (HP) | Rehman, Amber | VU/F/BETA/Bedrijfsvoering/Huisvesting | WN.M112 | - |  |  |  | 1
EQ013909 |  | Computer Monitor |  | Computer screen | Hewlett Packard (HP) | Rehman, Amber | VU/F/BETA/Bedrijfsvoering/Huisvesting | WN.M112 | - |  |  |  | 1 | Elite Display E231
EQ013908 |  | Computer Monitor |  | Computer screen | Hewlett Packard (HP) | Rehman, Amber | VU/F/BETA/Bedrijfsvoering/Huisvesting | WN.M112 | - |  |  |  | 1 | Elite Display E231
EQ013907 |  | Computer Monitor |  | Computer screen | Hewlett Packard (HP) | Rehman, Amber | VU/F/BETA/Bedrijfsvoering/Huisvesting | WN.M112 | - |  |  |  | 1 | Elite Display E232
EQ013906 |  | Computer Monitor |  | Computer screen | Hewlett Packard (HP) | Rehman, Amber | VU/F/BETA/Bedrijfsvoering/Huisvesting | WN.M112 | - |  |  |  | 1 | Elite Display E232
EQ013905 | 046172 | Myolab-Computers |  | Computer | Hewlett Packard (HP) | Rehman, Amber | VU/F/BETA/Bedrijfsvoering/Huisvesting | WN.M112 | - |  |  |  | 1
EQ013904 | 043195 | Myolab-Computers |  | Computer | Hewlett Packard (HP) | Rehman, Amber | VU/F/BETA/Bedrijfsvoering/Huisvesting | WN.M112 | - |  |  |  | 1
EQ013903 |  | Computer Monitor |  | Computer screen | Hewlett Packard (HP) | Rehman, Amber | VU/F/BETA/Bedrijfsvoering/Huisvesting | WN.M112 | - |  |  |  | 1 | LA2205wg
EQ013902 |  | Computer Monitor |  | Computer screen | Hewlett Packard (HP) | Rehman, Amber | VU/F/BETA/Bedrijfsvoering/Huisvesting | WN.M112 | - |  |  |  | 1 | LA2205wg
EQ013901 |  | Cooling Unit |  | Beer Cooler | VU | Pickartz, Vera Martha Rie von | VU/F/BETA/Bedrijfsvoering/Huisvesting | WN.FK17 | - |  |  |  | 1
EQ013900 |  | Cooling Unit |  | Beer Cooler | VU | Pickartz, Vera Martha Rie von | VU/F/BETA/Bedrijfsvoering/Huisvesting | WN.FK17 | - |  |  |  | 1
EQ013899 |  | Fridge |  | Fridge (Whirlpool) | Whirlpool | Pickartz, Vera Martha Rie von | VU/F/BETA/Bedrijfsvoering/Huisvesting | WN.FK17 | - |  |  |  | 1
EQ013898 |  | Fridge |  | Fridge (Bauknecht) | Bauknecht | Pickartz, Vera Martha Rie von | VU/F/BETA/Bedrijfsvoering/Huisvesting | WN.FK17 | - |  |  |  | 1
EQ013897 |  | Speakers |  | Speaker | Sony | Rehman, Amber | VU/F/BETA/Bedrijfsvoering/Huisvesting | WN.M154 | - |  |  |  | 1 | SS-H10
EQ013896 |  | Speakers |  | Speaker | Sony | Rehman, Amber | VU/F/BETA/Bedrijfsvoering/Huisvesting | WN.M154 | - |  |  |  | 1
EQ013895 |  | Extension Cable |  | Extension cable | VU | Rehman, Amber | VU/F/BETA/Bedrijfsvoering/Huisvesting | WN.M154 | - |  |  |  | 1
EQ013894 |  | Extension Cable |  | Extension cable | VU | Rehman, Amber | VU/F/BETA/Bedrijfsvoering/Huisvesting | WN.M154 | - |  |  |  | 1
EQ013893 |  | Printer |  | Printer | Brother | Kanie, Barien | VU/F/BETA/Bedrijfsvoering/Huisvesting | WN.KA373 | - |  |  |  | 1
EQ013892 |  | Fridge |  | Refridgerator | Indesit | Kanie, Barien | VU/F/BETA/Bedrijfsvoering/Huisvesting | WN.KA373 | - |  |  |  | 1
EQ013891 |  | Toaster |  | Toaster | Princess | Kanie, Barien | VU/F/BETA/Bedrijfsvoering/Huisvesting | WN.KA373 | - |  |  |  | 1
EQ013890 |  | Coffee machine |  | Coffee Machine | Proline | Kanie, Barien | VU/F/BETA/Bedrijfsvoering/Huisvesting | WN.KA373 | - |  |  |  | 1
EQ013889 |  | Kettle |  | Electric Kettle | Proline | Kanie, Barien | VU/F/BETA/Bedrijfsvoering/Huisvesting | WN.KA373 | - |  |  |  | 1
EQ013888 |  | Microwave oven |  | Microwave | Inventum | Kanie, Barien | VU/F/BETA/Bedrijfsvoering/Huisvesting | WN.KA373 | - |  |  |  | 1
EQ013887 |  | Amplifier |  | Stereo Amplifier | Behringer | Kanie, Barien | VU/F/BETA/Bedrijfsvoering/Huisvesting | WN.KA373 | - |  |  |  | 1 | U-Phoria
EQ013886 |  | Extension Cable |  | Extension Cable | VU | Kanie, Barien | VU/F/BETA/Bedrijfsvoering/Huisvesting | WN.KA373 | - |  |  |  | 1
EQ013885 |  | Extension Cable |  | Extension Cable | VU | Kanie, Barien | VU/F/BETA/Bedrijfsvoering/Huisvesting | WN.KA373 | - |  |  |  | 1
EQ013884 |  | Speakers |  | Speakers | KRK Systems | Kanie, Barien | VU/F/BETA/Bedrijfsvoering/Huisvesting | WN.KA373 | - |  |  |  | 1
EQ013883 |  | Fridge |  | Refridgerator | Polar | Kanie, Barien | VU/F/BETA/Bedrijfsvoering/Huisvesting | WN.KA373 | - |  |  |  | 1
EQ013882 |  | Fridge |  | Refridgerator | Bosch | Kanie, Barien | VU/F/BETA/Bedrijfsvoering/Huisvesting | WN.KA373 | - |  |  |  | 1 | Cooler
EQ013881 |  | Fridge |  | Refridgerator | Bosch | Kanie, Barien | VU/F/BETA/Bedrijfsvoering/Huisvesting | WN.KA373 | - |  |  |  | 1 | Electronic
EQ013880 |  | Speakers |  | Speakers | VOID | Charmant, Anita | VU/F/BETA/Bedrijfsvoering/Huisvesting | WN.KA371 | - |  |  |  | 1
EQ013879 |  | Amplifier |  | Stereo Amplifier | FENTON | Charmant, Anita | VU/F/BETA/Bedrijfsvoering/Huisvesting | WN.KA371 | - |  |  |  | 1 | FPL500
EQ013878 |  | Extension Cable |  | Extension Cable | VU | Charmant, Anita | VU/F/BETA/Bedrijfsvoering/Huisvesting | WN.KA371 | - |  |  |  | 1
EQ013877 |  | Extension Cable |  | Extension Cable | VU | Charmant, Anita | VU/F/BETA/Bedrijfsvoering/Huisvesting | WN.KA371 | - |  |  |  | 1
EQ013876 |  | DVD Player |  | DVD Player | Philips | Charmant, Anita | VU/F/BETA/Bedrijfsvoering/Huisvesting | WN.KA371 | - |  |  |  | 1
EQ013875 |  | Fridge |  | Refridgerator | Diamond | Charmant, Anita | VU/F/BETA/Bedrijfsvoering/Huisvesting | WN.KA371 | - |  |  |  | 1
EQ013874 |  | Fridge |  | Refridgerator | Bosch | Charmant, Anita | VU/F/BETA/Bedrijfsvoering/Huisvesting | WN.KA371 | - |  |  |  | 1
EQ013873 |  | Microwave oven |  | Microwave | SMC | Charmant, Anita | VU/F/BETA/Bedrijfsvoering/Huisvesting | WN.KA371 | - |  |  |  | 1
EQ013872 |  | Game Machine |  | Game Machine | VU | Pickartz, Vera Martha Rie von | VU/F/BETA/Bedrijfsvoering/Huisvesting | WN.F045 | - |  |  |  | 1 | Atari
EQ013871 |  | Kettle |  | Electric Kettle | Hollandid | Charmant, Anita | VU/F/BETA/Bedrijfsvoering/Huisvesting | WN.KA371 | - |  |  |  | 1
EQ013870 |  | Speakers |  | Speaker | HK Audio | Pickartz, Vera Martha Rie von | VU/F/BETA/Bedrijfsvoering/Huisvesting | WN.F045 | - |  |  |  | 1
EQ013869 |  | Speakers |  | Speaker | HK Audio | Pickartz, Vera Martha Rie von | VU/F/BETA/Bedrijfsvoering/Huisvesting | WN.F045 | - |  |  |  | 1
EQ013868 |  | Toaster |  | Toaster | Bourgini | Charmant, Anita | VU/F/BETA/Bedrijfsvoering/Huisvesting | WN.KA371 | - |  |  |  | 1
EQ013867 |  | Light Source |  | LED Lights | VU | Charmant, Anita | VU/F/BETA/Bedrijfsvoering/Huisvesting | WN.KA371 | - |  |  |  | 1
EQ013866 |  | Fan |  | Fan | VU | Goor, Britt Anthonia Nelly van de | VU/F/BETA/Bedrijfsvoering/Huisvesting | WN.D103 | - |  |  |  | 1
EQ013865 |  | Light Source |  | LED Lights | VU | Charmant, Anita | VU/F/BETA/Bedrijfsvoering/Huisvesting | WN.KA371 | - |  |  |  | 1
EQ013864 |  | Dishwasher |  | Dishwasher | Bosch | Pickartz, Vera Martha Rie von | VU/F/BETA/Bedrijfsvoering/Huisvesting | WN.F045 | - |  |  |  | 1 | SilencePlus
EQ013863 |  | Speakers |  | Speaker | HK Audio | Pickartz, Vera Martha Rie von | VU/F/BETA/Bedrijfsvoering/Huisvesting | WN.F045 | - |  |  |  | 1
EQ013862 |  | Speakers |  | Speaker | HK Audio | Pickartz, Vera Martha Rie von | VU/F/BETA/Bedrijfsvoering/Huisvesting | WN.F045 | - |  |  |  | 1
EQ013861 |  | Microwave oven |  | Microwave | Sharp | Pickartz, Vera Martha Rie von | VU/F/BETA/Bedrijfsvoering/Huisvesting | WN.F045 | - |  |  |  | 1
EQ013860 |  | Microwave oven |  | Microwave | Sharp | Pickartz, Vera Martha Rie von | VU/F/BETA/Bedrijfsvoering/Huisvesting | WN.F045 | - |  |  |  | 1
EQ013859 |  | Fridge |  | Fridge (Bauknecht) | Bauknecht | Pickartz, Vera Martha Rie von | VU/F/BETA/Bedrijfsvoering/Huisvesting | WN.FK17 | - |  |  |  | 0
EQ013858 |  | Cooling Unit |  | Beer Cooler | Efficold | Pickartz, Vera Martha Rie von | VU/F/BETA/Bedrijfsvoering/Huisvesting | WN.F045 | - |  |  |  | 1
EQ013857 |  | Cooling Unit |  | Beer Cooler | Efficold | Pickartz, Vera Martha Rie von | VU/F/BETA/Bedrijfsvoering/Huisvesting | WN.F045 | - |  |  |  | 1
EQ013856 |  | Toaster |  | Sandwich Heater | Tristar | Pickartz, Vera Martha Rie von | VU/F/BETA/Bedrijfsvoering/Huisvesting | WN.F045 | - |  |  |  | 1
EQ013855 |  | Kettle |  | Kettle | VU | Pickartz, Vera Martha Rie von | VU/F/BETA/Bedrijfsvoering/Huisvesting | WN.F045 | - |  |  |  | 1
EQ013854 |  | Fridge |  | Fridge | Inventum | Pickartz, Vera Martha Rie von | VU/F/BETA/Bedrijfsvoering/Huisvesting | WN.F045 | - |  |  |  | 1
EQ013853 |  | Fridge |  | Fridge | Gamko | Pickartz, Vera Martha Rie von | VU/F/BETA/Bedrijfsvoering/Huisvesting | WN.F045 | - |  |  |  | 1
EQ013852 |  | Fridge |  | Fridge | Gamko | Pickartz, Vera Martha Rie von | VU/F/BETA/Bedrijfsvoering/Huisvesting | WN.F045 | - |  |  |  | 1
EQ013851 |  | Fridge |  | Fridge | Gamko | Pickartz, Vera Martha Rie von | VU/F/BETA/Bedrijfsvoering/Huisvesting | WN.F045 | - |  |  |  | 1
EQ013850 |  | Fridge |  | Fridge | Gamko | Pickartz, Vera Martha Rie von | VU/F/BETA/Bedrijfsvoering/Huisvesting | WN.F045 | - |  |  |  | 1
EQ013849 |  | Aquarium |  | Aquarium | VU | Sweer, Floren | VU/F/BETA/Bedrijfsvoering/Huisvesting | WN.TK18 | - |  |  |  | 1
EQ013848 |  | Extension Cable |  | Extension cable | VU | Sweer, Floren | VU/F/BETA/Bedrijfsvoering/Huisvesting | WN.TK18 | - |  |  |  | 1
EQ013847 |  | Extension Cable |  | Extension cable | VU | Sweer, Floren | VU/F/BETA/Bedrijfsvoering/Huisvesting | WN.TK18 | - |  |  |  | 1
EQ013846 | 041523 | Computer |  | Computer | Hewlett Packard (HP) | Sweer, Floren | VU/F/BETA/Bedrijfsvoering/Huisvesting | WN.TK18 | - |  |  |  | 1
EQ013845 |  | Extension Cable |  | Extension cable | VU | Sweer, Floren | VU/F/BETA/Bedrijfsvoering/Huisvesting | WN.TK18 | - |  |  |  | 1
EQ013844 |  | Extension Cable |  | Extension cable | VU | Sweer, Floren | VU/F/BETA/Bedrijfsvoering/Huisvesting | WN.TK18 | - |  |  |  | 1
EQ013843 |  | Fridge |  | Fridge | Philips | Sweer, Floren | VU/F/BETA/Bedrijfsvoering/Huisvesting | WN.TK18 | - |  |  |  | 1
EQ013842 |  | Fridge |  | Fridge | Whirlpool | Sweer, Floren | VU/F/BETA/Bedrijfsvoering/Huisvesting | WN.TK18 | - |  |  |  | 1
EQ013841 |  | Extension Cable |  | Extension cable | VU | Sweer, Floren | VU/F/BETA/Bedrijfsvoering/Huisvesting | WN.TK18 | - |  |  |  | 1
EQ013840 | 053031 | Computer |  | Computer | Dell | Sweer, Floren | VU/F/BETA/Bedrijfsvoering/Huisvesting | WN.TK18 | - |  |  |  | 1
EQ013839 |  | Computer Monitor |  | Computer screen | Dell | Sweer, Floren | VU/F/BETA/Bedrijfsvoering/Huisvesting | WN.TK18 | - |  |  |  | 1
EQ013838 |  | Radio |  | Radio | Sony | Sweer, Floren | VU/F/BETA/Bedrijfsvoering/Huisvesting | WN.TK18 | - |  |  |  | 1
EQ013837 |  | Television |  | Television | Toshiba | Sweer, Floren | VU/F/BETA/Bedrijfsvoering/Huisvesting | WN.TK18 | - |  |  |  | 1
EQ013836 |  | Fridge |  | Fridge | Bosch | Sweer, Floren | VU/F/BETA/Bedrijfsvoering/Huisvesting | WN.TK18 | - |  |  |  | 1
EQ013835 |  | Fridge |  | Fridge | Zanussi | Sweer, Floren | VU/F/BETA/Bedrijfsvoering/Huisvesting | WN.TK18 | - |  |  |  | 1
EQ013834 |  | Stove |  | Electric stove cooker | Holland electrics | Sweer, Floren | VU/F/BETA/Bedrijfsvoering/Huisvesting | WN.TK18 | - |  |  |  | 1
EQ013833 |  | Oven |  | Oven | Samsung | Sweer, Floren | VU/F/BETA/Bedrijfsvoering/Huisvesting | WN.TK18 | - |  |  |  | 1
EQ013832 |  | Toaster |  | Toaster | Philips | Sweer, Floren | VU/F/BETA/Bedrijfsvoering/Huisvesting | WN.TK18 | - |  |  |  | 1
EQ013831 |  | Kettle |  | Kettle | Braun | Sweer, Floren | VU/F/BETA/Bedrijfsvoering/Huisvesting | WN.TK18 | - |  |  |  | 1
EQ013830 |  | Coffee machine |  | Coffee machine | Philips | Sweer, Floren | VU/F/BETA/Bedrijfsvoering/Huisvesting | WN.TK18 | - |  |  |  | 1
EQ013829 |  | Toaster |  | Toast machine | Philips | Sweer, Floren | VU/F/BETA/Bedrijfsvoering/Huisvesting | WN.TK18 | - |  |  |  | 1
EQ013828 |  | Toaster |  | Toast machine | Philips | Sweer, Floren | VU/F/BETA/Bedrijfsvoering/Huisvesting | WN.TK18 | - |  |  |  | 1
EQ013827 | 012443 | Coffee machine |  | Coffee Machine | Douwe Egberts | Pickartz, Vera Martha Rie von | VU/F/BETA/Bedrijfsvoering/Huisvesting | WN.F045 | - |  |  |  | 1
EQ013826 |  | Frying Machine |  | Frying Machine | Inventum | Pickartz, Vera Martha Rie von | VU/F/BETA/Bedrijfsvoering/Huisvesting | WN.F045 | - |  |  |  | 1
EQ013825 |  | Fridge |  | Fridge (Bauknecht) | Bauknecht | Pickartz, Vera Martha Rie von | VU/F/BETA/Bedrijfsvoering/Huisvesting | WN.F045 | - |  |  |  | 0
EQ013824 |  | Speakers |  | Sound System | VU | Pickartz, Vera Martha Rie von | VU/F/BETA/Bedrijfsvoering/Huisvesting | WN.F045 | - |  |  |  | 1
EQ013823 |  | Television |  | TV screen | Nikkei | Sweer, Floren | VU/F/BETA/Bedrijfsvoering/Huisvesting | WN.TK18 | - |  |  |  | 1
EQ013822 |  | Speakers |  | Sound System (ComposerProXL) | Devine | Pickartz, Vera Martha Rie von | VU/F/BETA/Bedrijfsvoering/Huisvesting | WN.F045 | - |  |  |  | 1 | Composer Pro-XL MA-800
EQ013821 |  | Computer Monitor |  | HP Monitor | Hewlett Packard (HP) | Pickartz, Vera Martha Rie von | VU/F/BETA/Bedrijfsvoering/Huisvesting | WN.F045 | - |  |  |  | 1 | HP L1940T
EQ013820 |  | Printer |  | Receipt Printer | VU | Pickartz, Vera Martha Rie von | VU/F/BETA/Bedrijfsvoering/Huisvesting | WN.F045 | - |  |  |  | 1
EQ013819 |  | Game Machine |  | Playstation | VU | Sweer, Floren | VU/F/BETA/Bedrijfsvoering/Huisvesting | WN.TK18 | - |  |  |  | 1
EQ013818 |  | Cash Register |  | Cash Register | VU | Pickartz, Vera Martha Rie von | VU/F/BETA/Bedrijfsvoering/Huisvesting | WN.F045 | - |  |  |  | 1
EQ013817 |  | Fridge |  | Fridge | VU | Sweer, Floren | VU/F/BETA/Bedrijfsvoering/Huisvesting | WN.TK14 | - |  |  |  | 1
EQ013816 |  | Printer |  | Printer | Epson | Sweer, Floren | VU/F/BETA/Bedrijfsvoering/Huisvesting | WN.TK14 | - |  |  |  | 1 | WF-4720
EQ013815 |  | Computer |  | Computer | Hewlett Packard (HP) | Sweer, Floren | VU/F/BETA/Bedrijfsvoering/Huisvesting | WN.TK14 | - |  |  |  | 1 | AJ456
EQ013814 |  | Computer Monitor |  | Screen | Hewlett Packard (HP) | Sweer, Floren | VU/F/BETA/Bedrijfsvoering/Huisvesting | WN.TK14 | - |  |  |  | 1
EQ013813 |  | Computer Monitor |  | Screen | Hewlett Packard (HP) | Sweer, Floren | VU/F/BETA/Bedrijfsvoering/Huisvesting | WN.TK14 | - |  |  |  | 1
EQ013812 | 052900 | Computer |  | Computer | Dell | Sweer, Floren | VU/F/BETA/Bedrijfsvoering/Huisvesting | WN.TK14 | - |  |  |  | 1
EQ013811 |  | Television |  | TV | Samsung | Goor, Britt Anthonia Nelly van de | VU/F/BETA/Bedrijfsvoering/Huisvesting | WN.D103 | - |  |  |  | 1
EQ013810 |  | Fridge |  | Fridge | Liebherr | Sweer, Floren | VU/F/BETA/Bedrijfsvoering/Huisvesting | WN.TK14 | - |  |  |  | 1
EQ013809 | 008465 | Fridge |  | Refridgerator | Gamko | Goor, Britt Anthonia Nelly van de | VU/F/BETA/Bedrijfsvoering/Huisvesting | WN.D103 | - |  |  |  | 1
EQ013808 |  | Game Machine |  | Game Machine | Funworld | Goor, Britt Anthonia Nelly van de | VU/F/BETA/Bedrijfsvoering/Huisvesting | WN.D103 | - |  |  |  | 1 | Photo Play 2000
EQ013807 |  | Oven |  | Oven | Bourgini | Goor, Britt Anthonia Nelly van de | VU/F/BETA/Bedrijfsvoering/Huisvesting | WN.D103 | - |  |  |  | 1
EQ013806 |  | Speakers |  | Sound System | AYRA | Goor, Britt Anthonia Nelly van de | VU/F/BETA/Bedrijfsvoering/Huisvesting | WN.D103 | - |  |  |  | 1 | Oso Com 6
EQ013805 |  | Oven |  | Oven | Bestron | Goor, Britt Anthonia Nelly van de | VU/F/BETA/Bedrijfsvoering/Huisvesting | WN.D103 | - |  |  |  | 1
EQ013804 |  | Radio |  | Stereo Set/Radio | Philips | Goor, Britt Anthonia Nelly van de | VU/F/BETA/Bedrijfsvoering/Huisvesting | WN.D103 | - |  |  |  | 1
EQ013803 |  | Extension Cable |  | Extension Cable | VU | Goor, Britt Anthonia Nelly van de | VU/F/BETA/Bedrijfsvoering/Huisvesting | WN.D103 | - |  |  |  | 1
EQ013802 |  | Extension Cable |  | Extension Cable | VU | Goor, Britt Anthonia Nelly van de | VU/F/BETA/Bedrijfsvoering/Huisvesting | WN.D103 | - |  |  |  | 1
EQ013801 |  | Microwave oven |  | Microwave | LG | Goor, Britt Anthonia Nelly van de | VU/F/BETA/Bedrijfsvoering/Huisvesting | WN.D103 | - |  |  |  | 1
EQ013800 |  | Speakers |  | Sound System (Amplifier) | IMG | Goor, Britt Anthonia Nelly van de | VU/F/BETA/Bedrijfsvoering/Huisvesting | WN.D103 | - |  |  |  | 1 | StageLine STA ProPower Amplifier
EQ013799 |  | Speakers |  | Sound System | VU | Goor, Britt Anthonia Nelly van de | VU/F/BETA/Bedrijfsvoering/Huisvesting | WN.D103 | - |  |  |  | 1
EQ013798 |  | Myolab-Computers |  | PC | VU | Goor, Britt Anthonia Nelly van de | VU/F/BETA/Bedrijfsvoering/Huisvesting | WN.D103 | - |  |  |  | 1
EQ013797 |  | Fridge |  | Refridgerator | Exquisit | Goor, Britt Anthonia Nelly van de | VU/F/BETA/Bedrijfsvoering/Huisvesting | WN.D103 | - |  |  |  | 1
EQ013796 |  | Freezer |  | Freezer | Segad | Goor, Britt Anthonia Nelly van de | VU/F/BETA/Bedrijfsvoering/Huisvesting | WN.D103 | - |  |  |  | 1
EQ013795 |  | Computer Monitor |  | Dell Monitor | Dell | Goor, Britt Anthonia Nelly van de | VU/F/BETA/Bedrijfsvoering/Huisvesting | WN.D103 | - |  |  |  | 1
EQ013794 |  | Lamp |  | Lamp | VU | Goor, Britt Anthonia Nelly van de | VU/F/BETA/Bedrijfsvoering/Huisvesting | WN.D103 | - |  |  |  | 1
EQ013793 |  | Lamp |  | Lamp | VU | Goor, Britt Anthonia Nelly van de | VU/F/BETA/Bedrijfsvoering/Huisvesting | WN.D103 | - |  |  |  | 1
EQ013792 |  | Lamp |  | Lamp | VU | Goor, Britt Anthonia Nelly van de | VU/F/BETA/Bedrijfsvoering/Huisvesting | WN.D103 | - |  |  |  | 1
EQ013791 |  | Lamp |  | Lamp | VU | Goor, Britt Anthonia Nelly van de | VU/F/BETA/Bedrijfsvoering/Huisvesting | WN.D103 | - |  |  |  | 1
EQ013790 |  | Lamp |  | Lamp | VU | Goor, Britt Anthonia Nelly van de | VU/F/BETA/Bedrijfsvoering/Huisvesting | WN.D103 | - |  |  |  | 1
EQ013789 |  | Lamp |  | Lamp | VU | Goor, Britt Anthonia Nelly van de | VU/F/BETA/Bedrijfsvoering/Huisvesting | WN.D103 | - |  |  |  | 1
EQ013788 |  | Lamp |  | Lamp | VU | Goor, Britt Anthonia Nelly van de | VU/F/BETA/Bedrijfsvoering/Huisvesting | WN.D103 | - |  |  |  | 1
EQ013787 |  | Lamp |  | Lamp | VU | Goor, Britt Anthonia Nelly van de | VU/F/BETA/Bedrijfsvoering/Huisvesting | WN.D103 | - |  |  |  | 1
EQ013786 |  | Lamp |  | Lamp | VU | Goor, Britt Anthonia Nelly van de | VU/F/BETA/Bedrijfsvoering/Huisvesting | WN.D103 | - |  |  |  | 1
EQ013785 |  | Lamp |  | Lamp | VU | Goor, Britt Anthonia Nelly van de | VU/F/BETA/Bedrijfsvoering/Huisvesting | WN.D103 | - |  |  |  | 1
EQ013784 |  | Lamp |  | Disco Light | ADJ | Goor, Britt Anthonia Nelly van de | VU/F/BETA/Bedrijfsvoering/Huisvesting | WN.D103 | - |  |  |  | 1 | InnoPocketRoll
EQ013783 |  | Lamp |  | Disco Light | ADJ | Goor, Britt Anthonia Nelly van de | VU/F/BETA/Bedrijfsvoering/Huisvesting | WN.D103 | - |  |  |  | 1 | InnoPocketRoll
EQ013782 |  | Speakers |  | Speaker | Monacor | Goor, Britt Anthonia Nelly van de | VU/F/BETA/Bedrijfsvoering/Huisvesting | WN.D103 | - |  |  |  | 1
EQ013781 |  | Speakers |  | Speaker | Monacor | Goor, Britt Anthonia Nelly van de | VU/F/BETA/Bedrijfsvoering/Huisvesting | WN.D103 | - |  |  |  | 1
EQ013780 |  | Speakers |  | Speaker | Monacor | Goor, Britt Anthonia Nelly van de | VU/F/BETA/Bedrijfsvoering/Huisvesting | WN.D103 | - |  |  |  | 1
EQ013779 |  | Speakers |  | Speaker | Monacor | Goor, Britt Anthonia Nelly van de | VU/F/BETA/Bedrijfsvoering/Huisvesting | WN.D103 | - |  |  |  | 1
EQ013778 |  | Speakers |  | Speaker | Monacor | Goor, Britt Anthonia Nelly van de | VU/F/BETA/Bedrijfsvoering/Huisvesting | WN.D103 | - |  |  |  | 1
EQ013777 |  | Speakers |  | Speaker | Monacor | Goor, Britt Anthonia Nelly van de | VU/F/BETA/Bedrijfsvoering/Huisvesting | WN.D103 | - |  |  |  | 1
EQ013776 |  | Heater |  | Coffee Percolator | VU | Goor, Britt Anthonia Nelly van de | VU/F/BETA/Bedrijfsvoering/Huisvesting | WN.H042B | - |  |  |  | 1
EQ013775 |  | Vacuum Cleaner |  | Vacuum Cleaner | Tristar | Goor, Britt Anthonia Nelly van de | VU/F/BETA/Bedrijfsvoering/Huisvesting | WN.P022 | - |  |  |  | 1
EQ013774 | 029967 | Computer |  | HP Computer | Hewlett Packard (HP) | Goor, Britt Anthonia Nelly van de | VU/F/BETA/Bedrijfsvoering/Huisvesting | WN.P022 | - |  |  |  | 1
EQ013773 |  | Computer Monitor |  | Eizo Monitor | Eizo | Goor, Britt Anthonia Nelly van de | VU/F/BETA/Bedrijfsvoering/Huisvesting | WN.P022 | - |  |  |  | 1
EQ013772 |  | Computer Monitor |  | Dell Monitor | Dell | Goor, Britt Anthonia Nelly van de | VU/F/BETA/Bedrijfsvoering/Huisvesting | WN.P022 | - |  |  |  | 1
EQ013771 |  | Computer Monitor |  | HP Monitor | Hewlett Packard (HP) | Goor, Britt Anthonia Nelly van de | VU/F/BETA/Bedrijfsvoering/Huisvesting | WN.P022 | - |  |  |  | 1 | Compaq LA2205wg
EQ013770 |  | Computer Monitor |  | HP Monitor | Hewlett Packard (HP) | Goor, Britt Anthonia Nelly van de | VU/F/BETA/Bedrijfsvoering/Huisvesting | WN.P022 | - |  |  |  | 1
EQ013769 |  | Fan |  | Fan | Air King | Goor, Britt Anthonia Nelly van de | VU/F/BETA/Bedrijfsvoering/Huisvesting | WN.P022 | - |  |  |  | 1
EQ013768 | 029935 | Computer |  | HP Computer | Hewlett Packard (HP) | Goor, Britt Anthonia Nelly van de | VU/F/BETA/Bedrijfsvoering/Huisvesting | WN.P022 | - |  |  |  | 1
EQ013767 | 008380 | Fridge |  | Refridgerator | Siemens | Goor, Britt Anthonia Nelly van de | VU/F/BETA/Bedrijfsvoering/Huisvesting | WN.P022 | - |  |  |  | 1
EQ013766 |  | Computer |  | HP Computer | Hewlett Packard (HP) | Goor, Britt Anthonia Nelly van de | VU/F/BETA/Bedrijfsvoering/Huisvesting | WN.P022 | - |  |  |  | 1
EQ013765 |  | Computer Monitor |  | HP Monitor | Hewlett Packard (HP) | Goor, Britt Anthonia Nelly van de | VU/F/BETA/Bedrijfsvoering/Huisvesting | WN.P022 | - |  |  |  | 1 | Compaq LA2306x
EQ013764 |  | Computer Monitor |  | EIZO Monitor | Eizo | Goor, Britt Anthonia Nelly van de | VU/F/BETA/Bedrijfsvoering/Huisvesting | WN.P022 | - |  |  |  | 1
EQ013763 |  | Printer |  | Printer | Canon | Goor, Britt Anthonia Nelly van de | VU/F/BETA/Bedrijfsvoering/Huisvesting | WN.P022 | - |  |  |  | 1
EQ013762 |  | Fridge |  | Fridge + Freezer | Philips | Goor, Britt Anthonia Nelly van de | VU/F/BETA/Bedrijfsvoering/Huisvesting | WN.H042B | - |  |  |  | 1 | Whirlpool
EQ013761 |  | Laminator |  | Laminator | VU | Goor, Britt Anthonia Nelly van de | VU/F/BETA/Bedrijfsvoering/Huisvesting | WN.P022 | - |  |  |  | 1
EQ013760 |  | Ethernet Hub |  | LAN tower | VU | Goor, Britt Anthonia Nelly van de | VU/F/BETA/Bedrijfsvoering/Huisvesting | WN.P022 | - |  |  |  | 1
EQ013759 |  | Computer Monitor |  | HP Monitor | Hewlett Packard (HP) | Goor, Britt Anthonia Nelly van de | VU/F/BETA/Bedrijfsvoering/Huisvesting | WN.P022 | - |  |  |  | 1 | Compaq LA2205wg
EQ013758 |  | Computer Monitor |  | HP Monitor | Hewlett Packard (HP) | Goor, Britt Anthonia Nelly van de | VU/F/BETA/Bedrijfsvoering/Huisvesting | WN.P022 | - |  |  |  | 1 | Compaq LA2205wg
EQ013757 |  | Fridge |  | Fridge + Freezer | Liebherr | Goor, Britt Anthonia Nelly van de | VU/F/BETA/Bedrijfsvoering/Huisvesting | WN.H042B | - |  |  |  | 1 | Glass Line
EQ013756 |  | Humidifier |  | Air Humidifier | VU | Goor, Britt Anthonia Nelly van de | VU/F/BETA/Bedrijfsvoering/Huisvesting | WN.P022 | - |  |  |  | 1
EQ013755 |  | Kettle |  | Kettle | Hema | Goor, Britt Anthonia Nelly van de | VU/F/BETA/Bedrijfsvoering/Huisvesting | WN.H042B | - |  |  |  | 1
EQ013754 |  | Light Source |  | LED Lights | VU | Goor, Britt Anthonia Nelly van de | VU/F/BETA/Bedrijfsvoering/Huisvesting | WN.P022 | - |  |  |  | 1
EQ013753 |  | Microwave oven |  | Microwave | VU | Goor, Britt Anthonia Nelly van de | VU/F/BETA/Bedrijfsvoering/Huisvesting | WN.H042B | - |  |  |  | 1 | Proline SM20B
EQ013752 |  | Computer |  | Dell Computer | Dell | Goor, Britt Anthonia Nelly van de | VU/F/BETA/Bedrijfsvoering/Huisvesting | WN.P022 | - |  |  |  | 1
EQ013751 |  | Radio |  | Stereo Set/Radio | JVC | Goor, Britt Anthonia Nelly van de | VU/F/BETA/Bedrijfsvoering/Huisvesting | WN.P022 | - |  |  |  | 1
EQ013750 | 008314 | Oven |  | Oven | Eventi | Goor, Britt Anthonia Nelly van de | VU/F/BETA/Bedrijfsvoering/Huisvesting | WN.H042B | - |  |  |  | 1 | bakermat compact
EQ013749 |  | Power Supply |  | Aquarium Power Supply | VU | Goor, Britt Anthonia Nelly van de | VU/F/BETA/Bedrijfsvoering/Huisvesting | WN.P022 | - |  |  |  | 1
EQ013748 |  | Extension Cable |  | Extension Cable | VU | Goor, Britt Anthonia Nelly van de | VU/F/BETA/Bedrijfsvoering/Huisvesting | WN.P022 | - |  |  |  | 1
EQ013747 |  | Cutting Machine |  | Cutting Machine | Philips | Goor, Britt Anthonia Nelly van de | VU/F/BETA/Bedrijfsvoering/Huisvesting | WN.H042B | - |  |  |  | 1
EQ013746 |  | Extension Cable |  | Extension Cable | VU | Goor, Britt Anthonia Nelly van de | VU/F/BETA/Bedrijfsvoering/Huisvesting | WN.P022 | - |  |  |  | 1
EQ013745 |  | Dishwasher |  | Dishwasher | VU | Goor, Britt Anthonia Nelly van de | VU/F/BETA/Bedrijfsvoering/Huisvesting | WN.H042B | - |  |  |  | 1
EQ013744 |  | Microwave oven |  | Microwave | Etna | Goor, Britt Anthonia Nelly van de | VU/F/BETA/Bedrijfsvoering/Huisvesting | WN.P022 | - |  |  |  | 1
EQ013743 |  | Speakers |  | Speaker | Martin Audio London | Goor, Britt Anthonia Nelly van de | VU/F/BETA/Bedrijfsvoering/Huisvesting | WN.P022 | - |  |  |  | 1
EQ013742 |  | Kettle |  | Electric Kettle | Blokker | Goor, Britt Anthonia Nelly van de | VU/F/BETA/Bedrijfsvoering/Huisvesting | WN.P022 | - |  |  |  | 1
EQ013741 |  | Heater |  | Coffee Percolator | VU | Goor, Britt Anthonia Nelly van de | VU/F/BETA/Bedrijfsvoering/Huisvesting | WN.H042B | - |  |  |  | 1
EQ013740 |  | Coffee machine |  | Milk Frother | Philips | Goor, Britt Anthonia Nelly van de | VU/F/BETA/Bedrijfsvoering/Huisvesting | WN.P022 | - |  |  |  | 1 | Senseo
EQ013739 |  | Coffee machine |  | Coffee Machine | Krups | Goor, Britt Anthonia Nelly van de | VU/F/BETA/Bedrijfsvoering/Huisvesting | WN.P022 | - |  |  |  | 1
EQ013738 |  | Stove |  | Induction Stove | VU | Goor, Britt Anthonia Nelly van de | VU/F/BETA/Bedrijfsvoering/Huisvesting | WN.H042B | - |  |  |  | 1
EQ013737 |  | Stove |  | Stove | Atag | Goor, Britt Anthonia Nelly van de | VU/F/BETA/Bedrijfsvoering/Huisvesting | WN.H042B | - |  |  |  | 1
EQ013736 |  | Coffee machine |  | Coffee Machine | Krups | Goor, Britt Anthonia Nelly van de | VU/F/BETA/Bedrijfsvoering/Huisvesting | WN.P022 | - |  |  |  | 1
EQ013735 |  | Stove |  | Stove | Atag | Goor, Britt Anthonia Nelly van de | VU/F/BETA/Bedrijfsvoering/Huisvesting | WN.H042B | - |  |  |  | 1
EQ013734 |  | Television |  | Philips TV | Philips | Goor, Britt Anthonia Nelly van de | VU/F/BETA/Bedrijfsvoering/Huisvesting | WN.P022 | - |  |  |  | 1
EQ013733 |  | Toaster |  | Toaster | Steba | Goor, Britt Anthonia Nelly van de | VU/F/BETA/Bedrijfsvoering/Huisvesting | WN.P022 | - |  |  |  | 1
EQ013732 |  | Stove |  | Stove | Atag | Goor, Britt Anthonia Nelly van de | VU/F/BETA/Bedrijfsvoering/Huisvesting | WN.H042B | - |  |  |  | 1
EQ013731 |  | Frying Machine |  | Frying Machine | VU | Goor, Britt Anthonia Nelly van de | VU/F/BETA/Bedrijfsvoering/Huisvesting | WN.H042B | - |  |  |  | 1
EQ013730 |  | Fridge |  | Refridgerator | Bosch | Goor, Britt Anthonia Nelly van de | VU/F/BETA/Bedrijfsvoering/Huisvesting | WN.P022 | - |  |  |  | 1
EQ013729 |  | Frying Machine |  | Frying Machine | Bestron | Goor, Britt Anthonia Nelly van de | VU/F/BETA/Bedrijfsvoering/Huisvesting | WN.H042B | - |  |  |  | 1
EQ013728 | 036881 | Computer |  | HP Computer | Hewlett Packard (HP) | Vroegop, Ines Marieke Willemijn | VU/F/BETA/Bedrijfsvoering/Huisvesting | WN.P152 | - |  |  |  | 1 | ProDesk 600 G2 SFF
EQ013727 |  | Printer |  | Canon Printer | Canon | Vroegop, Ines Marieke Willemijn | VU/F/BETA/Bedrijfsvoering/Huisvesting | WN.P152 | - |  |  |  | 1 | MG4250
EQ013726 |  | Computer Monitor |  | HP Computer Monitor | Hewlett Packard (HP) | Vroegop, Ines Marieke Willemijn | VU/F/BETA/Bedrijfsvoering/Huisvesting | WN.P152 | - |  |  |  | 1 | Compaq LA2205wg
EQ013725 |  | Laminator |  | Laminator | Pouchman | Vroegop, Ines Marieke Willemijn | VU/F/BETA/Bedrijfsvoering/Huisvesting | WN.P152 | - |  |  |  | 1 | 4PQ
EQ013724 |  | Speakers |  | Compaq Speakers | Compaq | Vroegop, Ines Marieke Willemijn | VU/F/BETA/Bedrijfsvoering/Huisvesting | WN.P152 | - |  |  |  | 1
EQ013723 |  | Radio |  | Radio | Denver | Vroegop, Ines Marieke Willemijn | VU/F/BETA/Bedrijfsvoering/Huisvesting | WN.P152 | - |  |  |  | 1
EQ013722 |  | Computer Monitor |  | HP Computer Monitor | Hewlett Packard (HP) | Vroegop, Ines Marieke Willemijn | VU/F/BETA/Bedrijfsvoering/Huisvesting | WN.P152 | - |  |  |  | 1 | Compaq LA2205wg
EQ013721 |  | Extension Cable |  | Extension Cable | VU | Vroegop, Ines Marieke Willemijn | VU/F/BETA/Bedrijfsvoering/Huisvesting | WN.P152 | - |  |  |  | 1
EQ013720 |  | Extension Cable |  | Extension Cable | VU | Vroegop, Ines Marieke Willemijn | VU/F/BETA/Bedrijfsvoering/Huisvesting | WN.P152 | - |  |  |  | 1
EQ013719 |  | Beamer |  | Beamer | Optoma | Vroegop, Ines Marieke Willemijn | VU/F/BETA/Bedrijfsvoering/Huisvesting | WN.P152 | - |  |  |  | 1
EQ013718 |  | Laminator |  | Laminator | Quigg | Vroegop, Ines Marieke Willemijn | VU/F/BETA/Bedrijfsvoering/Huisvesting | WN.P152 | - |  |  |  | 1
EQ013717 |  | Fridge |  | Philips Fridge | Philips | Vroegop, Ines Marieke Willemijn | VU/F/BETA/Bedrijfsvoering/Huisvesting | WN.P152 | - |  |  |  | 1
EQ013716 |  | Laminator |  | Laminator | Quigg | Vroegop, Ines Marieke Willemijn | VU/F/BETA/Bedrijfsvoering/Huisvesting | WN.P152 | - |  |  |  | 1
EQ013715 |  | Fridge |  | Fridge | Electrolux | Vroegop, Ines Marieke Willemijn | VU/F/BETA/Bedrijfsvoering/Huisvesting | WN.P152 | - |  |  |  | 1
EQ013714 |  | Extension Cable |  | Extension Cable | VU | Vroegop, Ines Marieke Willemijn | VU/F/BETA/Bedrijfsvoering/Huisvesting | WN.SK12 | - |  |  |  | 1
EQ013713 |  | Lamp |  | Disco Lamp | ShowTec | Vroegop, Ines Marieke Willemijn | VU/F/BETA/Bedrijfsvoering/Huisvesting | WN.SK12 | - |  |  |  | 1 | Mushroom Q6
EQ013712 |  | Lamp |  | Disco Lamp | ShowTec | Vroegop, Ines Marieke Willemijn | VU/F/BETA/Bedrijfsvoering/Huisvesting | WN.SK12 | - |  |  |  | 1 | Mushroom Q6
EQ013711 |  | Cooling Unit |  | Air Cooler | Eurom | Vroegop, Ines Marieke Willemijn | VU/F/BETA/Bedrijfsvoering/Huisvesting | WN.SK12 | - |  |  |  | 1
EQ013710 |  | Extension Cable |  | Extension Cable | VU | Vroegop, Ines Marieke Willemijn | VU/F/BETA/Bedrijfsvoering/Huisvesting | WN.SK12 | - |  |  |  | 1
EQ013709 |  | Television |  | SONY TV | Sony | Vroegop, Ines Marieke Willemijn | VU/F/BETA/Bedrijfsvoering/Huisvesting | WN.SK12 | - |  |  |  | 1
EQ013708 |  | Fan |  | Fan | Bestron | Vroegop, Ines Marieke Willemijn | VU/F/BETA/Bedrijfsvoering/Huisvesting | WN.SK12 | - |  |  |  | 1 | DFA30
EQ013707 |  | Toaster |  | Toaster | DOMC | Vroegop, Ines Marieke Willemijn | VU/F/BETA/Bedrijfsvoering/Huisvesting | WN.SK12 | - |  |  |  | 1
EQ013706 | 036807 | Computer Monitor |  | HP Computer | Hewlett Packard (HP) | Vroegop, Ines Marieke Willemijn | VU/F/BETA/Bedrijfsvoering/Huisvesting | WN.SK12 | - |  |  |  | 1 | ProDesk 600 G1
EQ013705 |  | Toaster |  | Toaster | Evora | Vroegop, Ines Marieke Willemijn | VU/F/BETA/Bedrijfsvoering/Huisvesting | WN.SK12 | - |  |  |  | 1
EQ013704 | 030707 | Computer Monitor |  | HP Computer Monitor | Hewlett Packard (HP) | Vroegop, Ines Marieke Willemijn | VU/F/BETA/Bedrijfsvoering/Huisvesting | WN.SK12 | - |  |  |  | 1 | EliteDisplay E231
EQ013703 |  | Computer Monitor |  | LG Computer Monitor | LG | Vroegop, Ines Marieke Willemijn | VU/F/BETA/Bedrijfsvoering/Huisvesting | WN.SK12 | - |  |  |  | 1 | Flatron L1710S
EQ013702 |  | Kettle |  | Electric Kettle | Tomado | Vroegop, Ines Marieke Willemijn | VU/F/BETA/Bedrijfsvoering/Huisvesting | WN.SK12 | - |  |  |  | 1
EQ013701 |  | Coffee machine |  | Coffee Machine | Krups | Vroegop, Ines Marieke Willemijn | VU/F/BETA/Bedrijfsvoering/Huisvesting | WN.SK12 | - |  |  |  | 1 | Nescafe Dolce Gusto
EQ013700 |  | Speakers |  | Vonyx Subwoofer | Vonyx | Vroegop, Ines Marieke Willemijn | VU/F/BETA/Bedrijfsvoering/Huisvesting | WN.SK12 | - |  |  |  | 1 | SMWBA15
EQ013699 |  | Speakers |  | Vonyx Speaker | Vonyx | Vroegop, Ines Marieke Willemijn | VU/F/BETA/Bedrijfsvoering/Huisvesting | WN.SK12 | - |  |  |  | 1 | SL10 PA Disco Speaker
EQ013698 |  | Fridge |  | Refridgerator | Liebherr | Vroegop, Ines Marieke Willemijn | VU/F/BETA/Bedrijfsvoering/Huisvesting | WN.SK12 | - |  |  |  | 1 | Premium
EQ013697 |  | Microwave oven |  | Microwave | Inventum | Vroegop, Ines Marieke Willemijn | VU/F/BETA/Bedrijfsvoering/Huisvesting | WN.SK12 | - |  |  |  | 1
EQ013696 |  | Microwave oven |  | Microwave | Proline | Vroegop, Ines Marieke Willemijn | VU/F/BETA/Bedrijfsvoering/Huisvesting | WN.SK12 | - |  |  |  | 1
EQ013695 |  | Fan |  | Fan | VU | Vroegop, Ines Marieke Willemijn | VU/F/BETA/Bedrijfsvoering/Huisvesting | WN.SK12 | - |  |  |  | 1
EQ013694 |  | Fan |  | Tristar Humidifier/Air Cooler | Tristar | Vroegop, Ines Marieke Willemijn | VU/F/BETA/Bedrijfsvoering/Huisvesting | WN.SK12 | - |  |  |  | 1 | AT-5450
EQ013693 |  | Fridge |  | Refridgerator | Siemens | Vroegop, Ines Marieke Willemijn | VU/F/BETA/Bedrijfsvoering/Huisvesting | WN.SK12 | - |  |  |  | 1
EQ013692 |  | Speakers |  | Vonyx Speaker | Vonyx | Vroegop, Ines Marieke Willemijn | VU/F/BETA/Bedrijfsvoering/Huisvesting | WN.SK12 | - |  |  |  | 1 | SL10 PA Disco Speaker
EQ013691 | 007709 | Lamp |  | Lamp | Omax | Rosier, JC | VU/F/BETA/TC/FMI | WN.FMI-Basement | - |  |  |  | 1
EQ013690 |  | Computer |  | Computer | Omax | Rosier, JC | VU/F/BETA/TC/FMI | WN.FMI-Basement | - |  |  |  | 1
EQ013689 |  | Water Jet Machine |  | Jet Machine Pump | Omax | Rosier, JC | VU/F/BETA/TC/FMI | WN.FMI-Basement | - |  |  |  | 1 | EnduroMax Pump
EQ013688 |  | Water Jet Machine |  | Jet Machine | Omax | Rosier, JC | VU/F/BETA/TC/FMI | WN.FMI-Basement | - |  |  |  | 1 | 55100 JetMachining Center
EQ013687 |  | Pump Controller |  | Jet Machine Controller | Omax | Rosier, JC | VU/F/BETA/TC/FMI | WN.FMI-Basement | - |  |  |  | 1
EQ013686 | 008245 | Shotblast Cabinet |  | Shotblast Cabinet | Rosler | Rosier, JC | VU/F/BETA/TC/FMI | WN.S010C | - |  |  |  | 1 | ST1000PS
EQ013685 | 012127 | Hydraulic Press |  | Hydraulic Press | Schneider Electric | Rosier, JC | VU/F/BETA/TC/FMI | WN.S010C | - |  |  |  | 1
EQ013684 | 000805 | Vibrator |  | Circular Vibrator | Rosler | Rosier, JC | VU/F/BETA/TC/FMI | WN.S010C | - |  |  |  | 1
EQ013683 |  | Extension Cable |  | Extension Cable | Brennenstuhl | Rosier, JC | VU/F/BETA/TC/FMI | WN.S008 | - |  |  |  | 1
EQ013682 |  | Vacuum Pump |  | Vacuum Pump | APPION | Rosier, JC | VU/F/BETA/TC/FMI | WN.S008 | - |  |  |  | 1 | G5 Twin-EP
EQ013681 |  | Drill |  | Drill | Metabo | Rosier, JC | VU/F/BETA/TC/FMI | WN.S008 | - |  |  |  | 1
EQ013680 | 007203 | Power Supply |  | Delta Power Supply | Delta Elektronika | Rosier, JC | VU/F/BETA/TC/FMI | WN.S010C | - |  |  |  | 1 | D 050-10
EQ013679 |  | Lamp |  | Light Stick | SVANKO | Rosier, JC | VU/F/BETA/TC/FMI | WN.S008 | - |  |  |  | 1
EQ013678 | 008916 | Hot Plate |  | Domo Cooking Plate | DOMO | Rosier, JC | VU/F/BETA/TC/FMI | WN.S010C | - |  |  |  | 1
EQ013677 |  | Extension Cable |  | Extension Cable | Brennenstuhl | Rosier, JC | VU/F/BETA/TC/FMI | WN.S008 | - |  |  |  | 1
EQ013676 |  | Oven |  | Memmert Oven | Memmert | Rosier, JC | VU/F/BETA/TC/FMI | WN.S010C | - |  |  |  | 1 | U 50ü
EQ013675 |  | Multimeter |  | Digital Multimeter | VU | Rosier, JC | VU/F/BETA/TC/FMI | WN.S008 | - |  |  |  | 1
EQ013674 |  | Extension Cable |  | Extension Cable | VU | Rosier, JC | VU/F/BETA/TC/FMI | WN.S008 | - |  |  |  | 1
EQ013673 |  | Vacuum Pump |  | Vacuum Pump | Vacuubrand | Rosier, JC | VU/F/BETA/TC/FMI | WN.S008 | - |  |  |  | 1
EQ013672 | 000808 | Vacuum Cleaner |  | Ringler Vacuum Cleaner | Ringler | Rosier, JC | VU/F/BETA/TC/FMI | WN.S010C | - |  |  |  | 1 | RI 300-W 2
EQ013671 |  | Extension Cable |  | Extension Cable | VU | Rosier, JC | VU/F/BETA/TC/FMI | WN.S010C | - |  |  |  | 1
EQ013670 | 104953 | Oven |  | Oven | Heraeus | Rosier, JC | VU/F/BETA/TC/FMI | WN.S008 | - |  |  |  | 1
EQ013669 |  | Ultrasonic Cleaner |  | Ultrasonic Cleaner | HBM | Rosier, JC | VU/F/BETA/TC/FMI | WN.S010C | - |  |  |  | 1 | 6L
EQ013668 | 006263 | Dishwasher |  | Dishwasher | LANCER | Rosier, JC | VU/F/BETA/TC/FMI | WN.S008 | - |  |  |  | 1
EQ013667 | 000209 | Welding Station |  | Welding Device | TEMI | Rosier, JC | VU/F/BETA/TC/FMI | WN.S008 | - |  |  |  | 1 | DCT-500
EQ013666 |  | Ultrasonic Cleaner |  | Ultrasonic Cleaner | Elma | Rosier, JC | VU/F/BETA/TC/FMI | WN.S010C | - |  |  |  | 1 | Transsonic T890
EQ013665 | 000209 | Welding Station |  | Welding Device | TEMI | Rosier, JC | VU/F/BETA/TC/FMI | WN.S008 | - |  |  |  | 1 | DCT-500
EQ013664 | 000142 | Lamp |  | Lamp | Illutec | Rosier, JC | VU/F/BETA/TC/FMI | WN.S008 | - |  |  |  | 1 | Argus
EQ013663 | 000210 | Welding Station |  | Welding Device | VU | Rosier, JC | VU/F/BETA/TC/FMI | WN.S008 | - |  |  |  | 1
EQ013662 |  | Extension Cable |  | Extension Cable | VU | Rosier, JC | VU/F/BETA/TC/FMI | WN.S008 | - |  |  |  | 1
EQ013661 | 000191 | Welding Station |  | Welding Device | VU | Rosier, JC | VU/F/BETA/TC/FMI | WN.S008 | - |  |  |  | 1
EQ013660 | 008209 | Welding Station |  | Welding Device | LAMPERT | Rosier, JC | VU/F/BETA/TC/FMI | WN.S008 | - |  |  |  | 1 | PUK 3 Plus
EQ013659 |  | Plate Bending Machine |  | Acrylic Bending Machine | VU | Rosier, JC | VU/F/BETA/TC/FMI | WN.S006 | - |  |  |  | 1
EQ013658 |  | Electric Motor |  | AEG Electric Motor | AEG | Rosier, JC | VU/F/BETA/TC/FMI | WN.S006 | - |  |  |  | 1 | AMEB 71 FY4 R3 N1
EQ013657 |  | Workbench |  | Router Table | VU | Rosier, JC | VU/F/BETA/TC/FMI | WN.S006 | - |  |  |  | 1
EQ013656 |  | Vacuum Cleaner |  | Vacuum Cleaner | Festool | Rosier, JC | VU/F/BETA/TC/FMI | WN.S006 | - |  |  |  | 1 | Festo SR 151 E-AS
EQ013655 |  | Hoist/Lift |  | Electric Chain Hoist | GIS | Rosier, JC | VU/F/BETA/TC/FMI | WN.S006 | - |  |  |  | 1
EQ013654 |  | Plate Bending Machine |  | Acrylic Bending Machine | H.P. Burger | Rosier, JC | VU/F/BETA/TC/FMI | WN.S006 | - |  |  |  | 1 | HBR
EQ013653 | 008288 | Pipe Bending Machine |  | Pipe Bender | CBC | Rosier, JC | VU/F/BETA/TC/FMI | WN.S006 | - |  |  |  | 1 | Mod. UNI 42
EQ013652 | 007528 | Drill |  | Skil Drill | Skil | Rosier, JC | VU/F/BETA/TC/FMI | WN.S006 | - |  |  |  | 1 | 1491H1
EQ013651 | 008072 | Grinder |  | Metabo Angle Grinder | Metabo | Rosier, JC | VU/F/BETA/TC/FMI | WN.S006 | - |  |  |  | 1 | W 20 180
EQ013650 |  | Grinder |  | Bosch Angle Grinder | Bosch | Rosier, JC | VU/F/BETA/TC/FMI | WN.S006 | - |  |  |  | 1 | GWS 9-125 S
EQ013649 | 008074 | Grinder |  | Bosch Angle Grinder | Bosch | Rosier, JC | VU/F/BETA/TC/FMI | WN.S006 | - |  |  |  | 1 | 0 601 702 703
EQ013648 | 008292 | Grinder |  | Metabo Angle Grinder | Metabo | Rosier, JC | VU/F/BETA/TC/FMI | WN.S006 | - |  |  |  | 1 | W8-125
EQ013647 | 008290 | Radio |  | Stereo Receiver | Technics | Rosier, JC | VU/F/BETA/TC/FMI | WN.S006 | - |  |  |  | 1 | SA-GX170
EQ013646 | 000195 | Extension Cable |  | Extension Cable | VU | Rosier, JC | VU/F/BETA/TC/FMI | WN.S006 | - |  |  |  | 1
EQ013645 |  | Light Source |  | Light Source | Schott | Rosier, JC | VU/F/BETA/TC/FMI | WN.S006 | - |  |  |  | 1 | KL 1500 HAL
EQ013644 |  | Welding Station |  | Weld Cleaner | Mijlpaalprodukten (MP) | Rosier, JC | VU/F/BETA/TC/FMI | WN.S006 | - |  |  |  | 1 | WELDbrush 400
EQ013643 |  | Welding Station |  | MIG Welder | Migatronic | Rosier, JC | VU/F/BETA/TC/FMI | WN.S006 | - |  |  |  | 1 | Automig2 273i
EQ013642 |  | Welding Station |  | TIG Welder | Migatronic | Rosier, JC | VU/F/BETA/TC/FMI | WN.S006 | - |  |  |  | 1 | PI 200
EQ013641 |  | Milling Machine |  | Milling Machine | Kunzmann | Rosier, JC | VU/F/BETA/TC/FMI | WN.S005 | - |  |  |  | 1 | WF 4/3
EQ013640 | 007452 | Drill |  | Drilling Machine | Cincinnati Chomienne | Rosier, JC | VU/F/BETA/TC/FMI | WN.S005 | - |  |  |  | 1 | Type PE
EQ013639 | 008293 | Grinder |  | Grinder | Lafert | Rosier, JC | VU/F/BETA/TC/FMI | WN.S006 | - |  |  |  | 1 | LMB 63 S2
EQ013638 |  | Oven |  | Oven | VU | Rosier, JC | VU/F/BETA/TC/FMI | WN.S005A | - |  |  |  | 1
EQ013637 |  | Oscilloscope |  | Oscilloscope 1GHz | Siglent | Stoop, Albert | VU/F/BETA/N&S/BMB | WN.U037 | - |  |  |  | 1 | SDS3104X HD
EQ013636 | 007853 | Turntable |  | Telwin Turning Table | Telwin | Rosier, JC | VU/F/BETA/TC/FMI | WN.S006 | - |  |  |  | 1 | TR300
EQ013635 |  | Computer |  | HP Computer | Hewlett Packard (HP) | Rosier, JC | VU/F/BETA/TC/FMI | WN.S005A | - |  |  |  | 1 | Z600
EQ013634 |  | Computer Monitor |  | Dell Monitor | Dell | Rosier, JC | VU/F/BETA/TC/FMI | WN.S005A | - |  |  |  | 1
EQ013633 |  | Multimeter |  | Digital Multimeter | Sparkfun Electronics | Rosier, JC | VU/F/BETA/TC/FMI | WN.S005A | - |  |  |  | 1 | VC830L
EQ013632 |  | Drill |  | Drill | Bosch | Rosier, JC | VU/F/BETA/TC/FMI | WN.S005A | - |  |  |  | 1
EQ013631 |  | Solder Fume Absorber |  | Welding Fume Extractor | Plymovent | Rosier, JC | VU/F/BETA/TC/FMI | WN.S006 | - |  |  |  | 1 | Mobile go
EQ013630 |  | Microscope |  | Microscope | LZOS | Rosier, JC | VU/F/BETA/TC/FMI | WN.S005A | - |  |  |  | 1 | OGME-PE
EQ013629 |  | Pedal |  | Pedal Switch | Linemaster | Rosier, JC | VU/F/BETA/TC/FMI | WN.S006 | - |  |  |  | 1 | Aquiline 971 DJ
EQ013628 | 007726 | Lamp |  | Lamp | VU | Rosier, JC | VU/F/BETA/TC/FMI | WN.S005A | - |  |  |  | 1
EQ013627 |  | Pedal |  | Pedal Switch | VU | Rosier, JC | VU/F/BETA/TC/FMI | WN.S006 | - |  |  |  | 1
EQ013626 |  | Soldering Iron/Machine |  | Soldering Station | Weller | Rosier, JC | VU/F/BETA/TC/FMI | WN.S005A | - |  |  |  | 1 | 52102199
EQ013625 |  | Extension Cable |  | Extension Cable | Brennenstuhl | Rosier, JC | VU/F/BETA/TC/FMI | WN.S005A | - |  |  |  | 1
EQ013624 |  | Extension Cable |  | Extension Cable | Brennenstuhl | Rosier, JC | VU/F/BETA/TC/FMI | WN.S005A | - |  |  |  | 1
EQ013623 |  | Balance |  | Scale | HALK | Rosier, JC | VU/F/BETA/TC/FMI | WN.S005A | - |  |  |  | 1 | K01
EQ013622 | 008118 | Soldering Iron/Machine |  | Soldering Iron (Hatchet) | Ersa | Rosier, JC | VU/F/BETA/TC/FMI | WN.S006 | - |  |  |  | 1 | 150P
EQ013621 | 008119 | Soldering Iron/Machine |  | Soldering Iron | Zeva | Rosier, JC | VU/F/BETA/TC/FMI | WN.S006 | - |  |  |  | 1
EQ013620 | 008115 | Soldering Iron/Machine |  | Soldering Iron | VU | Rosier, JC | VU/F/BETA/TC/FMI | WN.S006 | - |  |  |  | 1
EQ013619 | 008089 | Soldering Iron/Machine |  | Soldering Iron | Zeva | Rosier, JC | VU/F/BETA/TC/FMI | WN.S006 | - |  |  |  | 1
EQ013618 | 008120 | Soldering Iron/Machine |  | Soldering Iron | Ersa | Rosier, JC | VU/F/BETA/TC/FMI | WN.S006 | - |  |  |  | 1 | TIP 16
EQ013617 | 008090 | Soldering Iron/Machine |  | Soldering Iron | Ersa | Rosier, JC | VU/F/BETA/TC/FMI | WN.S006 | - |  |  |  | 1 | 30W
EQ013616 | 008088 | Oven |  | Heraeus Oven | Heraeus | Rosier, JC | VU/F/BETA/TC/FMI | WN.S006 | - |  |  |  | 1 | T 20
EQ013615 | 000212 | Oven |  | Heraeus Hardening Furnace | Heraeus | Rosier, JC | VU/F/BETA/TC/FMI | WN.S006 | - |  |  |  | 1 | MR 170
EQ013614 | 008087 | Extension Cable |  | Extension Cable | VU | Rosier, JC | VU/F/BETA/TC/FMI | WN.S006 | - |  |  |  | 1
EQ013613 | 008071 | Fridge |  | Bosch Fridge | Bosch | Rosier, JC | VU/F/BETA/TC/FMI | WN.S006 | - |  |  |  | 1 | KTR1670
EQ013612 | PhD Set 4 | Pipette |  | Pipette P2 | Gilson | Sadighi, Artadokht | VU/F/BETA/S&F/BAC | O2.07W39 | - |  |  |  | 1 | Pipetman
EQ013611 | PhD Set 4 | Pipette |  | Pipette P200 | Gilson | Sadighi, Artadokht | VU/F/BETA/S&F/BAC | O2.07W39 | - |  |  |  | 1 | Pipetman
EQ013610 | PhD Set 4; 219 | Pipette |  | Pipette P20 | Gilson | Sadighi, Artadokht | VU/F/BETA/S&F/BAC | O2.07W39 | - |  |  |  | 1 | Pipetman
EQ013609 | MB22182 | Pipette |  | Gilson Pipetman P2 | Gilson | Sadighi, Artadokht | VU/F/BETA/S&F/BAC | O2.06W33 | - |  |  |  | 1 | Pipetman P2
EQ013608 | PhD Set 4 | Pipette |  | Pipette P1000 | Gilson | Sadighi, Artadokht | VU/F/BETA/S&F/BAC | O2.07W39 | - |  |  |  | 1 | Pipetman
EQ013607 |  | Pipette |  | Gilson Pipetman P20 | Gilson | Bebelman, JPM | VU/F/BETA/S&F/Medchem/RBS | O2.03E41A | - |  |  |  | 1 | Pipetman P20
EQ013606 |  | Pipette |  | Gilson Pipetman P1000 | Gilson | Bebelman, JPM | VU/F/BETA/S&F/Medchem/RBS | O2.03E41A | - |  |  |  | 1 | Pipetman P1000
EQ013605 |  | Pipette |  | Gilson Pipetman P200N | Gilson | Bebelman, JPM | VU/F/BETA/S&F/Medchem/RBS | O2.03E41A | - |  |  |  | 1 | Pipetman P200N
EQ013604 |  | Pipette |  | Pipette Controller | Brand | Bebelman, JPM | VU/F/BETA/S&F/Medchem/RBS | O2.03E41A | - |  |  |  | 1
EQ013603 |  | Pipette |  | Gilson Pipetman P1000 | Gilson | Bebelman, JPM | VU/F/BETA/S&F/Medchem/RBS | O2.03E41A | - |  |  |  | 1 | Pipetman P1000
EQ013602 |  | Pipette |  | Gilson Pipetman P20 | Gilson | Bebelman, JPM | VU/F/BETA/S&F/Medchem/RBS | O2.03E41A | - |  |  |  | 1 | Pipetman P20
EQ013601 |  | Pipette |  | Gilson Pipetman P200 | Gilson | Bebelman, JPM | VU/F/BETA/S&F/Medchem/RBS | O2.03E41A | - |  |  |  | 1 | Pipetman P200
EQ013600 |  | Pipette |  | Brand Dispensette | Brand | Bebelman, JPM | VU/F/BETA/S&F/Medchem/RBS | O2.03E41A | - |  |  |  | 1 | Dispensette
EQ013599 |  | Vacuum Pump |  | Vacuum Pump | Vacuubrand | Bebelman, JPM | VU/F/BETA/S&F/Medchem/RBS | O2.03E41A | - |  |  |  | 1 | PC 3004 VARIO
EQ013598 |  | Pipette |  | Biohit Pipette Controller | Biohit | Bebelman, JPM | VU/F/BETA/S&F/Medchem/RBS | O2.03E41A | - |  |  |  | 1 | Midi Plus
EQ013597 | 010589 | Vortex |  | Vortex | Retsch | Bebelman, JPM | VU/F/BETA/S&F/Medchem/RBS | O2.03E41A | - |  |  |  | 1 | MIX TM01
EQ013596 |  | Pump/Compressor |  | Pipet-aid | Drummond | Bebelman, JPM | VU/F/BETA/S&F/Medchem/RBS | O2.03E41A | - |  |  |  | 1 | Pipet-Aid
EQ013595 |  | Biological Safety Cabinet |  | Biosafety Cabinet | Kojair | Bebelman, JPM | VU/F/BETA/S&F/Medchem/RBS | O2.03E41A | - |  |  |  | 1 | BioWizard Silver SL-130 C Blue Series
EQ013594 |  | Biological Safety Cabinet |  | Biosafety Cabinet | Kojair | Bebelman, JPM | VU/F/BETA/S&F/Medchem/RBS | O2.03E41A | - |  |  |  | 1 | BioWizard Silver SL-130 C Blue Series
EQ013593 | 002150 | Centrifuge |  | Heraeus Centrifuge | Heraeus | Bebelman, JPM | VU/F/BETA/S&F/Medchem/RBS | O2.03E41A | - |  |  |  | 1 | FunctionLine Labofuge 400R
EQ013592 | BIBRO-865 | Fridge |  | Liebherr Fridge | Liebherr | Bebelman, JPM | VU/F/BETA/S&F/Medchem/RBS | O2.03E41A | - |  |  |  | 1 | MediLine
EQ013591 | 010569 | Orbital shaker |  | Heidolph Orbital Shaker | Heidolph | Bebelman, JPM | VU/F/BETA/S&F/Medchem/RBS | O2.03E41A | - |  |  |  | 1 | Rotamax 120
EQ013590 |  | Extension Cable |  | Extension Cable | VU | Bebelman, JPM | VU/F/BETA/S&F/Medchem/RBS | O2.03E41A | - |  |  |  | 1
EQ013589 | 010519 | Adapter |  | Adapter | VU | Bebelman, JPM | VU/F/BETA/S&F/Medchem/RBS | O2.03E41A | - |  |  |  | 1
EQ013588 | 002160 | Incubator |  | Incubator | Heraeus | Bebelman, JPM | VU/F/BETA/S&F/Medchem/RBS | O2.03E41A | - |  |  |  | 1 | Heracell 150
EQ013587 |  | Incubator |  | CO2 Incubator | Thermo Fisher Scientific | Bebelman, JPM | VU/F/BETA/S&F/Medchem/RBS | O2.03E41A | - |  |  |  | 1 | HeraCell 150i
EQ013586 | BIBRO-1108 | Fridge |  | Liebherr Fridge | Liebherr | Bebelman, JPM | VU/F/BETA/S&F/Medchem/RBS | O2.03E41A | - |  |  |  | 1 | MediLine
EQ013585 | BIBRO-707 | Freezer |  | Liebherr Freezer | Liebherr | Bebelman, JPM | VU/F/BETA/S&F/Medchem/RBS | O2.03E41A | - |  |  |  | 1 | MediLine
EQ013584 | RA-033300 | Data Logger |  | Bibro IP | VU | Bebelman, JPM | VU/F/BETA/S&F/Medchem/RBS | O2.03E41A | - |  |  |  | 1 | BibroIPv2
EQ013583 | 003546 | Centrifuge |  | Mini Centrifuge | Labnet | Bebelman, JPM | VU/F/BETA/S&F/Medchem/RBS | O2.03E41A | - |  |  |  | 1 | C-1200
EQ013582 |  | Microscope |  | Inverted Microscope | Wild Heerbrugg | Bebelman, JPM | VU/F/BETA/S&F/Medchem/RBS | O2.03E41A | - |  |  |  | 1 | M40-58062
EQ013581 | 002218 | Power Supply |  | Leitz Power Supply | Leitz | Bebelman, JPM | VU/F/BETA/S&F/Medchem/RBS | O2.03E41A | - |  |  |  | 1
EQ013580 |  | Cell Counter |  | Automated Cell Counter | Logos | Bebelman, JPM | VU/F/BETA/S&F/Medchem/RBS | O2.03E41A | - |  |  |  | 1 | Luna II
EQ013579 |  | Label Writer |  | Dymo Label Printer | Dymo | Bebelman, JPM | VU/F/BETA/S&F/Medchem/RBS | O2.03E41A | - |  |  |  | 1 | LabelManager 450D
EQ013578 | 010596 | Radio |  | Radio | Denver | Bebelman, JPM | VU/F/BETA/S&F/Medchem/RBS | O2.03E41A | - |  |  |  | 1
EQ013577 |  | Pipette |  | Mettler Pipette 2-20µL | Eppendorf | Bebelman, JPM | VU/F/BETA/S&F/Medchem/RBS | O2.03E41A | - |  |  |  | 1 | VoluMate 2-20µL
EQ013576 |  | Pipette |  | Eppendorf Pipette 20-200μL | Eppendorf | Bebelman, JPM | VU/F/BETA/S&F/Medchem/RBS | O2.03E41A | - |  |  |  | 1 | Research 200
EQ013575 |  | Pipette |  | Gilson Pipetman P20N | Gilson | Bebelman, JPM | VU/F/BETA/S&F/Medchem/RBS | O2.03E41A | - |  |  |  | 1 | Pipetman P20N
EQ013574 |  | Pipette |  | Gilson Pipetman P1000 | Gilson | Bebelman, JPM | VU/F/BETA/S&F/Medchem/RBS | O2.03E41A | - |  |  |  | 1 | Pipetman P1000
EQ013573 | 002215 | Adapter |  | Adapter | VU | Bebelman, JPM | VU/F/BETA/S&F/Medchem/RBS | O2.03E41A | - |  |  |  | 0
EQ013572 | 002215 | Adapter |  | Adapter | Jencons-PLS | Bebelman, JPM | VU/F/BETA/S&F/Medchem/RBS | O2.03E41A | - |  |  |  | 1
EQ013571 |  | Adapter |  | Adapter | VU | Bebelman, JPM | VU/F/BETA/S&F/Medchem/RBS | O2.03E41A | - |  |  |  | 1
EQ013570 | 010592 | Adapter |  | Adapter | VU | Bebelman, JPM | VU/F/BETA/S&F/Medchem/RBS | O2.03E41A | - |  |  |  | 1
EQ013569 | 007482 | Water Bath |  | GFL Water Bath | GFL | Bebelman, JPM | VU/F/BETA/S&F/Medchem/RBS | O2.03E41A | - |  |  |  | 1
EQ013568 |  | Electroporator |  | Electroporation System | Amaxa | Bebelman, JPM | VU/F/BETA/S&F/Medchem/RBS | O2.03E41A | - |  |  |  | 1 | Nucleofector I
EQ013567 | ThermoMixer 5382000015 | Shaker/Mixer |  | ThermoMixer C w/o thermob. 220-240V INT | Eppendorf | Gouwenberg, Y | VU/F/BETA/CNCR/MCN | WN.C321 | - |  |  |  | 1 | ThermoMixer C w/o thermob. 220-240V INT
EQ013566 | 011547 | Power Supply |  | Power Supply | Siewers en Niesel | Bebelman, JPM | VU/F/BETA/S&F/Medchem/RBS | O2.03E83 | - |  |  |  | 1
EQ013565 |  | Power Supply |  | Power Supply | BioLogic | Bebelman, JPM | VU/F/BETA/S&F/Medchem/RBS | O2.03E83 | - |  |  |  | 1 | PS 215
EQ013564 |  | Timer |  | Timer | VU | Bebelman, JPM | VU/F/BETA/S&F/Medchem/RBS | O2.03E83 | - |  |  |  | 1
EQ013563 |  | Amplifier |  | Microelectrode Amplifier | BioLogic | Bebelman, JPM | VU/F/BETA/S&F/Medchem/RBS | O2.03E83 | - |  |  |  | 1 | VF 102 Dual Microelectrode Amplifier HS180
EQ013562 |  | Light Source |  | Light Source | Carl Zeiss | Bebelman, JPM | VU/F/BETA/S&F/Medchem/RBS | O2.03E83 | - |  |  |  | 1 | HBO 100W
EQ013561 |  | Computer |  | Vcase Computer | VCase Electronics | Bebelman, JPM | VU/F/BETA/S&F/Medchem/RBS | O2.03E83 | - |  |  |  | 1
EQ013560 |  | Computer Monitor |  | Sony Computer Monitor | Sony | Bebelman, JPM | VU/F/BETA/S&F/Medchem/RBS | O2.03E83 | - |  |  |  | 1
EQ013559 |  | Power Supply |  | Power Supply | VU | Bebelman, JPM | VU/F/BETA/S&F/Medchem/RBS | O2.03E83 | - |  |  |  | 1
EQ013558 | 011497 | Pump Controller |  | Pump Controller | Lorenz | Bebelman, JPM | VU/F/BETA/S&F/Medchem/RBS | O2.03E83 | - |  |  |  | 1 | MPCU-3
EQ013557 | 011507 | Amplifier |  | Axopatch | Axon Instruments | Bebelman, JPM | VU/F/BETA/S&F/Medchem/RBS | O2.03E83 | - |  |  |  | 1 | Axopatch 200
EQ013556 |  | Vibration Isolator |  | Vibration Isolator Table | Technical Manufacturing Corporation (TMC) | Bebelman, JPM | VU/F/BETA/S&F/Medchem/RBS | O2.03E83 | - |  |  |  | 1 | 63-54T06 MICRO-G
EQ013555 |  | Camera |  | Watec Camera | Watec | Bebelman, JPM | VU/F/BETA/S&F/Medchem/RBS | O2.03E83 | - |  |  |  | 1 | WAT-902B
EQ013554 |  | Nanoposition Controller |  | LN Micromanipulator | Luigs and Newman | Bebelman, JPM | VU/F/BETA/S&F/Medchem/RBS | O2.03E83 | - |  |  |  | 1 | Combi 25
EQ013553 |  | Microscope |  | Zeiss Microscope | Carl Zeiss | Bebelman, JPM | VU/F/BETA/S&F/Medchem/RBS | O2.03E83 | - |  |  |  | 1 | Axiovert 35
EQ013552 |  | Manometer |  | Digital Manometer | Greisinger - GHM Meettechniek B.V. | Bebelman, JPM | VU/F/BETA/S&F/Medchem/RBS | O2.03E83 | - |  |  |  | 1 | GDH 13 AN
EQ013551 |  | Flow Controller |  | Syringe Flow Controller | VU | Bebelman, JPM | VU/F/BETA/S&F/Medchem/RBS | O2.03E83 | - |  |  |  | 1
EQ013550 | 011499 | Extension Cable |  | Extension Cable | VU | Bebelman, JPM | VU/F/BETA/S&F/Medchem/RBS | O2.03E83 | - |  |  |  | 1
EQ013549 | 011496 | Amplifier |  | Axopatch | Axon Instruments | Bebelman, JPM | VU/F/BETA/S&F/Medchem/RBS | O2.03E83 | - |  |  |  | 1 | Axopatch 200A
EQ013548 | 011505 | Temperature Control Module |  | LM Temperature Controller | Luigs and Newman | Bebelman, JPM | VU/F/BETA/S&F/Medchem/RBS | O2.03E83 | - |  |  |  | 1 | SM I
EQ013547 | 011506 | Data Acquisition Instrument |  | Data Acquisition Instrument | Axon Instruments | Bebelman, JPM | VU/F/BETA/S&F/Medchem/RBS | O2.03E83 | - |  |  |  | 1 | Digidata 1320A
EQ013546 | 010483 | Timer |  | Timer | VU | Bebelman, JPM | VU/F/BETA/S&F/Medchem/RBS | O2.03E83 | - |  |  |  | 1
EQ013545 |  | Valve Driver |  | 8-Channel Pinch-Valve Controller | VU | Bebelman, JPM | VU/F/BETA/S&F/Medchem/RBS | O2.03E83 | - |  |  |  | 1
EQ013544 | 021037 | Computer |  | HP Computer | Hewlett Packard (HP) | Bebelman, JPM | VU/F/BETA/S&F/Medchem/RBS | O2.03E83 | - |  |  |  | 1 | Compaq dc7800 CMT
EQ013543 |  | Power Supply |  | Microscope Light Power Supply | Carl Zeiss | Bebelman, JPM | VU/F/BETA/S&F/Medchem/RBS | O2.03E83 | - |  |  |  | 1 | NAG2
EQ013542 | 012424 | Amplifier |  | Axopatch | Axon Instruments | Bebelman, JPM | VU/F/BETA/S&F/Medchem/RBS | O2.03E83 | - |  |  |  | 1 | Axopatch 200B
EQ013541 | 020375 | Computer Monitor |  | Dell Computer Monitor | Dell | Bebelman, JPM | VU/F/BETA/S&F/Medchem/RBS | O2.03E83 | - |  |  |  | 1 | P2311Hb
EQ013540 | 032820 | Computer |  | HP Computer | Hewlett Packard (HP) | Bebelman, JPM | VU/F/BETA/S&F/Medchem/RBS | O2.03E83 | - |  |  |  | 1 | ProDesk 600 G1 SFF
EQ013539 | 020374 | Computer Monitor |  | Dell Computer Monitor | Dell | Bebelman, JPM | VU/F/BETA/S&F/Medchem/RBS | O2.03E83 | - |  |  |  | 1 | P2311Hb
EQ013538 |  | Data Acquisition Instrument |  | Data Acquisition Instrument | Axon Instruments | Bebelman, JPM | VU/F/BETA/S&F/Medchem/RBS | O2.03E83 | - |  |  |  | 1 | Digidata 1550B
EQ013537 |  | Amplifier |  | Axoclamp | Axon Instruments | Bebelman, JPM | VU/F/BETA/S&F/Medchem/RBS | O2.03E83 | - |  |  |  | 1 | Axoclamp 900A
EQ013536 | 011500 | Extension Cable |  | Extension Cable | VU | Bebelman, JPM | VU/F/BETA/S&F/Medchem/RBS | O2.03E83 | - |  |  |  | 1
EQ013535 |  | Vibration Isolator |  | Vibration Isolator Table | Technical Manufacturing Corporation (TMC) | Bebelman, JPM | VU/F/BETA/S&F/Medchem/RBS | O2.03E83 | - |  |  |  | 1 | 63-541 MICRO-G
EQ013534 |  | Flow Controller |  | Syringe Flow Controller | VU | Bebelman, JPM | VU/F/BETA/S&F/Medchem/RBS | O2.03E83 | - |  |  |  | 1
EQ013533 |  | Microscope |  | Zeiss Microscope | Carl Zeiss | Bebelman, JPM | VU/F/BETA/S&F/Medchem/RBS | O2.03E83 | - |  |  |  | 1 | Stemi SV 6
EQ013532 |  | Lamp |  | Lamp | VU | Bebelman, JPM | VU/F/BETA/S&F/Medchem/RBS | O2.03E83 | - |  |  |  | 1
EQ013531 |  | LED Controller |  | LED Control Unit | VU | Bebelman, JPM | VU/F/BETA/S&F/Medchem/RBS | O2.03E83 | - |  |  |  | 1
EQ013530 |  | Microscope |  | Olympus Microscope | Olympus | Bebelman, JPM | VU/F/BETA/S&F/Medchem/RBS | O2.03E83 | - |  |  |  | 1 | VMT
EQ013529 |  | Flow Controller |  | Syringe Flow Controller | VU | Bebelman, JPM | VU/F/BETA/S&F/Medchem/RBS | O2.03E83 | - |  |  |  | 1
EQ013528 |  | Valve Driver |  | Pinchvalve Controller TTL | VU | Bebelman, JPM | VU/F/BETA/S&F/Medchem/RBS | O2.03E83 | - |  |  |  | 1
EQ013527 | 010486 | Light Source |  | Olympus Light Source | Olympus | Bebelman, JPM | VU/F/BETA/S&F/Medchem/RBS | O2.03E83 | - |  |  |  | 1 | KL 1500 LCD
EQ013526 |  | Data Acquisition Instrument |  | Data Acquisition Instrument | Axon Instruments | Bebelman, JPM | VU/F/BETA/S&F/Medchem/RBS | O2.03E83 | - |  |  |  | 1 | Digidata 1322A
EQ013525 |  | Computer |  | Compaq Computer | Compaq | Bebelman, JPM | VU/F/BETA/S&F/Medchem/RBS | O2.03E83 | - |  |  |  | 1 | Evo
EQ013524 | 005542 | Amplifier |  | Axoclamp | Axon Instruments | Bebelman, JPM | VU/F/BETA/S&F/Medchem/RBS | O2.03E83 | - |  |  |  | 1 | Axoclamp-2A
EQ013523 | 022921 | Computer Monitor |  | HP Computer Monitor | Hewlett Packard (HP) | Bebelman, JPM | VU/F/BETA/S&F/Medchem/RBS | O2.03E83 | - |  |  |  | 1 | HP L1950g
EQ013522 | 011583 | Extension Cable |  | Extension Cable | Brennenstuhl | Bebelman, JPM | VU/F/BETA/S&F/Medchem/RBS | O2.03E83 | - |  |  |  | 1
EQ013521 |  | Computer Monitor |  | Dell Computer Monitor | Dell | Bebelman, JPM | VU/F/BETA/S&F/Medchem/RBS | O2.03E83 | - |  |  |  | 1 | P2211H
EQ013520 |  | Computer Monitor |  | Dell Computer Monitor | Dell | Bebelman, JPM | VU/F/BETA/S&F/Medchem/RBS | O2.03E83 | - |  |  |  | 1 | 2007FPb
EQ013519 | 021042 | Computer |  | Dell Computer | Dell | Bebelman, JPM | VU/F/BETA/S&F/Medchem/RBS | O2.03E83 | - |  |  |  | 1 | Precision T3400
EQ013518 | 011512 | Motion Controller/Driver |  | Motion Controller | AE | Bebelman, JPM | VU/F/BETA/S&F/Medchem/RBS | O2.03E83 | - |  |  |  | 1 | CMC-4 Computer Motion Control
EQ013517 | 011511 | Amplifier |  | Amplifier | AE | Bebelman, JPM | VU/F/BETA/S&F/Medchem/RBS | O2.03E83 | - |  |  |  | 1 | IPA-2 Ion/Polarographic Amplifier
EQ013516 | 011514 | Microscope |  | Olympus Microscope | Olympus | Bebelman, JPM | VU/F/BETA/S&F/Medchem/RBS | O2.03E83 | - |  |  |  | 1 | IMT 2
EQ013515 | 007362 | Camera |  | Panasonic Camera | Panasonic | Bebelman, JPM | VU/F/BETA/S&F/Medchem/RBS | O2.03E83 | - |  |  |  | 1 | WV-CP284
EQ013514 |  | Extension Cable |  | Extension Cable | Brennenstuhl | Bebelman, JPM | VU/F/BETA/S&F/Medchem/RBS | O2.03E83 | - |  |  |  | 1
EQ013513 |  | Incubator |  | VWR Incubator | VWR | Bebelman, JPM | VU/F/BETA/S&F/Medchem/RBS | O2.03E83 | - |  |  |  | 1 | Incu-Line IL23R Cool
EQ013512 | 010481 | Nanoposition Controller |  | MW Micro Controller | Märzhäuser Wetzlar (MW) | Bebelman, JPM | VU/F/BETA/S&F/Medchem/RBS | O2.03E83 | - |  |  |  | 1 | MS 314
EQ013511 |  | Pipette |  | Gilson Pipetman P20 | Gilson | Bebelman, JPM | VU/F/BETA/S&F/Medchem/RBS | O2.03E83 | - |  |  |  | 1 | Pipetman P20
EQ013510 |  | Adapter |  | Adapter | Honr | Bebelman, JPM | VU/F/BETA/S&F/Medchem/RBS | O2.03E83 | - |  |  |  | 1
EQ013509 |  | Pipette |  | Gilson Pipetman P200 | Gilson | Bebelman, JPM | VU/F/BETA/S&F/Medchem/RBS | O2.03E83 | - |  |  |  | 1 | Pipetman P200
EQ013508 |  | Pipette |  | Gilson Pipetman P200 | Gilson | Bebelman, JPM | VU/F/BETA/S&F/Medchem/RBS | O2.03E83 | - |  |  |  | 1 | Pipetman P200
EQ013507 |  | Pipette |  | Gilson Pipetman P20 | Gilson | Bebelman, JPM | VU/F/BETA/S&F/Medchem/RBS | O2.03E83 | - |  |  |  | 1 | Pipetman P20
EQ013506 |  | Pipette |  | Gilson Pipetman P200 | Gilson | Bebelman, JPM | VU/F/BETA/S&F/Medchem/RBS | O2.03E83 | - |  |  |  | 1 | Pipetman P200
EQ013505 |  | Pipette |  | Gilson Pipetman P200 | Gilson | Bebelman, JPM | VU/F/BETA/S&F/Medchem/RBS | O2.03E83 | - |  |  |  | 1 | Pipetman P200
EQ013504 |  | Pipette |  | Gilson Pipetman P10 | Gilson | Bebelman, JPM | VU/F/BETA/S&F/Medchem/RBS | O2.03E83 | - |  |  |  | 1 | Pipetman P10
EQ013503 |  | Pipette |  | Gilson Pipetman P20 | Gilson | Bebelman, JPM | VU/F/BETA/S&F/Medchem/RBS | O2.03E83 | - |  |  |  | 1 | Pipetman P20
EQ013502 |  | Pipette |  | Gilson Pipetman P20 | Gilson | Bebelman, JPM | VU/F/BETA/S&F/Medchem/RBS | O2.03E83 | - |  |  |  | 1 | Pipetman P20
EQ013501 | 010472 | Signal Generator |  | Cerberus Pulse Generator | VU | Bebelman, JPM | VU/F/BETA/S&F/Medchem/RBS | O2.03E83 | - |  |  |  | 1
EQ013500 | 010471 | Microscope |  | Zeiss Microscope | Carl Zeiss | Bebelman, JPM | VU/F/BETA/S&F/Medchem/RBS | O2.03E83 | - |  |  |  | 1 | ID 03
EQ013499 | 007361 | Polishing System |  | LM Fire Polisher | List-Medical (LM) | Bebelman, JPM | VU/F/BETA/S&F/Medchem/RBS | O2.03E83 | - |  |  |  | 1 | L/M CPZ 101
EQ013498 | 010473 | Microinjector |  | Micropipette Puller | Sutter Instrument Company (SIC) | Bebelman, JPM | VU/F/BETA/S&F/Medchem/RBS | O2.03E83 | - |  |  |  | 1 | P-1000
EQ013497 | 009599 | Microinjector |  | Nanoject II | Drummond | Bebelman, JPM | VU/F/BETA/S&F/Medchem/RBS | O2.03E83 | - |  |  |  | 1 | Nanoject II
EQ013496 |  | Camera |  | VWR Camera | VWR | Bebelman, JPM | VU/F/BETA/S&F/Medchem/RBS | O2.03E83 | - |  |  |  | 1 | VisiCam 1.3
EQ013495 |  | Microscope |  | Byomic Microscope | Byomic Microscopes | Bebelman, JPM | VU/F/BETA/S&F/Medchem/RBS | O2.03E83 | - |  |  |  | 1
EQ013494 | 011515 | Computer Monitor |  | Philips Television Screen | Philips | Bebelman, JPM | VU/F/BETA/S&F/Medchem/RBS | O2.03E83 | - |  |  |  | 1 | 32PFL5606H/12
EQ013493 |  | Speakers |  | Sony Wireless Speaker | Sony | Bebelman, JPM | VU/F/BETA/S&F/Medchem/RBS | O2.03E83 | - |  |  |  | 1 | SRS-XB30
EQ013492 |  | Speakers |  | Kenwood Hi-Fi System | Kenwood | Bebelman, JPM | VU/F/BETA/S&F/Medchem/RBS | O2.03E83 | - |  |  |  | 1 | HM-332
EQ013491 |  | Pipette |  | Gilson Pipetman P20 | Gilson | Bebelman, JPM | VU/F/BETA/S&F/Medchem/RBS | O2.03E83 | - |  |  |  | 1 | Pipetman P20
EQ013490 |  | Pipette |  | Gilson Pipetman P2 | Gilson | Bebelman, JPM | VU/F/BETA/S&F/Medchem/RBS | O2.03E83 | - |  |  |  | 1 | Pipetman P2
EQ013489 |  | Pipette |  | Gilson Pipetman P1000 | Gilson | Bebelman, JPM | VU/F/BETA/S&F/Medchem/RBS | O2.03E83 | - |  |  |  | 1 | Pipetman P1000
EQ013488 |  | Pipette |  | Gilson Pipetman P100 | Gilson | Bebelman, JPM | VU/F/BETA/S&F/Medchem/RBS | O2.03E83 | - |  |  |  | 1 | Pipetman P100
EQ013487 |  | Pipette |  | Gilson Pipetman P200 | Gilson | Bebelman, JPM | VU/F/BETA/S&F/Medchem/RBS | O2.03E83 | - |  |  |  | 1 | Pipetman P200
EQ013486 | 007328 | Vortex |  | Vortex | Scientific Industries Inc. | Bebelman, JPM | VU/F/BETA/S&F/Medchem/RBS | O2.03E83 | - |  |  |  | 1 | Vortex Genie 2 G560E
EQ013485 |  | Centrifuge |  | VWR Microcentrifuge | VWR | Bebelman, JPM | VU/F/BETA/S&F/Medchem/RBS | O2.03E83 | - |  |  |  | 1 | Mini Star Silverline
EQ013484 | 010326 | Vacuum Pump |  | KNF Vacuum Pump | KNF | Bebelman, JPM | VU/F/BETA/S&F/Medchem/RBS | O2.03E83 | - |  |  |  | 1 | Laboport N820.3FT.18
EQ013483 | 021036 | Computer |  | HP Computer | Hewlett Packard (HP) | Bebelman, JPM | VU/F/BETA/S&F/Medchem/RBS | O2.03E83 | - |  |  |  | 1 | Compaq dc7800p CMT
EQ013482 |  | Valve Driver |  | Pinchvalve Controller TTL | VU | Bebelman, JPM | VU/F/BETA/S&F/Medchem/RBS | O2.03E83 | - |  |  |  | 1
EQ013481 | 010533 | Spectrophotometer |  | Pharmacia Spectrophotometer | Pharmacia Biotech | Bebelman, JPM | VU/F/BETA/S&F/Medchem/RBS | O2.03E83 | - |  |  |  | 1 | ultrospec 2000
EQ013480 | 008644 | Ultrasonic Cleaner |  | Branson Ultrasonic Cleaner | Branson | Bebelman, JPM | VU/F/BETA/S&F/Medchem/RBS | O2.03E83 | - |  |  |  | 1 | 2200
EQ013479 |  | Radio |  | CD Player | Technics | Rosier, JC | VU/F/BETA/TC/FMI | WN.S005A | - |  |  |  | 1 | SL-PJ22
EQ013478 | 000148 | Amplifier |  | Synthesizer Tuner | Technics | Rosier, JC | VU/F/BETA/TC/FMI | WN.S005A | - |  |  |  | 1 | ST-GT350
EQ013477 | 000149 | Amplifier |  | Stereo Amplifier | Technics | Rosier, JC | VU/F/BETA/TC/FMI | WN.S005A | - |  |  |  | 1 | SU-V300
EQ013476 | PR-047611 | Printer |  | Printer | Ricoh | Rosier, JC | VU/F/BETA/TC/FMI | WN.S005A | - |  |  |  | 1 | IM C4500
EQ013475 |  | Fridge |  | Refridgerator | Bosch | Rosier, JC | VU/F/BETA/TC/FMI | WN.S005A | - |  |  |  | 1
EQ013474 | 007953 | Lamp |  | Lamp | VU | Rosier, JC | VU/F/BETA/TC/FMI | WN.S005 | - |  |  |  | 1
EQ013473 | 007905 | Digital Indicator |  | Digital Redout | Dr.Johannes Heidenhain | Rosier, JC | VU/F/BETA/TC/FMI | WN.S005 | - |  |  |  | 1
EQ013472 | S005-004 | Digital Indicator |  | Digital Redout | Dr.Johannes Heidenhain | Rosier, JC | VU/F/BETA/TC/FMI | WN.S005 | - |  |  |  | 1
EQ013471 | 007583 | Digital Indicator |  | Digital Redout | Dr.Johannes Heidenhain | Rosier, JC | VU/F/BETA/TC/FMI | WN.S005 | - |  |  |  | 1
EQ013470 | 007582 | Digital Indicator |  | Digital Redout | Dr.Johannes Heidenhain | Rosier, JC | VU/F/BETA/TC/FMI | WN.S005 | - |  |  |  | 1
EQ013469 |  | Lathe |  | Lathe | Kern | Rosier, JC | VU/F/BETA/TC/FMI | WN.S005 | - |  |  |  | 1 | CD480
EQ013468 |  | Milling Machine |  | Milling Machine | Kunzmann | Rosier, JC | VU/F/BETA/TC/FMI | WN.S005 | - |  |  |  | 1 | WF 4/3
EQ013467 | 004472 | Milling Machine |  | Milling Machine | Sachman | Rosier, JC | VU/F/BETA/TC/FMI | WN.S005 | - |  |  |  | 1
EQ013466 |  | Vacuum Cleaner |  | Vacuum Cleaner | Ghibli | Rosier, JC | VU/F/BETA/TC/FMI | WN.S005 | - |  |  |  | 1
EQ013465 | 004473; S005-001 | Machining Center |  | Vertical Machining Center | Mikron | Rosier, JC | VU/F/BETA/TC/FMI | WN.S005 | - |  |  |  | 1 | VCE 750
EQ013464 | 007714 | Drill |  | Drill Press | Band Gfeller | Rosier, JC | VU/F/BETA/TC/FMI | WN.S005 | - |  |  |  | 1 | GT 6-1
EQ013463 | 34750 | Drill |  | Drill Press | Arboga Maskiner | Rosier, JC | VU/F/BETA/TC/FMI | WN.S005 | - |  |  |  | 1 | A 3508 M
EQ013462 | 000473 | Saw |  | Vertical Band Saw | MÖSSNER REKORD | Rosier, JC | VU/F/BETA/TC/FMI | WN.Q006 | - |  |  |  | 1 | SM 420
EQ013461 |  | Vacuum Cleaner |  | Vacuum Cleaner | Electrostar | Rosier, JC | VU/F/BETA/TC/FMI | WN.Q006 | - |  |  |  | 1 | GS
EQ013460 | 000474 | Saw |  | Wall Saw | Elcon | Rosier, JC | VU/F/BETA/TC/FMI | WN.Q006 | - |  |  |  | 1 | Vertical Pannel, Type RS-185
EQ013459 |  | Saw |  | Saw | Holz-Her | Rosier, JC | VU/F/BETA/TC/FMI | WN.Q006 | - |  |  |  | 1
EQ013458 |  | Saw |  | Saw | Hitachi | Rosier, JC | VU/F/BETA/TC/FMI | WN.Q006 | - |  |  |  | 1
EQ013457 |  | Extension Cable |  | Extension Cable | VU | Rosier, JC | VU/F/BETA/TC/FMI | WN.Q006 | - |  |  |  | 1
EQ013456 |  | Saw |  | Router | Festool | Rosier, JC | VU/F/BETA/TC/FMI | WN.Q006 | - |  |  |  | 1 | OF 900E-Set
EQ013455 |  | Saw |  | Jigsaw | Festool | Rosier, JC | VU/F/BETA/TC/FMI | WN.Q006 | - |  |  |  | 1 | Universal 2151 Electronic
EQ013454 |  | Saw |  | Jigsaw | Festool | Rosier, JC | VU/F/BETA/TC/FMI | WN.Q006 | - |  |  |  | 1 | PS 2E - PLUS
EQ013453 |  | Saw |  | Jigsaw | Festool | Rosier, JC | VU/F/BETA/TC/FMI | WN.Q006 | - |  |  |  | 1 | PS 2E - PLUS
EQ013452 |  | Saw |  | Saw | Stihl | Rosier, JC | VU/F/BETA/TC/FMI | WN.Q006 | - |  |  |  | 1 | Demo Type bs75
EQ013451 | 012369 | Saw |  | Circular Saw Bench | Frommia | Rosier, JC | VU/F/BETA/TC/FMI | WN.Q006 | - |  |  |  | 1 | Type 635
EQ013450 | 000160; B3 | Grinder |  | Bench Grinder | Moeller | Rosier, JC | VU/F/BETA/TC/FMI | WN.Q002 | - |  |  |  | 1
EQ013449 |  | Solder Fume Absorber |  | Solder Fume Absorber | Distelkamp-Electronic | Rosier, JC | VU/F/BETA/TC/FMI | WN.Q004 | - |  |  |  | 1 | LDA 1 Euro
EQ013448 |  | Timer |  | Timer/Power Strip | Conrad | Rosier, JC | VU/F/BETA/TC/FMI | WN.Q004 | - |  |  |  | 1 | EMT769A
EQ013447 |  | LED Controller |  | Strobe Light Control | Strobe Automation LTD | Rosier, JC | VU/F/BETA/TC/FMI | WN.Q004 | - |  |  |  | 1 | Stroboscope 16K
EQ013446 |  | Optical Glass Strain Detector |  | Glass Strain Detector | Herbert Arnold | Rosier, JC | VU/F/BETA/TC/FMI | WN.Q004 | - |  |  |  | 1
EQ013445 | 008949 | Shearing Machine |  | Shearing Machine | Baykal | Rosier, JC | VU/F/BETA/TC/FMI | WN.P067 | - |  |  |  | 1 | HGL 3100x6
EQ013444 |  | Drill |  | Drill | Bosch | Rosier, JC | VU/F/BETA/TC/FMI | WN.P067 | - |  |  |  | 0 | GSR 18V-60 FC
EQ013443 |  | Sander |  | Sander | Festool | Rosier, JC | VU/F/BETA/TC/FMI | WN.P067 | - |  |  |  | 0
EQ013442 |  | Extension Cable |  | Extension Cable | Kema Keur | Rosier, JC | VU/F/BETA/TC/FMI | WN.P067 | - |  |  |  | 0
EQ013441 |  | Computer Monitor |  | Dell Monitor | Dell | Rosier, JC | VU/F/BETA/TC/FMI | WN.P067 | - |  |  |  | 1
EQ013440 |  | Computer Monitor |  | Dell Monitor | Dell | Rosier, JC | VU/F/BETA/TC/FMI | WN.P067 | - |  |  |  | 1
EQ013439 |  | Speakers |  | Speakers | Trust | Rosier, JC | VU/F/BETA/TC/FMI | WN.P067 | - |  |  |  | 1
EQ013438 | 54480 | Computer |  | Dell Computer | Dell | Rosier, JC | VU/F/BETA/TC/FMI | WN.P067 | - |  |  |  | 1 | Precision 3630
EQ013437 |  | Computer Monitor |  | Dell Monitor | Dell | Rosier, JC | VU/F/BETA/TC/FMI | WN.S005C | - |  |  |  | 1
EQ013436 |  | Computer Monitor |  | Dell Monitor | Dell | Rosier, JC | VU/F/BETA/TC/FMI | WN.S005C | - |  |  |  | 1
EQ013435 | 54479 | Computer |  | Dell Computer | Dell | Rosier, JC | VU/F/BETA/TC/FMI | WN.S005C | - |  |  |  | 1 | Precision 3630
EQ013434 | 54481 | Computer |  | Dell Computer | Dell | Rosier, JC | VU/F/BETA/TC/FMI | WN.S005C | - |  |  |  | 1 | Precision 3630
EQ013433 |  | Computer Monitor |  | Dell Monitor | Dell | Rosier, JC | VU/F/BETA/TC/FMI | WN.S005C | - |  |  |  | 1
EQ013432 | 54474 | Computer |  | Dell Computer | Dell | Rosier, JC | VU/F/BETA/TC/FMI | WN.S005B | - |  |  |  | 1 | Precision 3630
EQ013431 |  | Computer Monitor |  | Dell Monitor | Dell | Rosier, JC | VU/F/BETA/TC/FMI | WN.S005B | - |  |  |  | 1
EQ013430 |  | Computer Monitor |  | Dell Monitor | Dell | Rosier, JC | VU/F/BETA/TC/FMI | WN.S005B | - |  |  |  | 1
EQ013429 | 056139 | Computer |  | Dell Computer | Dell | Rosier, JC | VU/F/BETA/TC/FMI | WN.S005B | - |  |  |  | 1 | Precision 3630
EQ013428 |  | Computer Monitor |  | Dell Monitor | Dell | Rosier, JC | VU/F/BETA/TC/FMI | WN.S005B | - |  |  |  | 1
EQ013427 |  | Computer Monitor |  | Dell Monitor | Dell | Rosier, JC | VU/F/BETA/TC/FMI | WN.S005B | - |  |  |  | 1
EQ013426 | 54478 | Computer |  | Dell Computer | Dell | Rosier, JC | VU/F/BETA/TC/FMI | WN.S005B | - |  |  |  | 1 | Precision 3630
EQ013425 |  | Extension Cable |  | Extension Cable | VU | Rosier, JC | VU/F/BETA/TC/FMI | WN.S005B | - |  |  |  | 1
EQ013424 |  | Computer Monitor |  | Dell Monitor | Dell | Rosier, JC | VU/F/BETA/TC/FMI | WN.S005B | - |  |  |  | 1
EQ013423 |  | Computer Monitor |  | Dell Monitor | Dell | Rosier, JC | VU/F/BETA/TC/FMI | WN.S005B | - |  |  |  | 1
EQ013422 | 062533 | Computer |  | Dell Computer | Dell | Rosier, JC | VU/F/BETA/TC/FMI | WN.S005B | - |  |  |  | 1 | Precision 3630
EQ013421 |  | Computer Monitor |  | Dell Monitor | Dell | Rosier, JC | VU/F/BETA/TC/FMI | WN.S005B | - |  |  |  | 1
EQ013420 | 060631 | Computer |  | Dell Computer | Dell | Rosier, JC | VU/F/BETA/TC/FMI | WN.S005B | - |  |  |  | 1 | Precision 3630
EQ013419 |  | Computer Monitor |  | Dell Monitor | Dell | Rosier, JC | VU/F/BETA/TC/FMI | WN.S005B | - |  |  |  | 1
EQ013418 |  | Computer Monitor |  | Dell Monitor | Dell | Rosier, JC | VU/F/BETA/TC/FMI | WN.S005B | - |  |  |  | 1
EQ013417 | 065746 | Computer |  | Dell Computer | Dell | Rosier, JC | VU/F/BETA/TC/FMI | WN.S005B | - |  |  |  | 1 | Precision 3660
EQ013416 |  | Laminator |  | Laminator | Leitz | Rosier, JC | VU/F/BETA/TC/FMI | WN.S005B | - |  |  |  | 1 | Office Pro A3
EQ013415 | 058005 | Computer |  | Dell Computer | Dell | Rosier, JC | VU/F/BETA/TC/FMI | WN.S005B | - |  |  |  | 1 | Precision 3630
EQ013414 |  | Computer Monitor |  | Dell Monitor | Dell | Rosier, JC | VU/F/BETA/TC/FMI | WN.S005B | - |  |  |  | 1
EQ013413 |  | Computer Monitor |  | Dell Monitor | Dell | Rosier, JC | VU/F/BETA/TC/FMI | WN.S005B | - |  |  |  | 1
EQ013412 |  | Extension Cable |  | Extension Cable | VU | Rosier, JC | VU/F/BETA/TC/FMI | WN.S005B | - |  |  |  | 1
EQ013411 | 54482 | Computer |  | Dell Computer | Dell | Rosier, JC | VU/F/BETA/TC/FMI | WN.S005B | - |  |  |  | 1 | Precision 3630
EQ013410 |  | Computer Monitor |  | Dell Monitor | Dell | Rosier, JC | VU/F/BETA/TC/FMI | WN.S005B | - |  |  |  | 1
EQ013409 |  | Computer Monitor |  | Dell Monitor | Dell | Rosier, JC | VU/F/BETA/TC/FMI | WN.S005B | - |  |  |  | 1
EQ013408 | 54476 | Computer |  | Dell Computer | Dell | Rosier, JC | VU/F/BETA/TC/FMI | WN.S005B | - |  |  |  | 1 | Precision 3630
EQ013407 |  | Computer Monitor |  | Iiyama Monitor | Iiyama | Rosier, JC | VU/F/BETA/TC/FMI | WN.S005B | - |  |  |  | 1
EQ013406 |  | Computer Monitor |  | Iiyama Monitor | Iiyama | Rosier, JC | VU/F/BETA/TC/FMI | WN.S005B | - |  |  |  | 1
EQ013405 | 54475 | Computer |  | Dell Computer | Dell | Rosier, JC | VU/F/BETA/TC/FMI | WN.S005B | - |  |  |  | 1 | Precision 3630
EQ013404 |  | Computer Monitor |  | Dell Monitor | Dell | Rosier, JC | VU/F/BETA/TC/FMI | WN.S005B | - |  |  |  | 1
EQ013403 |  | Computer Monitor |  | Dell Monitor | Dell | Rosier, JC | VU/F/BETA/TC/FMI | WN.S005B | - |  |  |  | 1
EQ013402 | 54483 | Computer |  | Dell Computer | Dell | Rosier, JC | VU/F/BETA/TC/FMI | WN.S005B | - |  |  |  | 1 | Precision 3630
EQ013401 |  | Computer Monitor |  | Dell Monitor | Dell | Rosier, JC | VU/F/BETA/TC/FMI | WN.S005B | - |  |  |  | 1
EQ013400 |  | Computer Monitor |  | Dell Monitor | Dell | Rosier, JC | VU/F/BETA/TC/FMI | WN.S005B | - |  |  |  | 1
EQ013399 |  | Computer Monitor |  | Philips Computer Monitor | Philips | Bebelman, JPM | VU/F/BETA/S&F/Medchem/RBS | O2.03E77 | - |  |  |  | 1 | 200P7
EQ013398 |  | Computer Monitor |  | HP Computer Monitor | Hewlett Packard (HP) | Bebelman, JPM | VU/F/BETA/S&F/Medchem/RBS | O2.03E77 | - |  |  |  | 1 | HP L1940T
EQ013397 | 003357 | Centrifuge |  | Heraeus Centrifuge | Heraeus | Bebelman, JPM | VU/F/BETA/S&F/Medchem/RBS | O2.03E77 | - |  |  |  | 1 | Biofuge 13
EQ013396 |  | Extension Cable |  | Extension Cable | VU | Bebelman, JPM | VU/F/BETA/S&F/Medchem/RBS | O2.03E77 | - |  |  |  | 1
EQ013395 | 011525 | Fluorescence Detector |  | Fluorescence Detector | Millipore | Bebelman, JPM | VU/F/BETA/S&F/Medchem/RBS | O2.03E77 | - |  |  |  | 1 | Waters 470
EQ013394 | 011524 | Cooling Unit |  | Shimadzu Sample Cooler | Shimadzu | Bebelman, JPM | VU/F/BETA/S&F/Medchem/RBS | O2.03E77 | - |  |  |  | 1 | Sample Cooler
EQ013393 | 011523 | Fraction Collector |  | Shimadzu Fraction Collector | Shimadzu | Bebelman, JPM | VU/F/BETA/S&F/Medchem/RBS | O2.03E77 | - |  |  |  | 1 | FRC-10A
EQ013392 | 011528 | Column Oven |  | Shimadzu Column Oven | Shimadzu | Bebelman, JPM | VU/F/BETA/S&F/Medchem/RBS | O2.03E77 | - |  |  |  | 1 | CTO-10AC
EQ013391 | 011527 | Absorbance Detector |  | Shimadzu Detector | Shimadzu | Bebelman, JPM | VU/F/BETA/S&F/Medchem/RBS | O2.03E77 | - |  |  |  | 1 | SPD-M10Avp
EQ013390 | 011526 | Conductivity Detector |  | Shimadzu Conductivity Detector | Shimadzu | Bebelman, JPM | VU/F/BETA/S&F/Medchem/RBS | O2.03E77 | - |  |  |  | 1 | CDD-10Avp
EQ013389 | 011532 | Liquid Chromatograph |  | Shimadzu Liquid Chromatograph | Shimadzu | Bebelman, JPM | VU/F/BETA/S&F/Medchem/RBS | O2.03E77 | - |  |  |  | 1 | LC-10Ai
EQ013388 | 011531 | Cooling Unit |  | Shimadzu Sample Cooler | Shimadzu | Bebelman, JPM | VU/F/BETA/S&F/Medchem/RBS | O2.03E77 | - |  |  |  | 1 | Sample Cooler
EQ013387 | 011530 | HPLC Injector |  | Shimadzu Injector | Shimadzu | Bebelman, JPM | VU/F/BETA/S&F/Medchem/RBS | O2.03E77 | - |  |  |  | 1 | SIL-10Ai
EQ013386 | 011529 | HPLC System Controller |  | Shimadzu HPLC Controller | Shimadzu | Bebelman, JPM | VU/F/BETA/S&F/Medchem/RBS | O2.03E77 | - |  |  |  | 1 | SCL-10A
EQ013385 |  | Column Oven |  | Column Holder | Shimadzu | Bebelman, JPM | VU/F/BETA/S&F/Medchem/RBS | O2.03E77 | - |  |  |  | 1
EQ013384 |  | Pressure Valve |  | Shimadzu Valve | Shimadzu | Bebelman, JPM | VU/F/BETA/S&F/Medchem/RBS | O2.03E77 | - |  |  |  | 1 | FCV-10AL
EQ013383 |  | Degasser |  | Dionex Degasser | Dionex | Bebelman, JPM | VU/F/BETA/S&F/Medchem/RBS | O2.03E77 | - |  |  |  | 1 | DG-2410
EQ013382 | ITC200 | Computer Monitor |  | HP Computer Monitor | Hewlett Packard (HP) | Bebelman, JPM | VU/F/BETA/S&F/Medchem/RBS | O2.03E77 | - |  |  |  | 1 | HP L1950
EQ013381 | 021032 | Computer |  | HP Computer | Hewlett Packard (HP) | Bebelman, JPM | VU/F/BETA/S&F/Medchem/RBS | O2.03E77 | - |  |  |  | 1 | Compaq dc7700p CMT
EQ013380 | tft814 | Computer Monitor |  | HP Computer Monitor | Hewlett Packard (HP) | Bebelman, JPM | VU/F/BETA/S&F/Medchem/RBS | O2.03E77 | - |  |  |  | 1 | HP 1740
EQ013379 |  | Computer |  | HP Computer | Hewlett Packard (HP) | Bebelman, JPM | VU/F/BETA/S&F/Medchem/RBS | O2.03E77 | - |  |  |  | 1 | Compaq
EQ013378 | 010558 | Surface Plasmon Resonance (SPR) |  | Biacore SPR System | GE Healthcare | Bebelman, JPM | VU/F/BETA/S&F/Medchem/RBS | O2.03E77 | - |  |  |  | 1 | Biacore T100
EQ013377 | 011446;33-02 | Vacuum Pump |  | Vacuubrand Vacuum Pump | Vacuubrand | Bebelman, JPM | VU/F/BETA/S&F/Medchem/RBS | O2.03E77 | - |  |  |  | 1 | 1C
EQ013376 |  | Extension Cable |  | Extension Cable | VU | Bebelman, JPM | VU/F/BETA/S&F/Medchem/RBS | O2.03E77 | - |  |  |  | 1
EQ013375 | BIAcore | Vortex |  | Labinco Vortex | Labinco | Bebelman, JPM | VU/F/BETA/S&F/Medchem/RBS | O2.03E77 | - |  |  |  | 1 | L46
EQ013374 | MCN P100 | Pipette |  | Pipette P100 | Gilson | Gouwenberg, Y | VU/F/BETA/CNCR/MCN | WN.C335 | - |  |  |  | 1 | P100G
EQ013373 | MCN P100 | Pipette |  | Pipette P100 | Gilson | Gouwenberg, Y | VU/F/BETA/CNCR/MCN | WN.C335 | - |  |  |  | 1 | P100G
EQ013372 | MCN P10 | Pipette |  | Pipette P10 | Gilson | Gouwenberg, Y | VU/F/BETA/CNCR/MCN | WN.C335 | - |  |  |  | 1 | P10G
EQ013371 | MCN P2-B316 | Pipette |  | Pipette P2 | Gilson | Gouwenberg, Y | VU/F/BETA/CNCR/MCN | WN.B316 | - |  |  |  | 1 | P2G
EQ013370 | MCN set 14 P2 | Pipette |  | Pipette P2 | Gilson | Gouwenberg, Y | VU/F/BETA/CNCR/MCN | WN.C335 | - |  |  |  | 1 | P2G
EQ013369 | VUmc | Pipette |  | Biohit Pipette 100-1000µL | Biohit | Koningstein, Greg | VU/F/BETA/A-LIFE/MM | O2.08E31 | - |  |  |  | 1 | m1000
EQ013368 | VUmc;flow | Pipette |  | Pipette Controller | HIRSCHMANN LABORGERATE | Koningstein, Greg | VU/F/BETA/A-LIFE/MM | O2.08E31 | - |  |  |  | 1 | Pipetus
EQ013367 | VUmc;flow | Pipette |  | VWR Pipette 10-100µL | VWR | Koningstein, Greg | VU/F/BETA/A-LIFE/MM | O2.08E31 | - |  |  |  | 1 | 10-100µL
EQ013366 | VUmc;flow | Pipette |  | VWR Pipette 0.5-10µL | VWR | Koningstein, Greg | VU/F/BETA/A-LIFE/MM | O2.08E31 | - |  |  |  | 1 | 0.5-10µL
EQ013365 | VUmc;flow | Pipette |  | VWR Pipette 100-1000µL | VWR | Koningstein, Greg | VU/F/BETA/A-LIFE/MM | O2.08E31 | - |  |  |  | 1 | 100-1000µL
EQ013364 | VUmc;flow | Pipette |  | VWR Pipette 0.5-10µL | VWR | Koningstein, Greg | VU/F/BETA/A-LIFE/MM | O2.08E31 | - |  |  |  | 1 | 0.5-10µL
EQ013363 | VUmc;flow | Pipette |  | VWR Pipette 10-100µL | VWR | Koningstein, Greg | VU/F/BETA/A-LIFE/MM | O2.08E31 | - |  |  |  | 1 | 10-100µL
EQ013362 | VUmc;flow | Pipette |  | VWR Pipette 100-1000µL | VWR | Koningstein, Greg | VU/F/BETA/A-LIFE/MM | O2.08E31 | - |  |  |  | 1 | 100-1000µL
EQ013361 | MCN set 20 P1000 | Pipette |  | Pipette P1000 | Gilson | Gouwenberg, Y | VU/F/BETA/CNCR/MCN | WN.C335 | - |  |  |  | 1 | P1000G
EQ013360 | MCN set 20 P200 | Pipette |  | Pipette P200 | Gilson | Gouwenberg, Y | VU/F/BETA/CNCR/MCN | WN.C335 | - |  |  |  | 1 | P200G
EQ013359 | MCN set 20 P20 | Pipette |  | Pipette P20 | Gilson | Gouwenberg, Y | VU/F/BETA/CNCR/MCN | WN.C335 | - |  |  |  | 1 | P20G
EQ013358 | MCN set 19 P1000 | Pipette |  | Pipette P1000 | Gilson | Gouwenberg, Y | VU/F/BETA/CNCR/MCN | WN.C335 | - |  |  |  | 1 | P1000G
EQ013357 | MCN set 19 P200 | Pipette |  | Pipette P200 | Gilson | Gouwenberg, Y | VU/F/BETA/CNCR/MCN | WN.C335 | - |  |  |  | 1 | P200G
EQ013356 | MCN set 19 P20 | Pipette |  | Pipette P20 | Gilson | Gouwenberg, Y | VU/F/BETA/CNCR/MCN | WN.C335 | - |  |  |  | 1 | P20G
EQ013355 | TK 51591 | Pipette |  | Gilson Pipetman P1000 | Gilson | Gouwenberg, Y | VU/F/BETA/CNCR/MCN | WN.C335 | - |  |  |  | 1 | Pipetman P1000 G
EQ013354 | MCN set 18 P200 | Pipette |  | Pipette P200 | Gilson | Gouwenberg, Y | VU/F/BETA/CNCR/MCN | WN.C335 | - |  |  |  | 1 | P200G
EQ013353 | MCN set 18 P20 | Pipette |  | Pipette P20 | Gilson | Gouwenberg, Y | VU/F/BETA/CNCR/MCN | WN.C335 | - |  |  |  | 1 | P20G
EQ013352 | VUmc;15 | Pipette |  | VWR Pipette 10-100µL | VWR | Koningstein, Greg | VU/F/BETA/A-LIFE/MM | O2.08E31 | - |  |  |  | 1 | 10-100µL
EQ013351 | VUmc | Pipette |  | Gilson Pipetman P200 | Gilson | Koningstein, Greg | VU/F/BETA/A-LIFE/MM | O2.08E31 | - |  |  |  | 1 | Pipetman P200
EQ013350 | VUmc | Pipette |  | Eppendorf Pipette 0.5-10μL | Eppendorf | Koningstein, Greg | VU/F/BETA/A-LIFE/MM | O2.08E31 | - |  |  |  | 1 | Research 10
EQ013349 | VUmc | Pipette |  | Rainin Multichannel Pipette 20-200μL | Rainin | Koningstein, Greg | VU/F/BETA/A-LIFE/MM | O2.08E31 | - |  |  |  | 1 | Pipet-Lite XLS L-200 Multichannel Pipette
EQ013348 | VUmc | Pipette |  | Rainin Multichannel Pipette 5-50μL | Rainin | Koningstein, Greg | VU/F/BETA/A-LIFE/MM | O2.08E31 | - |  |  |  | 1 | Pipet-Lite XLS L-50 Multichannel Pipette
EQ013347 | VUmc | Pipette |  | Rainin Multichannel Pipette 0.5-10μL | Rainin | Koningstein, Greg | VU/F/BETA/A-LIFE/MM | O2.08E31 | - |  |  |  | 1 | Pipet-Lite XLS L-10 Multichannel Pipette
EQ013346 | VUmc | Pipette |  | Rainin Multichannel Pipette 20-200μL | Rainin | Koningstein, Greg | VU/F/BETA/A-LIFE/MM | O2.08E31 | - |  |  |  | 1 | Pipet-Lite XLS L-200 Multichannel Pipette
EQ013345 | VUmc | Pipette |  | Biohit Pipette 10-100µL | Biohit | Koningstein, Greg | VU/F/BETA/A-LIFE/MM | O2.08E31 | - |  |  |  | 1 | m100
EQ013344 | VUmc | Pipette |  | Gilson Pipetman P10 | Gilson | Koningstein, Greg | VU/F/BETA/A-LIFE/MM | O2.08E31 | - |  |  |  | 1 | Pipetman P10
EQ013343 | VUmc | Pipette |  | Pipette Controller | HIRSCHMANN LABORGERATE | Koningstein, Greg | VU/F/BETA/A-LIFE/MM | O2.08E31 | - |  |  |  | 1 | Pipetus
EQ013342 | VUmc | Pipette |  | Brand Pipette Controller | Brand | Koningstein, Greg | VU/F/BETA/A-LIFE/MM | O2.08E31 | - |  |  |  | 1 | Accu-Jet Pro
EQ013341 | VUmc | Pipette |  | VWR Pipette 0.5-10µL | VWR | Koningstein, Greg | VU/F/BETA/A-LIFE/MM | O2.08E31 | - |  |  |  | 1 | 0.5-10µL
EQ013340 | VUmc | Pipette |  | Biohit Pipette 10-100µL | Biohit | Koningstein, Greg | VU/F/BETA/A-LIFE/MM | O2.08E31 | - |  |  |  | 1 | mLine 10-100µL
EQ013339 | VUmc;15 | Pipette |  | VWR Pipette 100-1000µL | VWR | Koningstein, Greg | VU/F/BETA/A-LIFE/MM | O2.08E31 | - |  |  |  | 1 | 100-1000µL
EQ013338 | VUmc | Pipette |  | Gilson Pipetman P5000 | Gilson | Koningstein, Greg | VU/F/BETA/A-LIFE/MM | O2.08E31 | - |  |  |  | 1 | Pipetman P5000
EQ013337 | VUmc | Pipette |  | Gilson Pipetman P5000 | Gilson | Koningstein, Greg | VU/F/BETA/A-LIFE/MM | O2.08E31 | - |  |  |  | 1 | Pipetman P5000
EQ013336 | VUmc | Pipette |  | Gilson Pipetman P20 | Gilson | Koningstein, Greg | VU/F/BETA/A-LIFE/MM | O2.08E31 | - |  |  |  | 1 | Pipetman P20
EQ013335 | VUmc | Pipette |  | Eppendorf Pipette 0.5-10μL | Eppendorf | Koningstein, Greg | VU/F/BETA/A-LIFE/MM | O2.08E31 | - |  |  |  | 1 | Research 10
EQ013334 | VUmc | Pipette |  | VWR Pipette 100-1000µL | VWR | Koningstein, Greg | VU/F/BETA/A-LIFE/MM | O2.08E31 | - |  |  |  | 1 | 100-1000µL
EQ013333 | VUmc | Pipette |  | Gilson Pipetman P200 | Gilson | Koningstein, Greg | VU/F/BETA/A-LIFE/MM | O2.08E31 | - |  |  |  | 1 | Pipetman P200
EQ013332 | VUmc | Pipette |  | Biohit Pipette 10-100µL | Biohit | Koningstein, Greg | VU/F/BETA/A-LIFE/MM | O2.08E31 | - |  |  |  | 1 | mLine 10-100µL
EQ013331 | VUmc | Pipette |  | Biohit Pipette 0.5-10µL | Biohit | Koningstein, Greg | VU/F/BETA/A-LIFE/MM | O2.08E31 | - |  |  |  | 1 | mLine 0.5-10µL
EQ013330 | VUmc | Pipette |  | VWR Pipette 10-100µL | VWR | Koningstein, Greg | VU/F/BETA/A-LIFE/MM | O2.08E31 | - |  |  |  | 1 | 10-100µL
EQ013329 | VUmc | Pipette |  | Biohit Pipette 100-1000µL | Biohit | Koningstein, Greg | VU/F/BETA/A-LIFE/MM | O2.08E31 | - |  |  |  | 1 | mLine 100-1000µL
EQ013328 | VUmc | Pipette |  | Eppendorf Pipette 0.5-10μL | Eppendorf | Koningstein, Greg | VU/F/BETA/A-LIFE/MM | O2.08E31 | - |  |  |  | 1 | Research 10
EQ013327 | VUmc | Pipette |  | Eppendorf Pipette 100-1000μL | Eppendorf | Koningstein, Greg | VU/F/BETA/A-LIFE/MM | O2.08E31 | - |  |  |  | 1 | Research 1000
EQ013326 | VUmc | Pipette |  | Gilson Pipetman P20 | Gilson | Koningstein, Greg | VU/F/BETA/A-LIFE/MM | O2.08E31 | - |  |  |  | 1 | Pipetman P20
EQ013325 | VUmc | Pipette |  | Gilson Pipetman P2 | Gilson | Koningstein, Greg | VU/F/BETA/A-LIFE/MM | O2.08E31 | - |  |  |  | 1 | Pipetman P2
EQ013324 | MCN set 17 P1000 | Pipette |  | Pipette P1000 | Gilson | Gouwenberg, Y | VU/F/BETA/CNCR/MCN | WN.C335 | - |  |  |  | 1 | P1000G
EQ013323 | MCN set 17 P200 | Pipette |  | Pipette P200 | Gilson | Gouwenberg, Y | VU/F/BETA/CNCR/MCN | WN.C335 | - |  |  |  | 1 | P200G
EQ013322 | MCN set 17 P20 | Pipette |  | Pipette P20 | Gilson | Gouwenberg, Y | VU/F/BETA/CNCR/MCN | WN.C335 | - |  |  |  | 1 | P20G
EQ013321 | VUmc | Pipette |  | VWR Pipette 10-100µL | VWR | Koningstein, Greg | VU/F/BETA/A-LIFE/MM | O2.07E35 | - |  |  |  | 1 | 10-100µL
EQ013320 | VUmc | Pipette |  | VWR Pipette 100-1000µL | VWR | Koningstein, Greg | VU/F/BETA/A-LIFE/MM | O2.07E35 | - |  |  |  | 1 | 100-1000µL
EQ013319 | DREM910047 | Myolab-Electrische Apparatuur |  | Dremel boormachine | Dremel | Helpdesk, FGB | VU/F/FGB/BW/Myolab | O2.13W26 | - | 2027-11-10 | 2027-11-10 00:00:00 |  | 1 | Fortiflex 9100
EQ013318 |  | Pipette |  | Gilson Pipetman P1000 | Gilson | Koningstein, Greg | VU/F/BETA/A-LIFE/MM | O2.07E35 | - |  |  |  | 1 | Pipetman P1000
EQ013317 |  | Pipette |  | Gilson Pipetman P200 | Gilson | Koningstein, Greg | VU/F/BETA/A-LIFE/MM | O2.07E35 | - |  |  |  | 1 | Pipetman P200
EQ013316 |  | Pipette |  | Gilson Pipetman P1000 | Gilson | Koningstein, Greg | VU/F/BETA/A-LIFE/MM | O2.07E35 | - |  |  |  | 1 | Pipetman P1000
EQ013315 | VUmc | Pipette |  | VWR Pipette 10-100µL | VWR | Koningstein, Greg | VU/F/BETA/A-LIFE/MM | O2.07E35 | - |  |  |  | 1 | 10-100µL
EQ013314 |  | Saw |  | Cutting Bench | FMB | Rosier, JC | VU/F/BETA/TC/FMI | WN.Q006 | - |  |  |  | 1 | 4002/E
EQ013313 | 000232 | Saw |  | Saw | FMB | Rosier, JC | VU/F/BETA/TC/FMI | WN.Q006 | - |  |  |  | 1 | Omega
EQ013312 |  | Saw |  | Benchtop Saw | KAMA | Rosier, JC | VU/F/BETA/TC/FMI | WN.Q006 | - |  |  |  | 1 | AD 105 S
EQ013311 |  | Lamp |  | Lamp | VU | Rosier, JC | VU/F/BETA/TC/FMI | WN.S005 | - |  |  |  | 1 | 0000297
EQ013310 | LANGS | Digital Indicator |  | Digital Readout | Sony | Rosier, JC | VU/F/BETA/TC/FMI | WN.S005 | - |  |  |  | 1 | NA31
EQ013309 | 007300; DWARS | Digital Indicator |  | Digital Readout | Sony | Rosier, JC | VU/F/BETA/TC/FMI | WN.S005 | - |  |  |  | 1 | LU10A
EQ013308 |  | Pipette |  | Pipette Controller | HIRSCHMANN LABORGERATE | Koningstein, Greg | VU/F/BETA/A-LIFE/MM | O2.07E35 | - |  |  |  | 1 | Pipetus
EQ013307 | VUmc | Pipette |  | VWR Pipette 100-1000µL | VWR | Koningstein, Greg | VU/F/BETA/A-LIFE/MM | O2.07E35 | - |  |  |  | 1 | 100-1000µL
EQ013306 | VUmc | Pipette |  | VWR Pipette 10-100µL | VWR | Koningstein, Greg | VU/F/BETA/A-LIFE/MM | O2.07E35 | - |  |  |  | 1 | 10-100µL
EQ013305 | VUmc | Pipette |  | VWR Pipette 0.5-10µL | VWR | Koningstein, Greg | VU/F/BETA/A-LIFE/MM | O2.07E35 | - |  |  |  | 1 | 0.5-10µL
EQ013304 |  | Pipette |  | Pipette Controller | HIRSCHMANN LABORGERATE | Koningstein, Greg | VU/F/BETA/A-LIFE/MM | O2.07E35 | - |  |  |  | 1 | Pipetus
EQ013303 | VUmc | Pipette |  | VWR Pipette 0.5-10µL | VWR | Koningstein, Greg | VU/F/BETA/A-LIFE/MM | O2.07E35 | - |  |  |  | 1 | 0.5-10µL
EQ013302 | VUmc | Pipette |  | VWR Pipette 10-100µL | VWR | Koningstein, Greg | VU/F/BETA/A-LIFE/MM | O2.07E35 | - |  |  |  | 1 | 10-100µL
EQ013301 | VUmc | Pipette |  | VWR Pipette 100-1000µL | VWR | Koningstein, Greg | VU/F/BETA/A-LIFE/MM | O2.07E35 | - |  |  |  | 1 | 100-1000µL
EQ013300 | VUmc;30 | Pipette |  | VWR Pipette 100-1000µL | VWR | Koningstein, Greg | VU/F/BETA/A-LIFE/MM | O2.07E35 | - |  |  |  | 1 | 100-1000µL
EQ013299 | VUmc;30 | Pipette |  | VWR Pipette 10-100µL | VWR | Koningstein, Greg | VU/F/BETA/A-LIFE/MM | O2.07E35 | - |  |  |  | 1 | 10-100µL
EQ013298 | 007406 | Digital Indicator |  | Digital Readout | Sony | Rosier, JC | VU/F/BETA/TC/FMI | WN.S005 | - |  |  |  | 1 | Magnescale LM10
EQ013297 | VUmc | Pipette |  | Eppendorf Pipette 0.5-10μL | Eppendorf | Koningstein, Greg | VU/F/BETA/A-LIFE/MM | O2.07E35 | - |  |  |  | 1 | Research 10
EQ013296 |  | Lamp |  | Lamp | VU | Rosier, JC | VU/F/BETA/TC/FMI | WN.S005 | - |  |  |  | 1
EQ013295 | VUmc | Pipette |  | Eppendorf Pipette 0.5-10μL | Eppendorf | Koningstein, Greg | VU/F/BETA/A-LIFE/MM | O2.07E35 | - |  |  |  | 1 | Research 10
EQ013294 |  | Pipette |  | Biohit Pipette 10-100µL | Biohit | Koningstein, Greg | VU/F/BETA/A-LIFE/MM | O2.07E35 | - |  |  |  | 1 | m100
EQ013293 | 007279 | Lathe |  | Screw Cutting Lathe | Schaublin | Rosier, JC | VU/F/BETA/TC/FMI | WN.S005 | - |  |  |  | 1 | 125
EQ013292 |  | Pipette |  | Biohit Pipette 100-1000µL | Biohit | Koningstein, Greg | VU/F/BETA/A-LIFE/MM | O2.07E35 | - |  |  |  | 1 | m1000
EQ013291 |  | Pipette |  | Gilson Pipetman P200 | Gilson | Koningstein, Greg | VU/F/BETA/A-LIFE/MM | O2.07E35 | - |  |  |  | 1 | Pipetman P200
EQ013290 | 007405; CK0 Gr 5 | Lathe |  | Screw Cutting Lathe | Schaublin | Rosier, JC | VU/F/BETA/TC/FMI | WN.S005 | - |  |  |  | 1 | 125
EQ013289 |  | Pipette |  | Gilson Pipetman P20 | Gilson | Koningstein, Greg | VU/F/BETA/A-LIFE/MM | O2.07E35 | - |  |  |  | 1 | Pipetman P20
EQ013288 |  | Pipette |  | Pipette Controller | HIRSCHMANN LABORGERATE | Koningstein, Greg | VU/F/BETA/A-LIFE/MM | O2.07E35 | - |  |  |  | 1 | Pipetus
EQ013287 |  | Lamp |  | Lamp | VU | Rosier, JC | VU/F/BETA/TC/FMI | WN.S005 | - |  |  |  | 1
EQ013286 |  | Pipette |  | Brand Pipette Controller | Brand | Koningstein, Greg | VU/F/BETA/A-LIFE/MM | O2.07E35 | - |  |  |  | 1 | Accu-Jet Pro
EQ013285 |  | Lamp |  | Lamp | VU | Rosier, JC | VU/F/BETA/TC/FMI | WN.S005 | - |  |  |  | 1
EQ013284 | VUmc;32 | Pipette |  | VWR Pipette 10-100µL | VWR | Koningstein, Greg | VU/F/BETA/A-LIFE/MM | O2.07E35 | - |  |  |  | 1 | 10-100µL
EQ013283 |  | Digital Indicator |  | Digital Readout | Sony | Rosier, JC | VU/F/BETA/TC/FMI | WN.S005 | - |  |  |  | 1 | Magnescale LM10
EQ013282 | 004466; S005A-001 | Lathe |  | Screw Cutting Lathe | Schaublin | Rosier, JC | VU/F/BETA/TC/FMI | WN.S005 | - |  |  |  | 1 | 125
EQ013281 | VUmc | Pipette |  | Eppendorf Reference Pipette 25 | Eppendorf | Koningstein, Greg | VU/F/BETA/A-LIFE/MM | O2.07E35 | - |  |  |  | 1 | Reference 25
EQ013280 | VUmc;31 | Pipette |  | VWR Pipette 10-100µL | VWR | Koningstein, Greg | VU/F/BETA/A-LIFE/MM | O2.07E35 | - |  |  |  | 1 | 10-100µL
EQ013279 |  | Pipette |  | Gilson Pipetman P200 | Gilson | Koningstein, Greg | VU/F/BETA/A-LIFE/MM | O2.07E35 | - |  |  |  | 1 | Pipetman P200
EQ013278 | VUmc | Pipette |  | Eppendorf Pipette 0.5-10μL | Eppendorf | Koningstein, Greg | VU/F/BETA/A-LIFE/MM | O2.07E35 | - |  |  |  | 1 | Research 10
EQ013277 | VUmc | Pipette |  | Eppendorf Pipette 100-1000μL | Eppendorf | Koningstein, Greg | VU/F/BETA/A-LIFE/MM | O2.07E35 | - |  |  |  | 1 | Research 1000
EQ013276 | VUmc | Pipette |  | Eppendorf Pipette 100-1000μL | Eppendorf | Koningstein, Greg | VU/F/BETA/A-LIFE/MM | O2.07E35 | - |  |  |  | 1 | Research 1000
EQ013275 | VUmc;33 | Pipette |  | VWR Pipette 100-1000µL | VWR | Koningstein, Greg | VU/F/BETA/A-LIFE/MM | O2.07E35 | - |  |  |  | 1 | 100-1000µL
EQ013274 | VUmc | Pipette |  | Eppendorf Pipette 10-100μL | Eppendorf | Koningstein, Greg | VU/F/BETA/A-LIFE/MM | O2.07E35 | - |  |  |  | 1 | Research 100
EQ013273 | VUmc | Pipette |  | Eppendorf Pipette 0.5-10μL | Eppendorf | Koningstein, Greg | VU/F/BETA/A-LIFE/MM | O2.07E35 | - |  |  |  | 1 | Research 10
EQ013272 |  | Pipette |  | Gilson Pipetman P2 | Gilson | Koningstein, Greg | VU/F/BETA/A-LIFE/MM | O2.07E35 | - |  |  |  | 1 | Pipetman P2
EQ013271 |  | Pipette |  | Gilson Pipetman P10 | Gilson | Koningstein, Greg | VU/F/BETA/A-LIFE/MM | O2.07E35 | - |  |  |  | 1 | Pipetman P10
EQ013270 |  | Digital Indicator |  | Digital Readout | Sony | Rosier, JC | VU/F/BETA/TC/FMI | WN.S005 | - |  |  |  | 1 | Magnescale LU10A
EQ013269 |  | Pipette |  | Gilson Pipetman P20 | Gilson | Koningstein, Greg | VU/F/BETA/A-LIFE/MM | O2.07E35 | - |  |  |  | 1 | Pipetman P20
EQ013268 | VUmc | Pipette |  | Eppendorf Pipette 100-1000μL | Eppendorf | Koningstein, Greg | VU/F/BETA/A-LIFE/MM | O2.07E35 | - |  |  |  | 1 | Research 1000
EQ013267 | VUmc | Pipette |  | Eppendorf Pipette 0.5-10μL | Eppendorf | Koningstein, Greg | VU/F/BETA/A-LIFE/MM | O2.07E35 | - |  |  |  | 1 | Research 10
EQ013266 | VUmc | Pipette |  | Eppendorf Pipette 10-100μL | Eppendorf | Koningstein, Greg | VU/F/BETA/A-LIFE/MM | O2.07E35 | - |  |  |  | 1 | Research 100
EQ013265 |  | Pipette |  | Biohit Pipette 0.5-10µL | Biohit | Koningstein, Greg | VU/F/BETA/A-LIFE/MM | O2.07E35 | - |  |  |  | 1 | mLine 0.5-10µL
EQ013264 |  | Pipette |  | Biohit Pipette 100-1000µL | Biohit | Koningstein, Greg | VU/F/BETA/A-LIFE/MM | O2.07E35 | - |  |  |  | 1 | mLine 100-1000µL
EQ013263 |  | Digital Indicator |  | Digital Readout | Sony | Rosier, JC | VU/F/BETA/TC/FMI | WN.S005 | - |  |  |  | 1 | LU10A
EQ013262 |  | Pipette |  | Biohit Pipette 10-100µL | Biohit | Koningstein, Greg | VU/F/BETA/A-LIFE/MM | O2.07E35 | - |  |  |  | 1 | mLine 10-100µL
EQ013261 |  | Pipette |  | Rainin Multichannel Pipette 0.5-10µL | Rainin | Koningstein, Greg | VU/F/BETA/A-LIFE/MM | O2.07E35 | - |  |  |  | 1 | Pipet-Lite XLS L-10 Multichannel Pipette
EQ013260 |  | Pipette |  | Rainin Multichannel Pipette 20-200μL | Rainin | Koningstein, Greg | VU/F/BETA/A-LIFE/MM | O2.07E35 | - |  |  |  | 1 | Pipet-Lite XLS L-200 Multichannel Pipette
EQ013259 | Maroeska | Pipette |  | Biohit Pipette 10-100µL | Biohit | Koningstein, Greg | VU/F/BETA/A-LIFE/MM | O2.07E35 | - |  |  |  | 1 | mLine 10-100µL
EQ013258 |  | Pipette |  | Biohit Pipette 0.5-10µL | Biohit | Koningstein, Greg | VU/F/BETA/A-LIFE/MM | O2.07E35 | - |  |  |  | 1 | mLine 0.5-10µL
EQ013257 | 007399 | Lathe |  | Screw Cutting Lathe | Schaublin | Rosier, JC | VU/F/BETA/TC/FMI | WN.S005 | - |  |  |  | 1 | 125
EQ013256 | Maroeska | Pipette |  | Biohit Pipette 100-1000µL | Biohit | Koningstein, Greg | VU/F/BETA/A-LIFE/MM | O2.07E35 | - |  |  |  | 1 | m1000
EQ013255 |  | Pipette |  | Brand Pipette Controller | Brand | Koningstein, Greg | VU/F/BETA/A-LIFE/MM | O2.07E35 | - |  |  |  | 0 | Accu-Jet Pro
EQ013254 | VUmc;Esther | Pipette |  | VWR Pipette 0.5-10µL | VWR | Koningstein, Greg | VU/F/BETA/A-LIFE/MM | O2.07E35 | - |  |  |  | 0 | 0.5-10µL
EQ013253 |  | Pipette |  | Biohit Multichannel Pipette e1200 | Biohit | Koningstein, Greg | VU/F/BETA/A-LIFE/MM | O2.07E35 | - |  |  |  | 1 | e1200
EQ013252 |  | Tacker Gun |  | Tacker Gun | Bosch | Rosier, JC | VU/F/BETA/TC/FMI | WN.S005 | - |  |  |  | 1 | DuoTac PTK 14 E
EQ013251 | CK | Pipette |  | Biohit Pipette 10-100µL | Biohit | Koningstein, Greg | VU/F/BETA/A-LIFE/MM | O2.07E35 | - |  |  |  | 1 | mLine 10-100µL
EQ013250 | CK | Pipette |  | Biohit Pipette 100-1000µL | Biohit | Koningstein, Greg | VU/F/BETA/A-LIFE/MM | O2.07E35 | - |  |  |  | 1 | mLine 100-1000µL
EQ013249 | CK | Pipette |  | Biohit Pipette 0.5-10µL | Biohit | Koningstein, Greg | VU/F/BETA/A-LIFE/MM | O2.07E35 | - |  |  |  | 1 | mLine 0.5-10µL
EQ013248 |  | Pipette |  | Biohit Pipette 100-1000µL | Biohit | Koningstein, Greg | VU/F/BETA/A-LIFE/MM | O2.07E35 | - |  |  |  | 1 | mLine 100-1000µL
EQ013247 |  | Pipette |  | Biohit Pipette 0.5-10µL | Biohit | Koningstein, Greg | VU/F/BETA/A-LIFE/MM | O2.07E35 | - |  |  |  | 1 | mLine 0.5-10µL
EQ013246 |  | Pipette |  | Biohit Pipette 10-100µL | Biohit | Koningstein, Greg | VU/F/BETA/A-LIFE/MM | O2.07E35 | - |  |  |  | 1 | mLine 10-100µL
EQ013245 |  | Pipette |  | Brand Multichannel Pipette 20-200µL | Brand | Koningstein, Greg | VU/F/BETA/A-LIFE/MM | O2.07E35 | - |  |  |  | 1 | Transferpette S-12 20-200µL
EQ013244 |  | Pipette |  | Gilson Multichannel Pipette P200 | Gilson | Koningstein, Greg | VU/F/BETA/A-LIFE/MM | O2.07E35 | - |  |  |  | 1 | Pipetman P200 Multichannel
EQ013243 |  | Amplifier |  | Stereo Amplifier | Technics | Rosier, JC | VU/F/BETA/TC/FMI | WN.S005 | - |  |  |  | 1 | Stereo Integrated Amplifier
EQ013242 |  | Pipette |  | Gilson Multichannel Pipette P10 | Gilson | Koningstein, Greg | VU/F/BETA/A-LIFE/MM | O2.07E35 | - |  |  |  | 1 | Pipetman P10 Multichannel
EQ013241 |  | Pipette |  | Brand Multichannel Pipette 5-50µL | Brand | Koningstein, Greg | VU/F/BETA/A-LIFE/MM | O2.07E35 | - |  |  |  | 1 | Transferpette-12 5-50µL
EQ013240 |  | Drill |  | Drill | Bosch | Rosier, JC | VU/F/BETA/TC/FMI | WN.S005 | - |  |  |  | 1
EQ013239 | VUmc;28 | Pipette |  | VWR Pipette 100-1000µL | VWR | Koningstein, Greg | VU/F/BETA/A-LIFE/MM | O2.07E35 | - |  |  |  | 1 | 100-1000µL
EQ013238 |  | Drill |  | Drill | Bosch | Rosier, JC | VU/F/BETA/TC/FMI | WN.S005 | - |  |  |  | 1
EQ013237 |  | Drill |  | Drill | Bosch | Rosier, JC | VU/F/BETA/TC/FMI | WN.S005 | - |  |  |  | 1
EQ013236 | VUmc;28 | Pipette |  | VWR Pipette 10-100µL | VWR | Koningstein, Greg | VU/F/BETA/A-LIFE/MM | O2.07E35 | - |  |  |  | 1 | 10-100µL
EQ013235 | Practicum | Pipette |  | Gilson Pipetman P20 | Gilson | Koningstein, Greg | VU/F/BETA/A-LIFE/MM | O2.07E35 | - |  |  |  | 1 | Pipetman P20
EQ013234 |  | Pipette |  | Brand Multichannel Pipette 0.5-10µL | Brand | Koningstein, Greg | VU/F/BETA/A-LIFE/MM | O2.07E35 | - |  |  |  | 1 | Transferpette-12 0.5-10µL
EQ013233 |  | Pipette |  | Socorex Multichannel Pipette 50-200µL | Socorex | Koningstein, Greg | VU/F/BETA/A-LIFE/MM | O2.07E35 | - |  |  |  | 1 | 50-200µL
EQ013232 | VUmc;14 | Pipette |  | VWR Pipette 10-100µL | VWR | Koningstein, Greg | VU/F/BETA/A-LIFE/MM | O2.07E35 | - |  |  |  | 1 | 10-100µL
EQ013231 | VUmc;14 | Pipette |  | VWR Pipette 100-1000µL | VWR | Koningstein, Greg | VU/F/BETA/A-LIFE/MM | O2.07E35 | - |  |  |  | 1 | 100-1000µL
EQ013230 | VUmc;31 | Pipette |  | VWR Pipette 100-1000µL | VWR | Koningstein, Greg | VU/F/BETA/A-LIFE/MM | O2.07E35 | - |  |  |  | 1 | 100-1000µL
EQ013229 |  | Drill |  | Drill | Bosch | Rosier, JC | VU/F/BETA/TC/FMI | WN.S005 | - |  |  |  | 1
EQ013228 |  | Pipette |  | Gilson Pipetman P10 | Gilson | Koningstein, Greg | VU/F/BETA/A-LIFE/MM | O2.07E35 | - |  |  |  | 1 | Pipetman P10
EQ013227 | Elena | Pipette |  | Gilson Pipetman P100 | Gilson | Koningstein, Greg | VU/F/BETA/A-LIFE/MM | O2.07E35 | - |  |  |  | 1 | Pipetman P100
EQ013226 | VUmc | Pipette |  | VWR Pipette 10-100µL | VWR | Koningstein, Greg | VU/F/BETA/A-LIFE/MM | O2.07E35 | - |  |  |  | 1 | 10-100µL
EQ013225 | VUmc | Pipette |  | VWR Pipette 10-100µL | VWR | Koningstein, Greg | VU/F/BETA/A-LIFE/MM | O2.07E35 | - |  |  |  | 1 | 10-100µL
EQ013224 | VUmc | Pipette |  | Eppendorf Pipette 100-1000μL | Eppendorf | Koningstein, Greg | VU/F/BETA/A-LIFE/MM | O2.07E35 | - |  |  |  | 1 | Research 1000
EQ013223 | MCN set 16 P1000 | Pipette |  | Pipette P1000 | Gilson | Gouwenberg, Y | VU/F/BETA/CNCR/MCN | WN.C335 | - |  |  |  | 1 | P1000G
EQ013222 | 000824 | Grinder |  | Grinder | AEG | Rosier, JC | VU/F/BETA/TC/FMI | WN.Q002 | - |  |  |  | 1 | G 117-213
EQ013221 | Janneke | Pipette |  | Biohit Pipette 0.5-10µL | Biohit | Koningstein, Greg | VU/F/BETA/A-LIFE/MM | O2.07E35 | - |  |  |  | 1 | mLine 0.5-10µL
EQ013220 | Janneke | Pipette |  | Gilson Pipetman P2 | Gilson | Koningstein, Greg | VU/F/BETA/A-LIFE/MM | O2.07E35 | - |  |  |  | 1 | Pipetman P2
EQ013219 | MCN set 16 P200 | Pipette |  | Pipette P200 | Gilson | Gouwenberg, Y | VU/F/BETA/CNCR/MCN | WN.C335 | - |  |  |  | 1 | P200G
EQ013218 | Janneke | Pipette |  | Gilson Pipetman P100 | Gilson | Koningstein, Greg | VU/F/BETA/A-LIFE/MM | O2.07E35 | - |  |  |  | 1 | Pipetman P100
EQ013217 | VUmc | Pipette |  | VWR Pipette 10-100µL | VWR | Koningstein, Greg | VU/F/BETA/A-LIFE/MM | O2.07E35 | - |  |  |  | 1 | 10-100µL
EQ013216 | VUmc | Pipette |  | Gilson Pipetman P20 | Gilson | Koningstein, Greg | VU/F/BETA/A-LIFE/MM | O2.07E35 | - |  |  |  | 1 | Pipetman P20
EQ013215 | VUmc | Pipette |  | VWR Pipette 100-1000µL | VWR | Koningstein, Greg | VU/F/BETA/A-LIFE/MM | O2.07E35 | - |  |  |  | 1 | 100-1000µL
EQ013214 | VUmc | Pipette |  | Gilson Pipetman P20 | Gilson | Koningstein, Greg | VU/F/BETA/A-LIFE/MM | O2.07E35 | - |  |  |  | 1 | Pipetman P20
EQ013213 | VUmc | Pipette |  | VWR Pipette 100-1000µL | VWR | Koningstein, Greg | VU/F/BETA/A-LIFE/MM | O2.07E35 | - |  |  |  | 1 | 100-1000µL
EQ013212 | MCN set 16 P20 | Pipette |  | Pipette P20 | Gilson | Gouwenberg, Y | VU/F/BETA/CNCR/MCN | WN.C335 | - |  |  |  | 1 | P20G
EQ013211 | 007838; CKOF/16 | Grinder |  | Grinder | Friedrich Deckel | Rosier, JC | VU/F/BETA/TC/FMI | WN.Q002 | - |  |  |  | 1 | SOE/65-330
EQ013210 | S3; 000821 | Grinder |  | Grinder | AEG | Rosier, JC | VU/F/BETA/TC/FMI | WN.Q002 | - |  |  |  | 1 | G 117-213
EQ013209 |  | Grinder |  | Double Grinder | FAMO | Rosier, JC | VU/F/BETA/TC/FMI | WN.Q002 | - |  |  |  | 1 | G350N
EQ013208 | MCN set 14 P100 | Pipette |  | Pipette P100 | Gilson | Gouwenberg, Y | VU/F/BETA/CNCR/MCN | WN.C335 | - |  |  |  | 1 | P100L
EQ013207 | 000815 | Belt Sander |  | Belt Sander | MAFAC | Rosier, JC | VU/F/BETA/TC/FMI | WN.Q002 | - |  |  |  | 1 | B 200 S
EQ013206 | S2 | Grinder |  | Bench Grinder | AEG | Rosier, JC | VU/F/BETA/TC/FMI | WN.Q002 | - |  |  |  | 1 | HS-175/200
EQ013205 |  | Grinder |  | Bench Grinder | AEG | Rosier, JC | VU/F/BETA/TC/FMI | WN.Q002 | - |  |  |  | 1 | AD71NZ2W1
EQ013204 |  | Grinder |  | Dril Grinding Machine | GSC | Rosier, JC | VU/F/BETA/TC/FMI | WN.Q002 | - |  |  |  | 1 | GS-1
EQ013203 |  | Grinder |  | Dril Grinding Machine | GSC | Rosier, JC | VU/F/BETA/TC/FMI | WN.Q002 | - |  |  |  | 1 | GS-1
EQ013202 |  | Motion Controller/Driver |  | Motion controller | VU | Rosier, JC | VU/F/BETA/TC/FMI | WN.Q004 | - |  |  |  | 1
EQ013201 |  | Water Bath |  | Water Bath | Julabo | Rosier, JC | VU/F/BETA/TC/FMI | WN.Q004 | - |  |  |  | 1 | 5B
EQ013200 |  | Extension Cable |  | Extension Cable | Brennenstuhl | Rosier, JC | VU/F/BETA/TC/FMI | WN.Q004 | - |  |  |  | 1
EQ013199 |  | Power Supply |  | Ringlight Power Supply | Vision | Rosier, JC | VU/F/BETA/TC/FMI | WN.Q004 | - |  |  |  | 1
EQ013198 |  | Microscope |  | LYNX Evo Microscope | Vision | Rosier, JC | VU/F/BETA/TC/FMI | WN.Q004 | - |  |  |  | 1 | LYNX Evo
EQ013197 | MCN set 15 P1000 | Pipette |  | Pipette P1000 | Gilson | Gouwenberg, Y | VU/F/BETA/CNCR/MCN | WN.C335 | - |  |  |  | 1 | P1000L
EQ013196 | 012283 | Soldering Iron/Machine |  | Soldering Station | JBC Tools | Rosier, JC | VU/F/BETA/TC/FMI | WN.Q004 | - |  |  |  | 1 | 177 True RMS Multimeter
EQ013195 | MCN set 15 P200 | Pipette |  | Pipette P200 | Gilson | Gouwenberg, Y | VU/F/BETA/CNCR/MCN | WN.C335 | - |  |  |  | 1 | P200L
EQ013194 |  | Multimeter |  | Digital Multimeter | Fluke | Rosier, JC | VU/F/BETA/TC/FMI | WN.Q004 | - |  |  |  | 1 | 177 True RMS Multimeter
EQ013193 |  | Microscope |  | Olympus Microscope | Olympus | Rosier, JC | VU/F/BETA/TC/FMI | WN.Q004 | - |  |  |  | 1 | 226066
EQ013192 |  | Extension Cable |  | Extension Cable | VU | Rosier, JC | VU/F/BETA/TC/FMI | WN.Q004 | - |  |  |  | 1
EQ013191 | 000230 | Lamp |  | Lamp | VU | Rosier, JC | VU/F/BETA/TC/FMI | WN.Q004 | - |  |  |  | 1
EQ013190 | MCN set 15 P20 | Pipette |  | Pipette P20 | Gilson | Gouwenberg, Y | VU/F/BETA/CNCR/MCN | WN.C335 | - |  |  |  | 1 | P20L
EQ013189 |  | Wire Stripping Machine |  | Wire Stripping Machine | Isolex | Rosier, JC | VU/F/BETA/TC/FMI | WN.Q004 | - |  |  |  | 1 | C3311
EQ013188 | MCN set 14 P1000 | Pipette |  | Pipette P1000 | Gilson | Gouwenberg, Y | VU/F/BETA/CNCR/MCN | WN.C335 | - |  |  |  | 1 | P1000L
EQ013187 |  | Extension Cable |  | Extension Cable | Brennenstuhl | Rosier, JC | VU/F/BETA/TC/FMI | WN.Q004 | - |  |  |  | 1
EQ013186 | MCN set 14 P200 | Pipette |  | Pipette P200 | Gilson | Gouwenberg, Y | VU/F/BETA/CNCR/MCN | WN.C335 | - |  |  |  | 1 | P200L
EQ013185 |  | Lamp |  | Lamp | VU | Rosier, JC | VU/F/BETA/TC/FMI | WN.Q004 | - |  |  |  | 1
EQ013184 | MCN set 14 P20 | Pipette |  | Pipette P20 | Gilson | Gouwenberg, Y | VU/F/BETA/CNCR/MCN | WN.C335 | - |  |  |  | 1 | P20L
EQ013183 |  | Cold light source |  | Microscope Light Source | Leica | Rosier, JC | VU/F/BETA/TC/FMI | WN.Q004 | - |  |  |  | 1 | CLS 150
EQ013182 |  | Drill |  | Drill | Bosch | Rosier, JC | VU/F/BETA/TC/FMI | WN.Q004 | - |  |  |  | 1
EQ013181 | MCN set 13 P1000 | Pipette |  | Pipette P1000 | Gilson | Gouwenberg, Y | VU/F/BETA/CNCR/MCN | WN.C335 | - |  |  |  | 1 | P1000L
EQ013180 | MCN set 13 P200 | Pipette |  | Pipette P200 | Gilson | Gouwenberg, Y | VU/F/BETA/CNCR/MCN | WN.C335 | - |  |  |  | 1 | P200L
EQ013179 | 007225 | Magnetometer |  | Magnetometer | Bell | Rosier, JC | VU/F/BETA/TC/FMI | WN.Q004 | - |  |  |  | 1 | 620
EQ013178 | MCN set 13 P20 | Pipette |  | Pipette P20 | Gilson | Gouwenberg, Y | VU/F/BETA/CNCR/MCN | WN.C335 | - |  |  |  | 1 | P20L
EQ013177 |  | Heat sealer |  | Vacuum Sealer | DOMO | Rosier, JC | VU/F/BETA/TC/FMI | WN.Q004 | - |  |  |  | 1 | DO336L
EQ013176 |  | Balance |  | Balance | Kern | Rosier, JC | VU/F/BETA/TC/FMI | WN.Q004 | - |  |  |  | 1 | PCB
EQ013175 |  | Balance |  | Balance | Mettler (Toledo) | Rosier, JC | VU/F/BETA/TC/FMI | WN.Q004 | - |  |  |  | 1 | PC4400
EQ013174 |  | Extension Cable |  | Extension Cable | VU | Rosier, JC | VU/F/BETA/TC/FMI | WN.Q004 | - |  |  |  | 1
EQ013173 | MCN set 12 P1000 | Pipette |  | Pipette P1000 | Gilson | Gouwenberg, Y | VU/F/BETA/CNCR/MCN | WN.C335 | - |  |  |  | 1 | P1000L
EQ013172 |  | Light Source |  | Microscope Light Source | VU | Rosier, JC | VU/F/BETA/TC/FMI | WN.Q004 | - |  |  |  | 1
EQ013171 | MCN set 12 P200 | Pipette |  | Pipette P200 | Gilson | Gouwenberg, Y | VU/F/BETA/CNCR/MCN | WN.C335 | - |  |  |  | 1 | P200L
EQ013170 | BP50 | Microscope |  | Microscope | Carl Zeiss | Rosier, JC | VU/F/BETA/TC/FMI | WN.Q004 | - |  |  |  | 1 | 59807
EQ013169 |  | Laser |  | Laser Source | Thorlabs | Rosier, JC | VU/F/BETA/TC/FMI | WN.Q004 | - |  |  |  | 1 | Fiber Coupled Laser Source
EQ013168 |  | Laser Controller Unit |  | Tunable Laser Engine | AXSUN Technologies | Rosier, JC | VU/F/BETA/TC/FMI | WN.Q004 | - |  |  |  | 1
EQ013167 |  | Radio |  | Radio | AKAI | Rosier, JC | VU/F/BETA/TC/FMI | WN.Q004 | - |  |  |  | 1
EQ013166 | MCN set 12 P20 | Pipette |  | Pipette P20 | Gilson | Gouwenberg, Y | VU/F/BETA/CNCR/MCN | WN.C335 | - |  |  |  | 1 | P20L
EQ013165 |  | Barometer |  | Digital Barometer | Greisinger - GHM Meettechniek B.V. | Rosier, JC | VU/F/BETA/TC/FMI | WN.Q004 | - |  |  |  | 1 | GDH 11
EQ013164 | 005753 | Vacuum Pump |  | Vacuum Pump | ILMVAC | Rosier, JC | VU/F/BETA/TC/FMI | WN.Q004 | - |  |  |  | 1 | MembranePump MP 201 T
EQ013163 |  | Pipette |  | Gilson Pipetman P20 | Gilson | Koningstein, Greg | VU/F/BETA/A-LIFE/MM | O2.07E35 | - |  |  |  | 1 | Pipetman P20
EQ013162 | VUmc;9 | Pipette |  | VWR Pipette 10-100µL | VWR | Koningstein, Greg | VU/F/BETA/A-LIFE/MM | O2.07E35 | - |  |  |  | 1 | 10-100µL
EQ013161 | Tracy | Pipette |  | Gilson Pipetman P1000 | Gilson | Koningstein, Greg | VU/F/BETA/A-LIFE/MM | O2.07E35 | - |  |  |  | 1 | Pipetman P1000
EQ013160 | VUmc | Pipette |  | VWR Pipette 0.5-10µL | VWR | Koningstein, Greg | VU/F/BETA/A-LIFE/MM | O2.07E35 | - |  |  |  | 1 | 0.5-10µL
EQ013159 |  | Pipette |  | Gilson Pipetman P20 | Gilson | Koningstein, Greg | VU/F/BETA/A-LIFE/MM | O2.07E35 | - |  |  |  | 1 | Pipetman P20
EQ013158 |  | Pipette |  | Gilson Pipetman P200 | Gilson | Koningstein, Greg | VU/F/BETA/A-LIFE/MM | O2.07E35 | - |  |  |  | 1 | Pipetman P200
EQ013157 |  | Balance |  | Analytical Balance | Mettler (Toledo) | Rosier, JC | VU/F/BETA/TC/FMI | WN.Q004 | - |  |  |  | 1 | AB54-S MonoBloc
EQ013156 | VUmc;Sita | Pipette |  | VWR Pipette 100-1000µL | VWR | Koningstein, Greg | VU/F/BETA/A-LIFE/MM | O2.07E35 | - |  |  |  | 1 | 100-1000µL
EQ013155 | VUmc;Aniek | Pipette |  | VWR Pipette 100-1000µL | VWR | Koningstein, Greg | VU/F/BETA/A-LIFE/MM | O2.07E35 | - |  |  |  | 1 | 100-1000µL
EQ013154 |  | Motor driver |  | Motor Driver | VU | Rosier, JC | VU/F/BETA/TC/FMI | WN.Q004 | - |  |  |  | 1
EQ013153 | VUmc;Aniek | Pipette |  | VWR Pipette 100-1000µL | VWR | Koningstein, Greg | VU/F/BETA/A-LIFE/MM | O2.07E35 | - |  |  |  | 1 | 100-1000µL
EQ013152 | VUmc;Aniek | Pipette |  | VWR Pipette 0.5-10µL | VWR | Koningstein, Greg | VU/F/BETA/A-LIFE/MM | O2.07E35 | - |  |  |  | 1 | 0.5-10µL
EQ013151 | VUmc;Aniek | Pipette |  | VWR Pipette 10-100µL | VWR | Koningstein, Greg | VU/F/BETA/A-LIFE/MM | O2.07E35 | - |  |  |  | 1 | 10-100µL
EQ013150 |  | Pipette |  | Gilson Pipetman P200 | Gilson | Koningstein, Greg | VU/F/BETA/A-LIFE/MM | O2.07E35 | - |  |  |  | 1 | Pipetman P200
EQ013149 |  | Pipette |  | Gilson Pipetman P20 | Gilson | Koningstein, Greg | VU/F/BETA/A-LIFE/MM | O2.07E35 | - |  |  |  | 1 | Pipetman P20
EQ013148 |  | Pipette |  | Gilson Pipetman P1000 | Gilson | Koningstein, Greg | VU/F/BETA/A-LIFE/MM | O2.07E35 | - |  |  |  | 1 | Pipetman P1000
EQ013147 | 29;VUmc | Pipette |  | VWR Pipette 100-1000µL | VWR | Koningstein, Greg | VU/F/BETA/A-LIFE/MM | O2.07E35 | - |  |  |  | 1 | 100-1000µL
EQ013146 | 29;VUmc | Pipette |  | VWR Pipette 10-100µL | VWR | Koningstein, Greg | VU/F/BETA/A-LIFE/MM | O2.07E35 | - |  |  |  | 1 | 10-100µL
EQ013145 |  | Pipette |  | Gilson Pipetman P20 | Gilson | Koningstein, Greg | VU/F/BETA/A-LIFE/MM | O2.07E35 | - |  |  |  | 1 | Pipetman P20
EQ013144 |  | Extension Cable |  | Extension Cable | VU | Rosier, JC | VU/F/BETA/TC/FMI | WN.Q004 | - |  |  |  | 1
EQ013143 | Yuwei | Pipette |  | Gilson Pipetman P2 | Gilson | Koningstein, Greg | VU/F/BETA/A-LIFE/MM | O2.07E35 | - |  |  |  | 1 | Pipetman P2
EQ013142 | Yuwei | Pipette |  | Gilson Pipetman P20 | Gilson | Koningstein, Greg | VU/F/BETA/A-LIFE/MM | O2.07E35 | - |  |  |  | 1 | Pipetman P20
EQ013141 | Yuwei | Pipette |  | Gilson Pipetman P200 | Gilson | Koningstein, Greg | VU/F/BETA/A-LIFE/MM | O2.07E35 | - |  |  |  | 1 | Pipetman P200
EQ013140 |  | Extension Cable |  | Extension Cable | VU | Rosier, JC | VU/F/BETA/TC/FMI | WN.Q004 | - |  |  |  | 1
EQ013139 |  | Multimeter |  | Digital Multimeter | Voltcraft | Rosier, JC | VU/F/BETA/TC/FMI | WN.Q004 | - |  |  |  | 1 | VC270
EQ013138 | Yuwei | Pipette |  | Gilson Pipetman P1000 | Gilson | Koningstein, Greg | VU/F/BETA/A-LIFE/MM | O2.07E35 | - |  |  |  | 1 | Pipetman P1000
EQ013137 |  | Pipette |  | Gilson Pipetman P2 | Gilson | Koningstein, Greg | VU/F/BETA/A-LIFE/MM | O2.07E35 | - |  |  |  | 1 | Pipetman P2
EQ013136 |  | Pipette |  | Gilson Pipetman P20 | Gilson | Koningstein, Greg | VU/F/BETA/A-LIFE/MM | O2.07E35 | - |  |  |  | 1 | Pipetman P20
EQ013135 |  | Pipette |  | Gilson Pipetman P1000 | Gilson | Koningstein, Greg | VU/F/BETA/A-LIFE/MM | O2.07E35 | - |  |  |  | 1 | Pipetman P1000
EQ013134 |  | Multimeter |  | Digital Multimeter | Voltcraft | Rosier, JC | VU/F/BETA/TC/FMI | WN.Q004 | - |  |  |  | 1 | VC270
EQ013133 |  | Pipette |  | Gilson Pipetman P200 | Gilson | Koningstein, Greg | VU/F/BETA/A-LIFE/MM | O2.07E35 | - |  |  |  | 1 | Pipetman P200
EQ013132 |  | Pipette |  | Gilson Pipetman P1000 | Gilson | Koningstein, Greg | VU/F/BETA/A-LIFE/MM | O2.07E35 | - |  |  |  | 1 | Pipetman P1000
EQ013131 |  | Pipette |  | Gilson Pipetman P100 | Gilson | Koningstein, Greg | VU/F/BETA/A-LIFE/MM | O2.07E35 | - |  |  |  | 1 | Pipetman P100
EQ013130 |  | Power Supply |  | Illuminator Power Supply | Vision | Rosier, JC | VU/F/BETA/TC/FMI | WN.Q004 | - |  |  |  | 1 | LED Illuminator Power Supply
EQ013129 |  | Pipette |  | Gilson Pipetman P200 | Gilson | Koningstein, Greg | VU/F/BETA/A-LIFE/MM | O2.07E35 | - |  |  |  | 1 | Pipetman P200
EQ013128 | 18;VUmc | Pipette |  | VWR Pipette 100-1000µL | VWR | Koningstein, Greg | VU/F/BETA/A-LIFE/MM | O2.07E35 | - |  |  |  | 1 | 100-1000µL
EQ013127 |  | Pipette |  | Gilson Pipetman P20 | Gilson | Koningstein, Greg | VU/F/BETA/A-LIFE/MM | O2.07E35 | - |  |  |  | 1 | Pipetman P20
EQ013126 |  | Microscope |  | LYNX Microscope | Vision | Rosier, JC | VU/F/BETA/TC/FMI | WN.Q004 | - |  |  |  | 1 | LYNX
EQ013125 |  | Pipette |  | Gilson Pipetman P10 | Gilson | Koningstein, Greg | VU/F/BETA/A-LIFE/MM | O2.07E35 | - |  |  |  | 1 | Pipetman P10
EQ013124 |  | Computer Monitor |  | SHARP Monitor | Sharp | Rosier, JC | VU/F/BETA/TC/FMI | WN.Q004 | - |  |  |  | 1 | Aquos
EQ013123 | Corinne | Pipette |  | Gilson Pipetman P1000 | Gilson | Koningstein, Greg | VU/F/BETA/A-LIFE/MM | O2.07E35 | - |  |  |  | 1 | Pipetman P1000
EQ013122 | Corinne | Pipette |  | Gilson Pipetman P200 | Gilson | Koningstein, Greg | VU/F/BETA/A-LIFE/MM | O2.07E35 | - |  |  |  | 1 | Pipetman P200
EQ013121 | 005017 | Computer |  | HP Computer | Hewlett Packard (HP) | Rosier, JC | VU/F/BETA/TC/FMI | WN.Q004 | - |  |  |  | 1
EQ013120 | Corinne | Pipette |  | Gilson Pipetman P100 | Gilson | Koningstein, Greg | VU/F/BETA/A-LIFE/MM | O2.07E35 | - |  |  |  | 1 | Pipetman P100
EQ013119 | Corinne | Pipette |  | Gilson Pipetman P10 | Gilson | Koningstein, Greg | VU/F/BETA/A-LIFE/MM | O2.07E35 | - |  |  |  | 1 | Pipetman P10
EQ013118 |  | Speakers |  | Speakers | Sony | Rosier, JC | VU/F/BETA/TC/FMI | WN.Q004 | - |  |  |  | 1
EQ013117 | Corinne | Pipette |  | Gilson Pipetman P20 | Gilson | Koningstein, Greg | VU/F/BETA/A-LIFE/MM | O2.07E35 | - |  |  |  | 1 | Pipetman P20
EQ013116 |  | Extension Cable |  | Extension Cable | Brennenstuhl | Rosier, JC | VU/F/BETA/TC/FMI | WN.Q004 | - |  |  |  | 1
EQ013115 |  | Pipette |  | Rainin Pipette 20-200µL | Rainin | Koningstein, Greg | VU/F/BETA/A-LIFE/MM | O2.07E35 | - |  |  |  | 1 | Pipet-Lite XLS L-200
EQ013114 |  | Pipette |  | Pipette Controller | HIRSCHMANN LABORGERATE | Koningstein, Greg | VU/F/BETA/A-LIFE/MM | O2.07E35 | - |  |  |  | 0 | Pipetus
EQ013113 | VUmc | Pipette |  | VWR Pipette 100-1000µL | VWR | Koningstein, Greg | VU/F/BETA/A-LIFE/MM | O2.07E35 | - |  |  |  | 1 | 100-1000µL
EQ013112 | VUmc | Pipette |  | VWR Pipette 100-1000µL | VWR | Koningstein, Greg | VU/F/BETA/A-LIFE/MM | O2.07E35 | - |  |  |  | 1 | 100-1000µL
EQ013111 |  | UV Curing Machine |  | UV Curing System | Thorlabs | Rosier, JC | VU/F/BETA/TC/FMI | WN.Q004 | - |  |  |  | 1 | CS410-EC
EQ013110 | VUmc | Pipette |  | VWR Pipette 10-100µL | VWR | Koningstein, Greg | VU/F/BETA/A-LIFE/MM | O2.07E35 | - |  |  |  | 1 | 10-100µL
EQ013109 | VUmc | Pipette |  | VWR Pipette 0.5-10µL | VWR | Koningstein, Greg | VU/F/BETA/A-LIFE/MM | O2.07E35 | - |  |  |  | 1 | 0.5-10µL
EQ013108 | VUmc | Pipette |  | VWR Pipette 10-100µL | VWR | Koningstein, Greg | VU/F/BETA/A-LIFE/MM | O2.07E35 | - |  |  |  | 1 | 10-100µL
EQ013107 | VUmc | Pipette |  | VWR Pipette 100-1000µL | VWR | Koningstein, Greg | VU/F/BETA/A-LIFE/MM | O2.07E35 | - |  |  |  | 1 | 100-1000µL
EQ013106 |  | Timer |  | Timer/Power Strip | Conrad | Rosier, JC | VU/F/BETA/TC/FMI | WN.Q004 | - |  |  |  | 1 | EMT769A
EQ013105 | VUmc | Pipette |  | VWR Pipette 0.5-10µL | VWR | Koningstein, Greg | VU/F/BETA/A-LIFE/MM | O2.07E35 | - |  |  |  | 1 | 0.5-10µL
EQ013104 | 003462 | Power Supply |  | Reg DC Power Supply | HQ Power | Rosier, JC | VU/F/BETA/TC/FMI | WN.Q004 | - |  |  |  | 1 | PS1502A
EQ013103 |  | Speakers |  | Speakers | Trust | Rosier, JC | VU/F/BETA/TC/FMI | WN.Q004 | - |  |  |  | 1
EQ013102 |  | Soldering Iron/Machine |  | Soldering Station | Weller | Rosier, JC | VU/F/BETA/TC/FMI | WN.Q004 | - |  |  |  | 1 | WSD 81
EQ013101 |  | Temperature Control Module |  | Column Heater Control | VU | Rosier, JC | VU/F/BETA/TC/FMI | WN.Q004 | - |  |  |  | 1
EQ013100 |  | Radio |  | Radio | VU | Rosier, JC | VU/F/BETA/TC/FMI | WN.R025 | - |  |  |  | 1
EQ013099 |  | Disk Reader |  | Disc player | Pioneer | Rosier, JC | VU/F/BETA/TC/FMI | WN.R025 | - |  |  |  | 1
EQ013098 |  | UV/VIS Detector |  | PDA LC-20AD | Shimadzu | Rosier, JC | VU/F/BETA/TC/FMI | WN.R025 | - |  |  |  | 1 | LC-20AD
EQ013097 |  | Speakers |  | Speakers | Ewent | Rosier, JC | VU/F/BETA/TC/FMI | WN.R025 | - |  |  |  | 1
EQ013096 |  | Computer |  | Lab computer | Dell | Rosier, JC | VU/F/BETA/TC/FMI | WN.R025 | - |  |  |  | 1
EQ013095 |  | Computer Monitor |  | Screen | Dell | Rosier, JC | VU/F/BETA/TC/FMI | WN.R025 | - |  |  |  | 1
EQ013094 |  | Computer Monitor |  | Screen | Dell | Rosier, JC | VU/F/BETA/TC/FMI | WN.R025 | - |  |  |  | 1
EQ013093 |  | Temperature Control Module |  | Temperature Controller | Olympus | Rosier, JC | VU/F/BETA/TC/FMI | WN.R025 | - |  |  |  | 1 | BX63
EQ013092 |  | Printer |  | Printer HP | Hewlett Packard (HP) | Rosier, JC | VU/F/BETA/TC/FMI | WN.R025 | - |  |  |  | 1 | 7612
EQ013091 |  | Heater |  | Heater | Basetech | Rosier, JC | VU/F/BETA/TC/FMI | WN.R025 | - |  |  |  | 1
EQ013090 |  | Computer Monitor |  | Screen | Dell | Rosier, JC | VU/F/BETA/TC/FMI | WN.R025 | - |  |  |  | 1
EQ013089 |  | Computer Monitor |  | Screen | Dell | Rosier, JC | VU/F/BETA/TC/FMI | WN.R025 | - |  |  |  | 1
EQ013088 |  | Computer |  | Lab computer | Dell | Rosier, JC | VU/F/BETA/TC/FMI | WN.R025 | - |  |  |  | 1 | precision 3630
EQ013087 |  | Radio |  | radio-DVD | VU | Rosier, JC | VU/F/BETA/TC/FMI | WN.R025 | - |  |  |  | 1 | SC-5010CNX
EQ013086 |  | Water Bath |  | Water Bath | VU | Rosier, JC | VU/F/BETA/TC/FMI | WN.R024 | - |  |  |  | 1
EQ013085 |  | Pressure controller |  | Pressure Controller | VU | Rosier, JC | VU/F/BETA/TC/FMI | WN.R024 | - |  |  |  | 1
EQ013084 |  | Vacuum Cleaner |  | Vacuum cleaner | Kiekens | Rosier, JC | VU/F/BETA/TC/FMI | WN.R042 | - |  |  |  | 1
EQ013083 |  | Vacuum Cleaner |  | Vacuum cleaner | Nilfisk | Rosier, JC | VU/F/BETA/TC/FMI | WN.R042 | - |  |  |  | 1
EQ013082 |  | Vacuum Cleaner |  | Vacuum cleaner | Festool | Rosier, JC | VU/F/BETA/TC/FMI | WN.R042 | - |  |  |  | 1
EQ013081 |  | Pressure Valve |  | Piezo Valve Controller | MassSpecpecD BV | Rosier, JC | VU/F/BETA/TC/FMI | WN.R024 | - |  |  |  | 1 | 2422 530
EQ013080 |  | Helium leak detector |  | Detector | Phoenix | Rosier, JC | VU/F/BETA/TC/FMI | WN.R024 | - |  |  |  | 1 | XL 300
EQ013079 |  | Power Supply |  | Power supply | Leybold | Rosier, JC | VU/F/BETA/TC/FMI | WN.R024 | - |  |  |  | 1 | NT120/150
EQ013078 |  | Oscilloscope |  | Oscilloscope | Rohde&Schwarz | Rosier, JC | VU/F/BETA/TC/FMI | WN.R024 | - |  |  |  | 1 | HMO1002
EQ013077 |  | Logic Analyzer |  | Saleae Logic Pro 16 | Saleae | Limburg, Rob | VU/F/BETA/TC/Electronica | WN.P043 | - |  |  |  | 1
EQ013076 | 002958 | Variable Resistor |  | Variable transformer | Philips | Rosier, JC | VU/F/BETA/TC/FMI | WN.R024 | - |  |  |  | 1 | 2422 530
EQ013075 |  | Extension Cable |  | extension cable | VU | Rosier, JC | VU/F/BETA/TC/FMI | WN.R024 | - |  |  |  | 1
EQ013074 |  | Heater |  | Heater | DeLonghi | Rosier, JC | VU/F/BETA/TC/FMI | WN.R024 | - |  |  |  | 1
EQ013073 |  | Ultrasonic Cleaner |  | Sonicator | HBM | Rosier, JC | VU/F/BETA/TC/FMI | WN.R024 | - |  |  |  | 1
EQ013072 |  | Light Source |  | Torch | VU | Rosier, JC | VU/F/BETA/TC/FMI | WN.R024 | - |  |  |  | 1 | HG01092E
EQ013071 | elektronica beta vu: 007178 | Vacuum Gauge |  | Power supply | Balzers | Rosier, JC | VU/F/BETA/TC/FMI | WN.R024 | - |  |  |  | 1 | TCP 300
EQ013070 | elektronica beta vu: 002607 | Vacuum Gauge |  | Cathode Gauge controller | Balzers | Rosier, JC | VU/F/BETA/TC/FMI | WN.R024 | - |  |  |  | 1 | PKG010
EQ013069 | elektronica beta vu: 007761 | Power/Energy Meter |  | Power meter | VU | Rosier, JC | VU/F/BETA/TC/FMI | WN.R024 | - |  |  |  | 1
EQ013068 |  | Vacuum Pump |  | Vacuum pump | Edwards | Rosier, JC | VU/F/BETA/TC/FMI | WN.R024 | - |  |  |  | 1 | L2M811959
EQ013067 |  | Electric Motor |  | Electric motor | AEG | Rosier, JC | VU/F/BETA/TC/FMI | WN.R024 | - |  |  |  | 1 | ADEB56N2R304
EQ013066 |  | Vacuum Pump |  | Pump | Edwards | Rosier, JC | VU/F/BETA/TC/FMI | WN.R024 | - |  |  |  | 1
EQ013065 | elektronica beta vu: 008285 | Vacuum Pump |  | Dry vacuum pump | Welch | Rosier, JC | VU/F/BETA/TC/FMI | WN.R024 | - |  |  |  | 1 | 2511c-02
EQ013064 | elektronica beta vu: 007759 | Vacuum Pump |  | Vacuum pump | Edwards | Rosier, JC | VU/F/BETA/TC/FMI | WN.R024 | - |  |  |  | 1
EQ013063 |  | Recirculating Chiller |  | Recirculating Chiller | Neslab | Rosier, JC | VU/F/BETA/TC/FMI | WN.R030 | - |  |  |  | 1 | ThermoFlex 1400
EQ013062 |  | Water Pump |  | Pump | Fluid Metering INC | Rosier, JC | VU/F/BETA/TC/FMI | WN.R030 | - |  |  |  | 1
EQ013061 |  | Balance |  | Balance KERN | Anders-Kern | Rosier, JC | VU/F/BETA/TC/FMI | WN.R030 | - |  |  |  | 1
EQ013060 |  | Power Supply |  | Power supply | Bronkhorst | Rosier, JC | VU/F/BETA/TC/FMI | WN.R030 | - |  |  |  | 1
EQ013059 | No6 | Power Supply |  | Power supply | Delta Elektronika | Rosier, JC | VU/F/BETA/TC/FMI | WN.R030 | - |  |  |  | 1 | ES 030-10
EQ013058 | No1 | Power Supply |  | Power supply | Delta Elektronika | Rosier, JC | VU/F/BETA/TC/FMI | WN.R030 | - |  |  |  | 1 | ES 030-10
EQ013057 |  | Soldering Iron/Machine |  | Digital Soldering Station | Weller | Rosier, JC | VU/F/BETA/TC/FMI | WN.R030 | - |  |  |  | 1 | WDD 81V
EQ013056 |  | Soldering Iron/Machine |  | Digital Soldering Station | Weller | Rosier, JC | VU/F/BETA/TC/FMI | WN.R030 | - |  |  |  | 1 | WDD 81V
EQ013055 |  | Printer |  | Label printer | Brother | Rosier, JC | VU/F/BETA/TC/FMI | WN.R030 | - |  |  |  | 1
EQ013054 |  | Speakers |  | Speakers | VU | Rosier, JC | VU/F/BETA/TC/FMI | WN.R030 | - |  |  |  | 1
EQ013053 |  | Computer Monitor |  | Screen | Dell | Rosier, JC | VU/F/BETA/TC/FMI | WN.R030 | - |  |  |  | 1
EQ013052 | elektronica beta vu: 008666 | Power Supply |  | Power supply | VU | Rosier, JC | VU/F/BETA/TC/FMI | WN.R030 | - |  |  |  | 1
EQ013051 | PR-047856 | Printer |  | Printer | Ricoh | Rosier, JC | VU/F/BETA/TC/FMI | WN.R030 | - |  |  |  | 1 | IM C4500
EQ013050 | elektronica beta vu: 004734 | Extension Cable |  | extension cable | VU | Rosier, JC | VU/F/BETA/TC/FMI | WN.R030 | - |  |  |  | 1
EQ013049 |  | Extension Cable |  | extension cable | VU | Rosier, JC | VU/F/BETA/TC/FMI | WN.R030 | - |  |  |  | 1
EQ013048 | 000151 | Digital Indicator |  | Digital readout | Dr.Johannes Heidenhain | Rosier, JC | VU/F/BETA/TC/FMI | WN.R042 | - |  |  |  | 1 | PGM 246 119-07
EQ013047 |  | Digital Indicator |  | Digital readout | Sony | Rosier, JC | VU/F/BETA/TC/FMI | WN.R042 | - |  |  |  | 1
EQ013046 |  | Light Source |  | Light source | VU | Rosier, JC | VU/F/BETA/TC/FMI | WN.R029 | - |  |  |  | 1
EQ013045 |  | Television |  | TV SONY | Sony | Rosier, JC | VU/F/BETA/TC/FMI | WN.R029 | - |  |  |  | 1
EQ013044 |  | Microwave oven |  | Microwave oven | Sharp | Rosier, JC | VU/F/BETA/TC/FMI | WN.R029 | - |  |  |  | 1
EQ013043 |  | Microwave oven |  | Microwave oven | Sharp | Rosier, JC | VU/F/BETA/TC/FMI | WN.R029 | - |  |  |  | 1
EQ013042 |  | Microwave oven |  | Microwave oven | Tefal | Rosier, JC | VU/F/BETA/TC/FMI | WN.R029 | - |  |  |  | 1
EQ013041 |  | Extension Cable |  | extension cable | VU | Rosier, JC | VU/F/BETA/TC/FMI | WN.R029 | - |  |  |  | 1
EQ013040 |  | Extension Cable |  | extension cable | VU | Rosier, JC | VU/F/BETA/TC/FMI | WN.R029 | - |  |  |  | 1
EQ013039 |  | Coffee machine |  | Coffee machine | VU | Rosier, JC | VU/F/BETA/TC/FMI | WN.R029 | - |  |  |  | 1
EQ013038 |  | Fridge |  | Fridge | Liebherr | Rosier, JC | VU/F/BETA/TC/FMI | WN.R029 | - |  |  |  | 1
EQ013037 | elektronica beta vu: 004379 | Light Source |  | Light source | VU | Rosier, JC | VU/F/BETA/TC/FMI | WN.R042 | - |  |  |  | 1
EQ013036 | elektronica beta vu: 000153 | Milling Machine |  | Milling Machine | ARC | Rosier, JC | VU/F/BETA/TC/FMI | WN.R042 | - |  |  |  | 1
EQ013035 |  | Shrink Device |  | Shrink device | Bilz | Rosier, JC | VU/F/BETA/TC/FMI | WN.R042 | - |  |  |  | 1
EQ013034 |  | Vacuum Pump |  | Vacuum pump | Witte | Rosier, JC | VU/F/BETA/TC/FMI | WN.R042 | - |  |  |  | 1
EQ013033 |  | Vacuum Pump |  | Vacuum pump | Hoschele | Rosier, JC | VU/F/BETA/TC/FMI | WN.R042 | - |  |  |  | 1 | JESX.M6
EQ013032 |  | Metal Eroder |  | EDM Machine | Waldmann | Rosier, JC | VU/F/BETA/TC/FMI | WN.R042 | - |  |  |  | 1
EQ013031 |  | Milling Machine |  | Milling Machine Micron | Mikron VCE Pro | Rosier, JC | VU/F/BETA/TC/FMI | WN.R042 | - |  |  |  | 1 | TNC410
EQ013030 |  | Stamping Unit |  | Makro-Grip Stamping Unit | Lang | Rosier, JC | VU/F/BETA/TC/FMI | WN.R042 | - |  |  |  | 1
EQ013029 |  | Milling Machine |  | 5 axis milling machine | monoBLOCK | Rosier, JC | VU/F/BETA/TC/FMI | WN.R042 | - |  |  |  | 1 | DMU 65
EQ013028 | elektronica beta vu: 007708 | Light Source |  | Light source | VU | Rosier, JC | VU/F/BETA/TC/FMI | WN.R042 | - |  |  |  | 1
EQ013027 | elektronica beta vu: 007530 | Milling Machine |  | Milling machine | ABENE | Rosier, JC | VU/F/BETA/TC/FMI | WN.R042 | - |  |  |  | 1 | TMD-5
EQ013026 | elektronica beta vu: 007729 | Drill |  | Drill Leister | Leister | Rosier, JC | VU/F/BETA/TC/FMI | WN.R029 | - |  |  |  | 1
EQ013025 |  | Saw |  | Cirkelzaag AEG | AEG | Rosier, JC | VU/F/BETA/TC/FMI | WN.R029 | - |  |  |  | 1
EQ013024 |  | Belt Sander |  | Belt sander Metabo | Metabo | Rosier, JC | VU/F/BETA/TC/FMI | WN.R029 | - |  |  |  | 1 | SRE 4351
EQ013023 | elektronica beta vu: 007533 | Drill |  | Drill Bosch | Bosch | Rosier, JC | VU/F/BETA/TC/FMI | WN.R029 | - |  |  |  | 1 | PKP 18E
EQ013022 | elektronica beta vu: 007532 | Drill |  | Drill | Paso Hobbytronic | Rosier, JC | VU/F/BETA/TC/FMI | WN.R029 | - |  |  |  | 1
EQ013021 |  | Belt Sander |  | Palm Sander Makita | Makita | Rosier, JC | VU/F/BETA/TC/FMI | WN.R029 | - |  |  |  | 1 | BO4553
EQ013020 | elektronica beta vu: 007524 | Drill |  | Drill Black and Decker | Black & Decker | Rosier, JC | VU/F/BETA/TC/FMI | WN.R029 | - |  |  |  | 1 | BD575E-25
EQ013019 | elektronica beta vu: 007529 | Drill |  | Drill Metabo | Metabo | Rosier, JC | VU/F/BETA/TC/FMI | WN.R029 | - |  |  |  | 1
EQ013018 | elektronica beta vu: 007550 | Drill |  | Drill Hitachi | Hitachi | Rosier, JC | VU/F/BETA/TC/FMI | WN.R029 | - |  |  |  | 1
EQ013017 | elektronica beta vu: 000047 | Drill |  | Drill Makita | Makita | Rosier, JC | VU/F/BETA/TC/FMI | WN.R029 | - |  |  |  | 1 | DA3000R
EQ013016 |  | Drill |  | Drill Metabo | Metabo | Rosier, JC | VU/F/BETA/TC/FMI | WN.R029 | - |  |  |  | 1 | Sb E 521/2 S R+L
EQ013015 |  | Drill |  | Drill Skill | Skil | Rosier, JC | VU/F/BETA/TC/FMI | WN.R029 | - |  |  |  | 1 | 1437H1
EQ013014 |  | Drill |  | Drill Metabo | Metabo | Rosier, JC | VU/F/BETA/TC/FMI | WN.R029 | - |  |  |  | 1 | Sb E 521/2 S R+L
EQ013013 | WEG180058228;PSU30SPT | Balance |  | Balance | Kern | Noort, wendy | VU/F/FGB/BW/Myolab | O2.13W27 | - |  | 2023-02-15 00:00:00 |  | 1 | PCB 200-2
EQ013012 | WEG105;PSU-H8141004016 | Balance |  | Mettler Balance 13W37 | Mettler (Toledo) | Noort, wendy | VU/F/FGB/BW/Myolab | O2.13W37 | - | 2024-10-13 | 2025-07-15 00:00:00 |  | 1 | Dal weegschaal
EQ013011 | PSU15PK39 | Myolab-Electrische Apparatuur |  | PSU Nikon Coolpix 57000 camera | Nikon | Noort, wendy | VU/F/FGB/BW/Myolab | MF.A411 | - | 2025-06-22 |  |  | 0 | EH-71P
EQ013010 | PSU051203CA | Myolab-Electrische Apparatuur |  | PSU ADAPTER DELL SPEAKERS | HON-KWANG | Noort, wendy | VU/F/FGB/BW/Myolab | MF.A411 | - | 2025-07-15 |  |  | 0 | HKH1250-EC-230
EQ013009 | PSU02142A | Myolab-Electrische Apparatuur |  | PSU sonometrics |  | Noort, wendy | VU/F/FGB/BW/Myolab | MF.A411 | - | 2024-11-06 |  |  | 0 | SW301
EQ013008 | PSU-1615 | Centrifuge |  | Centrifuge | Thermo Fisher Scientific | Noort, wendy | VU/F/FGB/BW/Myolab | O2.13W31 | - | 2027-06-07 |  |  | 0 | SPROUT
EQ013007 | SHK-B091190188;PSU4182 | Shaker/Mixer |  | PMS1000 SHAKER | Grant Instruments | Noort, wendy | VU/F/FGB/BW/Myolab | O2.13W27 | - | 2025-07-13 | 2025-07-13 00:00:00 |  | 1 | PMS1000
EQ013006 | SHK0800011 | Myolab-Electrische Apparatuur |  | Boscan trilplaat mini shaker adapter | ALTEC | Noort, wendy | VU/F/FGB/BW/Myolab | MF.A411 | - | 2025-07-13 |  |  | 0 | A1767
EQ013005 | PSU1108C | Myolab-Electrische Apparatuur |  | PSU IPAL RADIO | Tivoli Audio | Noort, wendy | VU/F/FGB/BW/Myolab | MF.A411 | - | 2025-07-15 |  |  | 0 | HKA-1250EC-230
EQ013004 | PSU2016T | Shaker/Mixer |  | PSU H2O-AIR MIXER | Boneco | Noort, wendy | VU/F/FGB/BW/Myolab | O2.13W41 | - | 2024-10-02 | 2024-10-02 00:00:00 |  | 1 | FW7333S/24
EQ013003 | PSU-0096514 | Heated Circulator |  | PSU HEATING ELEMENT HOSE H2O-AIR MIXER | HYBERNITE | Noort, wendy | VU/F/FGB/BW/Myolab | O2.13W41 | - | 2024-10-02 | 2024-10-02 00:00:00 |  | 1 | Hybernite V12 PSU
EQ013002 | PSU1000-E | Myolab-Electrische Apparatuur |  | PSU LED VERLICHTING LAB 13W27 | XING | Noort, wendy | VU/F/FGB/BW/Myolab | MF.A411 | - | 2025-07-15 |  |  | 0 | XY-1201000-E
EQ013001 | PSU-10029 | Myolab-Electrische Apparatuur |  | EMG PSU | TMSi | Noort, wendy | VU/F/FGB/BW/Myolab | MF.A411 | - | 2024-11-28 |  |  | 0 | SUP5
EQ013000 | EMG-FUSB10036 | Myolab-Meetapparatuur |  | EMG-FUSB1 | TMSi | Noort, wendy | VU/F/FGB/BW/Myolab | MF.A411 | - |  |  |  | 0 | FUSB1
EQ012999 | EMG130995030 | Myolab-Meetapparatuur |  | Porti7-12b4at | TMSi | Noort, wendy | VU/F/FGB/BW/Myolab | MF.A411 | - |  |  |  | 0 | Porti7-12b4at
EQ012998 | PSU-DAC4562 | Data Converter |  | ADC-DAC CONVERTOR | DEC | Noort, wendy | VU/F/FGB/BW/Myolab | O2.13W41 | - | 2024-10-02 | 2024-10-02 00:00:00 |  | 1 | Power 1401
EQ012997 | PSU-3309EBE | Myolab-Electrische Apparatuur |  | PSU LAPTOP | Asus | Noort, wendy | VU/F/FGB/BW/Myolab | MF.A411 | - | 2025-06-22 |  |  | 0 | ADP-36EH C
EQ012996 | PSU-AN14Z4 | Computer |  | PSU LAPTOP | Lenovo | Noort, wendy | VU/F/FGB/BW/Myolab | O2.13W37 | - | 2025-06-22 |  |  | 0 | ADLX65NLC3A
EQ012995 | LT-8358JX1;PSU-OEM1B2VQ6 | Computer |  | HP LAPTOP | Hewlett Packard (HP) | Noort, wendy | VU/F/FGB/BW/Myolab | O2.13W41 | - | 2024-10-30 |  |  | 0 | HP laptop
EQ012994 | PSU-YZQ2TC | Myolab-Electrische Apparatuur |  | PSU LAPTOP | Hewlett Packard (HP) | Noort, wendy | VU/F/FGB/BW/Myolab | MF.A411 | - | 2025-07-15 |  |  | 0 | PPP009L-E
EQ012993 | PSU-AM11LA4D | Myolab-Electrische Apparatuur |  | PSU LAPTOP | Hewlett Packard (HP) | Noort, wendy | VU/F/FGB/BW/Myolab | MF.A411 | - | 2025-06-23 |  |  | 0 | PPP009D
EQ012992 | LT004405;PSU0A5RONGP9 | Myolab-Computers |  | LAPTOP HP QUANTSTUDIO 3 | Hewlett Packard (HP) | Noort, wendy | VU/F/FGB/BW/Myolab | O2.13W27 | - | 2025-07-13 | 2025-07-13 00:00:00 |  | 1 | ELITEBOOK 2540P
EQ012991 | CHR-L15100885;PSU-128/13 | Battery Charger |  | Pipetus CHARGER | Hirschmann | Noort, wendy | VU/F/FGB/BW/Myolab | O2.13W31 | - | 2025-07-06 | 2025-07-06 00:00:00 |  | 1 | GT-41052-1515
EQ012990 | CHR-L13071033;PSU-152/15 | Battery Charger |  | PIPETUS CHARGER | Hirschmann | Noort, wendy | VU/F/FGB/BW/Myolab | O2.13W31 | - | 2025-07-06 | 2025-07-06 00:00:00 |  | 1 | GT-41052-1515
EQ012989 | PSU-B06-0132251 | Myolab-Electrische Apparatuur |  | PSU ADAPTER | UNIFLUE | Noort, wendy | VU/F/FGB/BW/Myolab | MF.A411 | - | 2025-06-23 |  |  | 0 | U1318-05
EQ012988 | PSU-AUD62260 | Myolab-Electrische Apparatuur |  | PSU Audio Monitor | APX-Technologies | Noort, wendy | VU/F/FGB/BW/Myolab | MF.A411 | - | 2024-10-01 |  |  | 0 | AP5984ER
EQ012987 | WEG6971412 | Balance |  | Bovenweger Sartorius | Sartorius | Noort, wendy | VU/F/FGB/BW/Myolab | O2.13W37 | - | 2030-06-22 | 2025-06-22 00:00:00 |  | 1 | FW4798
EQ012986 | WEG3405135 | Myolab-Meetapparatuur |  | Satorius bovenweger | Sartorius | Noort, wendy | VU/F/FGB/BW/Myolab | MF.A411 | - | 2024-11-01 |  |  | 0 | 1419 MP8-1
EQ012985 | WEG180058228 | Balance |  | Balance | Kern | Noort, wendy | VU/F/FGB/BW/Myolab | O2.13W37 | - |  | 2025-07-15 00:00:00 |  | 1 | PCB 200-2
EQ012984 | WEG1117482153 | Balance |  | Mettler balans 13W27 | Mettler (Toledo) | Noort, wendy | VU/F/FGB/BW/Myolab | O2.13W27 | - | 2023-11-21 | 2025-07-15 00:00:00 |  | 1 | ME 238620
EQ012983 | WEG105 | Myolab-Meetapparatuur |  | METTLER TOLEDO | Mettler (Toledo) | Noort, wendy | VU/F/FGB/BW/Myolab | MF.A411 | - |  |  |  | 0 | Dal weegschaal
EQ012982 | WEG005 | Myolab-Meetapparatuur |  | Bovenweger | Mettler (Toledo) | Noort, wendy | VU/F/FGB/BW/Myolab | MF.A411 | - | 2024-09-26 |  |  | 0 | PC 440
EQ012981 | WEG004 | Myolab-Meetapparatuur |  | Balans Mettler AE 163 | Mettler (Toledo) | Noort, wendy | VU/F/FGB/BW/Myolab | MF.A411 | - | 2029-11-05 |  |  | 0 | AE163
EQ012980 | WEG001 | Balance |  | proefdier bovenweger (adapter) | Ohaus | Noort, wendy | VU/F/FGB/BW/Myolab | O2.13W41 | - | 2030-01-22 | 2025-01-22 00:00:00 |  | 1 | CS 5000
EQ012979 | VID-CR3DA001081;STICKER | Myolab-Audio en Visuele Apparatuur |  | Panasonic HC-V720 video camera adapter+psu | Panasonic | Noort, wendy | VU/F/FGB/BW/Myolab | O2.13W41 | - | 2029-11-06 | 2024-11-06 00:00:00 |  | 1 | HC-V720
EQ012978 | VID672KL2289 | Camera |  | PCO Sensicam Video camera PSU/Koeler | PSO | Noort, wendy | VU/F/FGB/BW/Myolab | O2.13W33 | - | 2031-07-21 | 2026-07-21 00:00:00 |  | 1 | Sensicam
EQ012977 | VID59493498;STICKER | Myolab-Audio en Visuele Apparatuur |  | Sony digital videocamera DCR-TRV20E power adapter | Sony | Noort, wendy | VU/F/FGB/BW/Myolab | O2.13W39 | - | 2024-09-05 | 2021-09-05 00:00:00 |  | 0 | power adapter
EQ012976 | VID40080433;PSU15PK39 | Myolab-Audio en Visuele Apparatuur |  | Nikon Coolpix S7000 camera | Nikon | Noort, wendy | VU/F/FGB/BW/Myolab | O2.13W39 | - |  | 2024-11-06 00:00:00 |  | 1 | Coolpix S7000
EQ012975 | VID041746-11;STICKER | Myolab-Audio en Visuele Apparatuur |  | Sony Digitale Video Camera Recorder DCR-HC53E power adapter | Sony | Noort, wendy | VU/F/FGB/BW/Myolab | O2.13W39 | - | 2024-09-05 | 2021-09-05 00:00:00 |  | 0 | power adapter
EQ012974 | USO001 | Myolab-Wetensch Apparatuur |  | Ultrasound Dynaview | Dynaview | Noort, wendy | VU/F/FGB/BW/Myolab | MF.A411 | - | 2023-05-08 |  |  | 0 | Aloha SSD-1700
EQ012973 | USB903754110 EX | Myolab-Wetensch Apparatuur |  | Ultrasoon bad | Elma | Noort, wendy | VU/F/FGB/BW/Myolab | MF.A411 | - | 2030-07-14 |  |  | 0 | T 420
EQ012972 | TCU002 | Myolab-Meetapparatuur |  | Temperature controle unit | Kurval | Noort, wendy | VU/F/FGB/BW/Myolab | MF.A411 | - | 2025-03-06 |  |  | 0 | MES2000TS
EQ012971 | TCU001;STICKER | Myolab-Meetapparatuur |  | Temp control unit Dyn Muis | Eigen bouw | Noort, wendy | VU/F/FGB/BW/Myolab | O2.13W39 | - | 2030-01-08 | 2025-01-08 00:00:00 |  | 1
EQ012970 | TAB-YB1D225AS | Myolab-Computer randapparatuur |  | Tablet Samsun Galaxy TAB2 docking station +psu | Samsung | Noort, wendy | VU/F/FGB/BW/Myolab | O2.13W39 | - | 2029-11-06 | 2024-11-06 00:00:00 |  | 1 | Docking station
EQ012969 | SUC110211;STICKER | Myolab-Wetensch Apparatuur |  | Wetensch Apparatuur | oroboros | Noort, wendy | VU/F/FGB/BW/Myolab | O2.13W37 | - | 2030-06-22 | 2025-06-22 00:00:00 |  | 1 | OXYGRAPH-2K
EQ012968 | STM-133ESRB | Muscle Stimulator |  | Electcronic Stimulation | VU | Noort, wendy | VU/F/FGB/BW/Myolab | O2.13W41 | - | 2029-10-30 | 2024-10-30 00:00:00 |  | 1 | TC3-LOAD Biorector
EQ012967 | STIM-MOT1;STICKER | Myolab-Wetensch Apparatuur |  | Stimula Motor | Eigen bouw | Noort, wendy | VU/F/FGB/BW/Myolab | O2.13W39 | - | 2029-11-29 | 2024-11-29 00:00:00 |  | 1
EQ012966 | STI235;STICKER | Myolab-Meetapparatuur |  | Student stimulator III |  | Noort, wendy | VU/F/FGB/BW/Myolab | O2.13W39 | - | 2029-11-05 | 2024-11-05 00:00:00 |  | 1
EQ012965 | STI212;STICKER | Myolab-Meetapparatuur |  | Student stimulator II |  | Noort, wendy | VU/F/FGB/BW/Myolab | O2.13W39 | - | 2029-11-05 | 2024-11-05 00:00:00 |  | 1
EQ012964 | STI185;STICKER | Myolab-Wetensch Apparatuur |  | Student stimulator I |  | Noort, wendy | VU/F/FGB/BW/Myolab | O2.13W39 | - | 2026-09-15 | 2021-09-15 00:00:00 |  | 1
EQ012963 | STI121;STICKER | Myolab-Meetapparatuur |  | student stimulator IV |  | Noort, wendy | VU/F/FGB/BW/Myolab | O2.13W39 | - | 2029-11-05 | 2024-11-05 00:00:00 |  | 1
EQ012962 | STI004;STICKER | Myolab-Electrische Apparatuur |  | Power adapter stimulator | Eigen bouw | Noort, wendy | VU/F/FGB/BW/Myolab | O2.13W39 | - | 2029-11-05 | 2024-11-05 00:00:00 |  | 1 | no. 4
EQ012961 | STI003;STICKER | Myolab-Electrische Apparatuur |  | Power adapter stimulator | Eigen bouw | Noort, wendy | VU/F/FGB/BW/Myolab | O2.13W39 | - | 2029-11-05 | 2024-11-05 00:00:00 |  | 1 | no 3.
EQ012960 | STI002;STICKER | Myolab-Meetapparatuur |  | poweradapter-stimulator | Eigen bouw | Noort, wendy | VU/F/FGB/BW/Myolab | O2.13W39 | - | 2029-11-05 | 2024-11-05 00:00:00 |  | 1 | no 2
EQ012959 | STI001;STICKER | Myolab-Meetapparatuur |  | poweradapter-stimulator | Eigen bouw | Noort, wendy | VU/F/FGB/BW/Myolab | O2.13W39 | - | 2029-11-05 | 2024-11-05 00:00:00 |  | 1 | no 5
EQ012958 | SPK001;PSU051203CA | Myolab-Audio en Visuele Apparatuur |  | DELL SPEAKER | Dell | Noort, wendy | VU/F/FGB/BW/Myolab | MF.A411 | - |  |  |  | 0
EQ012957 | SONTRXFB3806;PSU02142A | Myolab-Wetensch Apparatuur |  | Sonometrics Ultrosoon measurement | Sonometrics | Noort, wendy | VU/F/FGB/BW/Myolab | MF.A411 | - |  |  |  | 0 | TR-USB 16
EQ012956 | SOL8748115206 | Soldering Iron/Machine |  | Soldeerbout | Weller | Noort, wendy | VU/F/FGB/BW/Myolab | MF.A411 | - | 2029-11-05 |  |  | 0 | PU 81
EQ012955 | SHV002;STICKER | Myolab-Electrische Apparatuur |  | Scheerapparaat adapter Wahl AB67 | Wahl | Noort, wendy | VU/F/FGB/BW/Myolab | O2.13W41 | - | 2030-01-08 | 2025-01-08 00:00:00 |  | 1 | adapter
EQ012954 | SHK-Q911433 | Shaker/Mixer |  | Shaker | Labnet | Noort, wendy | VU/F/FGB/BW/Myolab | O2.13W27 | - | 2030-07-13 | 2025-07-13 00:00:00 |  | 1 | Nutating Mixer
EQ012953 | SHK-P32904145B2 | Myolab-Electrische Apparatuur |  | Roermachine adapter | Velp | Noort, wendy | VU/F/FGB/BW/Myolab | MF.A411 | - | 2024-10-06 |  |  | 0 | adapter
EQ012952 | SHK-HSD42626 | Myolab-Wetensch Apparatuur |  | CENTRIFUGE | Fisher Scientific / Fisher Emergo | Noort, wendy | VU/F/FGB/BW/Myolab | MF.A411 | - |  |  |  | 0 | HAKER
EQ012951 | SHK-BM41435 | Milling Machine |  | beadmill | Fisherbrand | Noort, wendy | VU/F/FGB/BW/Myolab | O2.13W35A | - | 2030-06-23 | 2025-06-23 00:00:00 |  | 1 | BEADMILL 4
EQ012950 | SHK-B091190188;PSU41482 | Shaker/Mixer |  | PMS1000 SHAKER | Grant Instruments | Noort, wendy | VU/F/FGB/BW/Myolab | O2.13W27 | - |  |  |  | 0 | PMS1000
EQ012949 | SHK92073 | Centrifuge |  | SPINNER | Labnet | Noort, wendy | VU/F/FGB/BW/Myolab | O2.13W27 | - | 2030-07-13 | 2025-07-13 00:00:00 |  | 1 | MPS1000
EQ012948 | SHK676813 | Vortex |  | Vibrofix | Janke & Kunkel | Noort, wendy | VU/F/FGB/BW/Myolab | O2.13W35A | - | 2030-06-23 | 2025-06-23 00:00:00 |  | 1 | Vibrofix
EQ012947 | SHK-507707 | Centrifuge |  | EPPENDORF MINI SPIN | Eppendorf | Noort, wendy | VU/F/FGB/BW/Myolab | O2.13W27 | - | 2030-07-21 | 2025-07-21 00:00:00 |  | 1 | SHAKER
EQ012946 | SHK-42331706 | Centrifuge |  | Centrifuge | Thermo Fisher Scientific | Noort, wendy | VU/F/FGB/BW/Myolab | O2.13W35A | - | 2030-06-23 | 2025-06-23 00:00:00 |  | 1 | MICRO 17R
EQ012945 | SHK-41632808;VUmc-017266 | Centrifuge |  | Centrifuge | Thermo Fisher Scientific | Noort, wendy | VU/F/FGB/BW/Myolab | O2.13W31 | - | 2030-07-07 | 2025-07-07 00:00:00 |  | 1 | SL16R
EQ012944 | SHK328730 | Myolab-Wetensch Apparatuur |  | Vibrofix Shaker | Janke & Kunkel | Noort, wendy | VU/F/FGB/BW/Myolab | MF.A411 | - | 2024-11-01 |  |  | 0 | Vibrofix
EQ012943 | MOT260594 | Vortex |  | Vibrofix | Janke & Kunkel | Noort, wendy | VU/F/FGB/BW/Myolab | O2.13W31 | - | 2030-07-06 |  |  | 0 | Vibrofix
EQ012942 | SHK188452 | Hot Plate |  | Hot Plate / Stirrer | IKA | Noort, wendy | VU/F/FGB/BW/Myolab | O2.13W37 | - | 2030-06-22 | 2025-06-22 00:00:00 |  | 1 | RH
EQ012941 | SHK10125491A | Water Bath |  | Schudbad | GFL | Noort, wendy | VU/F/FGB/BW/Myolab | O2.13W27 | - | 2030-07-13 | 2025-07-13 00:00:00 |  | 1 | 1o86
EQ012940 | SHK0484680 | Hot Plate |  | Hot Plate Shaker | IKA | Noort, wendy | VU/F/FGB/BW/Myolab | O2.13W27 | - | 2030-07-15 | 2025-07-15 00:00:00 |  | 1 | Lab Dancer
EQ012939 | SHK-010155 | Myolab-Wetensch Apparatuur |  | PMS1000 SHAKER | GRAND-BIO | Noort, wendy | VU/F/FGB/BW/Myolab | MF.A411 | - |  |  |  | 0 | SHAKER
EQ012938 | STICKER | Myolab-Wetensch Apparatuur |  | Kleine shaker | IKA | Noort, wendy | VU/F/FGB/BW/Myolab | O2.13W27 | - | 2030-07-13 | 2025-07-13 00:00:00 |  | 1 | Lab Dancer S000
EQ012937 | SCN50799 | Nanoposition Controller |  | Prior proscan II | Prior | Noort, wendy | VU/F/FGB/BW/Myolab | O2.13W33 | - | 2030-07-07 | 2025-07-07 00:00:00 |  | 1 | Prior scan II
EQ012936 | RIO001 | Myolab-Electrische Apparatuur |  | Compact Rio Dyno muis | Eigen bouw | Noort, wendy | VU/F/FGB/BW/Myolab | O2.13W36 | - | 2030-01-08 |  |  | 1
EQ012935 | RAD852224;PSU1108C | Radio |  | RADIO | Tivoli Audio | Noort, wendy | VU/F/FGB/BW/Myolab | O2.13W27 | - |  | 2025-07-15 00:00:00 |  | 0 | PAL
EQ012934 | RAD3635 | Myolab-Audio en Visuele Apparatuur |  | RADIO | Elta | Noort, wendy | VU/F/FGB/BW/Myolab | MF.A411 | - | 2029-11-06 | 2025-07-06 00:00:00 |  | 0 | portable radio
EQ012933 | RAD20080410383 | Myolab-Electrische Apparatuur |  | Electrische Apparatuur | Clatronic | Noort, wendy | VU/F/FGB/BW/Myolab | MF.A411 | - | 2030-07-07 |  |  | 0 | SR777
EQ012932 | PSU-P2517;STICKER | Shaker/Mixer |  | PSU SHAKER | KTEC | Noort, wendy | VU/F/FGB/BW/Myolab | O2.13W35A | - | 2030-06-23 | 2025-06-23 00:00:00 |  | 1 | PSU SHAKER
EQ012931 | PSU-HSD42616 | Myolab-Electrische Apparatuur |  | Voeding van shaker | Kings | Noort, wendy | VU/F/FGB/BW/Myolab | MF.A411 | - | 2030-07-13 |  |  | 0 | Y27DE-120-2200
EQ012930 | PSU-H5461000004 | Myolab-Electrische Apparatuur |  | PSU Boneco H20-Air mixer |  | Noort, wendy | VU/F/FGB/BW/Myolab | O2.13W36 | - | 2029-11-06 |  |  | 1 | PSU BONECO
EQ012929 | PSUEB16237459;STICKER | Myolab-Electrische Apparatuur |  | UNO control unit | UNO | Noort, wendy | VU/F/FGB/BW/Myolab | O2.13W39 | - | 2030-01-08 | 2025-01-08 00:00:00 |  | 1 | CU-01
EQ012928 | PSU-CU00793;STICKER | Myolab-Electrische Apparatuur |  | Voeding van electrische pipet | Biohit | Noort, wendy | VU/F/FGB/BW/Myolab | O2.13W27 | - | 2030-07-13 | 2025-07-13 00:00:00 |  | 1 | AD23912A
EQ012927 | PSU93-2019 | Myolab-Electrische Apparatuur |  | DC powersupply PS 3000 | Hoefer Scientific In | Noort, wendy | VU/F/FGB/BW/Myolab | MF.A411 | - | 2024-10-03 |  |  | 0 | PS 3000
EQ012926 | PSU800872;STICKER | Myolab-Electrische Apparatuur |  | Voeding Lichtbron laser opstelling | Wild Heerbrugg | Noort, wendy | VU/F/FGB/BW/Myolab | O2.13W39 | - | 2029-11-05 | 2024-11-05 00:00:00 |  | 1 | MTr 22
EQ012925 | PSU392572 | Myolab-Electrische Apparatuur |  | Axiokop microscoop kleine voeding | Carl Zeiss | Noort, wendy | VU/F/FGB/BW/Myolab | MF.A411 | - | 2024-10-06 |  |  | 0 | kleine voeding
EQ012924 | PSU3472016 | Transformer |  | Regelbare Trafo 0-240V | Watt's Control | Noort, wendy | VU/F/FGB/BW/Myolab | O2.13W41 | - | 2029-11-29 | 2024-11-29 00:00:00 |  | 1 | WCV 2E-1
EQ012923 | PSU3372016 | Myolab-Electrische Apparatuur |  | Regelbare Trafo 0-240V | Watt's Control | Noort, wendy | VU/F/FGB/BW/Myolab | MF.A411 | - | 2025-07-10 |  |  | 0 | WCV 2E-1
EQ012922 | PSU226103;STICKER | Myolab-Electrische Apparatuur |  | BOSCH ACCUBOORMACHINE | Bosch | Noort, wendy | VU/F/FGB/BW/Myolab | O2.13W41 | - | 2030-08-03 | 2025-08-03 00:00:00 |  | 1 | ACCUBOOR LADER
EQ012921 | PSU2172016;STICKER | Myolab-Electrische Apparatuur |  | Regelbare Trafo 0-240V | Watt's Control | Noort, wendy | VU/F/FGB/BW/Myolab | O2.13W39 | - | 2025-07-05 | 2022-07-05 00:00:00 |  | 1 | WCV 2E-1
EQ012920 | PSU1572016 | Transformer |  | Regelbare Trafo 0-240V | Watt's Control | Noort, wendy | VU/F/FGB/BW/Myolab | O2.13W41 | - | 2029-10-02 | 2024-10-02 00:00:00 |  | 1 | WCV 2E-1
EQ012919 | PSU-08250169424;STICKER | Myolab-Electrische Apparatuur |  | Labvoeding |  | Noort, wendy | VU/F/FGB/BW/Myolab | O2.13W41 | - | 2029-10-30 | 2024-10-30 00:00:00 |  | 1 | Labvoeding 0-30V
EQ012918 | PSU-08250169423;STICKER | Myolab-Electrische Apparatuur |  | Labvoeding |  | Noort, wendy | VU/F/FGB/BW/Myolab | O2.13W41 | - | 2029-10-30 | 2024-10-30 00:00:00 |  | 1 | Labvoeding 0-30V
EQ012917 | PSU-08250169255;STICKER | Myolab-Electrische Apparatuur |  | Labvoeding |  | Noort, wendy | VU/F/FGB/BW/Myolab | O2.13W41 | - | 2029-10-30 | 2024-10-30 00:00:00 |  | 1 | Labvoeding 0-30V
EQ012916 | PSU0800052 | Myolab-Meetapparatuur |  | Voedingskast brugversterkers |  | Noort, wendy | VU/F/FGB/BW/Myolab | MF.A411 | - | 2022-09-22 |  |  | 0
EQ012915 | PSU07481 | Myolab-Electrische Apparatuur |  | Voedingskast voor Disa EMG versterkers | Disa | Noort, wendy | VU/F/FGB/BW/Myolab | MF.A411 | - | 2024-10-17 |  |  | 0 | Power Pack
EQ012914 | PSU0548;STICKER | Laser |  | Sacromeer Laser voeding | Melles Griot | Noort, wendy | VU/F/FGB/BW/Myolab | O2.13W39 | - | 2029-11-06 | 2024-11-06 00:00:00 |  | 1 | 05-LPL-382
EQ012913 | PSU0542833 | Myolab-Electrische Apparatuur |  | Voedingsadapter luchtverwarmer | Sony | Noort, wendy | VU/F/FGB/BW/Myolab | MF.A411 | - | 2024-09-05 |  |  | 0 | Power adapter
EQ012912 | PSU022;STICKER | Myolab-Meetapparatuur |  | Voedingskast brugversterkers |  | Noort, wendy | VU/F/FGB/BW/Myolab | O2.13W39 | - | 2029-10-31 | 2024-10-31 00:00:00 |  | 1
EQ012911 | PSU021 | Amplifier |  | Voedingskast brug versterker 19 inch | Eigen bouw | Noort, wendy | VU/F/FGB/BW/Myolab | O2.13W41 | - | 2029-10-02 | 2024-10-02 00:00:00 |  | 1
EQ012910 | PSU020 | Transformer |  | Scheidingstrafo | Belpha | Noort, wendy | VU/F/FGB/BW/Myolab | O2.13W41 | - | 2024-10-12 | 2021-10-12 00:00:00 |  | 1
EQ012909 | PSU019 | Transformer |  | Scheidingstrafo | Belpha | Noort, wendy | VU/F/FGB/BW/Myolab | MF.A411 | - | 2024-10-06 |  |  | 0
EQ012908 | PSU018 | Myolab-Electrische Apparatuur |  | voeding binoculair | Wild Heerbrugg | Noort, wendy | VU/F/FGB/BW/Myolab | MF.A411 | - | 2024-10-04 |  |  | 0 | MTR28
EQ012907 | PSU017 | Myolab-Electrische Apparatuur |  | voeding binoculair | Wild Heerbrugg | Noort, wendy | VU/F/FGB/BW/Myolab | MF.A411 | - | 2024-10-04 |  |  | 0 | MTR28
EQ012906 | PSU016 | Myolab-Electrische Apparatuur |  | Voedingsadapter van Biosan PSU-2T Mini-Shaker | Tenwei | Noort, wendy | VU/F/FGB/BW/Myolab | MF.A411 | - | 2030-07-13 |  |  | 0 | Adapter
EQ012905 | PSU015 | Myolab-Electrische Apparatuur |  | regelbare verwarmingstrafo |  | Noort, wendy | VU/F/FGB/BW/Myolab | MF.A411 | - | 2024-09-22 |  |  | 0
EQ012904 | PSU014 | Transformer |  | Scheidingstrafo | Belpha | Noort, wendy | VU/F/FGB/BW/Myolab | O2.13W41 | - | 2029-10-02 | 2024-10-02 00:00:00 |  | 1
EQ012903 | PSU013 | Transformer |  | Scheidingstrafor ERG II opstelling | Belpha | Noort, wendy | VU/F/FGB/BW/Myolab | O2.13W41 | - | 2029-10-02 | 2024-10-02 00:00:00 |  | 1
EQ012902 | PSU01135;STICKER | Myolab-Electrische Apparatuur |  | Dual power supply LFT | Delta Elektronika | Noort, wendy | VU/F/FGB/BW/Myolab | O2.13W39 | - | 2029-11-05 | 2024-11-05 00:00:00 |  | 1 | Dual PSU E018-0.6D
EQ012901 | PSU006;STICKER | Myolab-Wetensch Apparatuur |  | Neurolog voedingskast met stim unit | Neurolog system | Noort, wendy | VU/F/FGB/BW/Myolab | O2.13W39 | - | 2030-01-08 | 2025-01-08 00:00:00 |  | 1 | digitimer
EQ012900 | PSU005;STICKER | Amplifier |  | voedingskast brug amps |  | Noort, wendy | VU/F/FGB/BW/Myolab | O2.13W41 | - | 2029-10-02 | 2024-10-02 00:00:00 |  | 1
EQ012899 | PSU004;STICKER | Myolab-Electrische Apparatuur |  | Neurolog voedingskast met stim unit |  | Noort, wendy | VU/F/FGB/BW/Myolab | O2.13W39 | - | 2030-07-21 | 2025-07-21 00:00:00 |  | 1
EQ012898 | PSU002 | Myolab-Electrische Apparatuur |  | Voedingskast brugversterkers laser | Eigen bouw | Noort, wendy | VU/F/FGB/BW/Myolab | MF.A411 | - | 2024-12-06 |  |  | 0
EQ012897 | PSU-0017 | Power Supply |  | Axioskop Power Supply | Basetech | Noort, wendy | VU/F/FGB/BW/Myolab | O2.13W33 | - | 2030-07-07 | 2025-07-07 00:00:00 |  | 0 | BT155
EQ012896 | PSU001 | Myolab-Meetapparatuur |  | Voedingskast brugversterkers LFT |  | Noort, wendy | VU/F/FGB/BW/Myolab | O2.13W41 | - | 2029-10-02 | 2024-10-02 00:00:00 |  | 1
EQ012895 | PRS-182582 | Pressure controller |  | Pressure monitor | WPI | Noort, wendy | VU/F/FGB/BW/Myolab | O2.13W41 | - | 2029-10-30 | 2024-10-30 00:00:00 |  | 1 | Pressure Monitor
EQ012894 | PMP9798;STICKER | Myolab-Electrische Apparatuur |  | Perfuser Pomp | Braun Melsungen AG | Noort, wendy | VU/F/FGB/BW/Myolab | O2.13W39 | - | 2030-06-22 | 2025-06-22 00:00:00 |  | 1 | perfuser VI
EQ012893 | PMP972087857 | Myolab-Electrische Apparatuur |  | Edwards vaccum pomp | Edwards | Noort, wendy | VU/F/FGB/BW/Myolab | MF.A411 | - | 2030-07-15 |  |  | 0 | RV5
EQ012892 | PMP41424419 | Vacuum Pump |  | VACUUMPOMP | Vacuubrand | Noort, wendy | VU/F/FGB/BW/Myolab | O2.13W27 | - | 2030-07-13 | 2025-07-13 00:00:00 |  | 1 | VACUUM POMP 1C
EQ012891 | PMP121268 | Myolab-Electrische Apparatuur |  | CVA perfussiepomp |  | Noort, wendy | VU/F/FGB/BW/Myolab | MF.A411 | - | 2029-10-30 |  |  | 0
EQ012890 | PMP108798;STICKER | Myolab-Wetensch Apparatuur |  | Perfussie pomp watson&Marlow 502s | Watson Marlow | Noort, wendy | VU/F/FGB/BW/Myolab | O2.13W41 | - | 2030-06-22 | 2025-06-22 00:00:00 |  | 1 | 502S
EQ012889 | PMP108;STICKER | Myolab-Electrische Apparatuur |  | syringe pump | WPI | Noort, wendy | VU/F/FGB/BW/Myolab | O2.13W39 | - | 2029-11-05 | 2024-11-05 00:00:00 |  | 1 | sp210iw
EQ012888 | PHM9041696 | pH Meter |  | Schott pH meter | Schott | Noort, wendy | VU/F/FGB/BW/Myolab | O2.13W37 | - | 2030-06-22 | 2025-06-22 00:00:00 |  | 1 | Lab 850
EQ012887 | PCR272311362 | Thermal Cycler / PCR System |  | PCR apparaat AB | Thermo Fisher Scientific | Noort, wendy | VU/F/FGB/BW/Myolab | O2.13W27 | - | 2030-07-13 | 2025-07-13 00:00:00 |  | 1 | QUANTSTUDIO3
EQ012886 | PCR271000851 | Thermal Cycler / PCR System |  | PCR apparaat AB | Applied biosystems | Noort, wendy | VU/F/FGB/BW/Myolab | O2.13W27 | - | 2030-07-13 | 2025-07-13 00:00:00 |  | 1 | Step One
EQ012885 | OSC-C010643 | Oscilloscope |  | Oscilloscoop | Tektronix | Noort, wendy | VU/F/FGB/BW/Myolab | O2.13W41 | - | 2029-10-01 | 2024-10-01 00:00:00 |  | 1 | OSCILLOSCOOP
EQ012884 | ORO-18935 | Safety Suction System |  | ISS-integrated Suction System | oroboros | Noort, wendy | VU/F/FGB/BW/Myolab | O2.13W37 | - | 2030-06-22 | 2025-06-22 00:00:00 |  | 1 | ISS-Integrated Suction System
EQ012883 | ORO-187028 | Respirometer |  | O2K respirometer | oroboros | Noort, wendy | VU/F/FGB/BW/Myolab | O2.13W37 | - | 2030-06-22 | 2025-06-22 00:00:00 |  | 1 | )2K respirometer
EQ012882 | ORO-111554 | Respirometer |  | O2K respirometer | oroboros | Noort, wendy | VU/F/FGB/BW/Myolab | O2.13W37 | - | 2030-06-22 | 2025-06-22 00:00:00 |  | 1 | )2K respirometer
EQ012881 | OPT-C3-03759 | Bewegingsregistratie |  | optotrak balk |  | Noort, wendy | VU/F/FGB/BW/Myolab | MF.A411 | - | 2030-06-23 |  |  | 0 | BALK
EQ012880 | OPT-971000989 | Bewegingsregistratie |  | OPTOTRAK CONTROLLER |  | Noort, wendy | VU/F/FGB/BW/Myolab | MF.A411 | - | 2030-06-23 |  |  | 0
EQ012879 | NAN-M695 | Spectrophotometer |  | Nanodrop 2000 | Thermo Fisher Scientific | Noort, wendy | VU/F/FGB/BW/Myolab | O2.13W27 | - | 2030-07-13 | 2025-07-13 00:00:00 |  | 1 | Nanodrop 2000
EQ012878 | NAI-R171114DDE | UV Curing Machine |  | UV Nail Dryer | MEDISANA | Noort, wendy | VU/F/FGB/BW/Myolab | O2.13W31 | - | 2030-07-07 | 2025-07-07 00:00:00 |  | 1 | ND 870
EQ012877 | MOT930800085;STICKER | Myolab-Wetensch Apparatuur |  | Motor sturing Axiokop 50 | Kontron Elektronik | Noort, wendy | VU/F/FGB/BW/Myolab | O2.13W33 | - | 2030-07-21 | 2025-07-21 00:00:00 |  | 0 | Axiokop sturing
EQ012876 | MOT8011023 | Water Bath |  | Roermotor Waterbad | Julabo | Noort, wendy | VU/F/FGB/BW/Myolab | O2.13W37 | - | 2030-06-22 | 2025-06-22 00:00:00 |  | 1 | 2/1
EQ012875 | MOT7604 | Hot Plate |  | Hot Plate / Stirrer | Franz Morat | Noort, wendy | VU/F/FGB/BW/Myolab | O2.13W37 | - | 2030-06-22 | 2025-06-22 00:00:00 |  | 1 | M 21/1
EQ012874 | MOT638930253539 | Magnetic Stirrer |  | Thermolyne roermotor | Barnstead | Noort, wendy | VU/F/FGB/BW/Myolab | O2.13W27 | - | 2024-10-03 | 2021-10-03 00:00:00 |  | 1 | Cimarec2
EQ012873 | MOT525/142;STICKER | Myolab-Wetensch Apparatuur |  | Motor ergometer Muis + sturing |  | Noort, wendy | VU/F/FGB/BW/Myolab | O2.13W39 | - | 2030-01-08 | 2025-01-08 00:00:00 |  | 1
EQ012872 | MOT3046 | Hot Plate |  | Verwarmingsplaat/roermotor | Franz Morat | Noort, wendy | VU/F/FGB/BW/Myolab | O2.13W41 | - | 2029-10-30 | 2024-10-30 00:00:00 |  | 1 | M 21/1
EQ012871 | MOT2719 | Hot Plate |  | Verwarmingsplaat/roermotor | Franz Morat | Noort, wendy | VU/F/FGB/BW/Myolab | O2.13W27 | - | 2030-07-15 | 2025-07-15 00:00:00 |  | 1 | M 21/1
EQ012870 | MOT004 | Myolab-Electrische Apparatuur |  | USB Motor adapter | Cincon Electronics | Noort, wendy | VU/F/FGB/BW/Myolab | MF.A411 | - | 2029-10-29 |  |  | 0 | adapter
EQ012869 | MON-CNK8340WMN;STICKER | Computer Monitor |  | HP Monitor | Hewlett Packard (HP) | Noort, wendy | VU/F/FGB/BW/Myolab | O2.13W39 | - | 2025-02-05 | 2025-02-05 00:00:00 |  | 1 | HP Compaq Monitor
EQ012868 | MON-CNC730S4GK;STICKER | Myolab-Computer randapparatuur |  | HP L1940T Monitor | Hewlett Packard (HP) | Noort, wendy | VU/F/FGB/BW/Myolab | O2.13W41 | - | 2029-10-29 | 2024-10-29 00:00:00 |  | 1 | HP monitor
EQ012867 | MONCN0KU7897161 | Computer Monitor |  | Monitor AB computer | Dell | Noort, wendy | VU/F/FGB/BW/Myolab | O2.13W27 | - | 2030-07-13 | 2025-07-13 00:00:00 |  | 1 | 1708FPt
EQ012866 | MON3001427 | Myolab-Computer randapparatuur |  | Philips monitor | Philips | Noort, wendy | VU/F/FGB/BW/Myolab | MF.A411 | - | 2029-11-29 |  |  | 0 | monitor Brilliance 200p
EQ012865 | MON187 | Computer Monitor |  | MONITOR PHILIPS | Philips | Noort, wendy | VU/F/FGB/BW/Myolab | O2.13W35 | - | 2030-08-03 | 2025-08-03 00:00:00 |  | 0 | PHILPS MONITOR
EQ012864 | MON109 | Computer Monitor |  | MONITOR | Hewlett Packard (HP) | Noort, wendy | VU/F/FGB/BW/Myolab | O2.13W31 | - | 2030-07-06 | 2025-07-06 00:00:00 |  | 1 | HP Monitor
EQ012863 | MON10017865 | Myolab-Computer randapparatuur |  | iiyama computer monitor | Iiyama | Noort, wendy | VU/F/FGB/BW/Myolab | MF.A411 | - | 2024-10-06 |  |  | 0 | Vision Master Pro 511
EQ012862 | MON040165 | Myolab-Computer randapparatuur |  | DELL MONITOR | Dell | Noort, wendy | VU/F/FGB/BW/Myolab | MF.A411 | - | 2030-08-03 |  |  | 0
EQ012861 | MON019893 | Myolab-Computer randapparatuur |  | Monitor | Philips | Noort, wendy | VU/F/FGB/BW/Myolab | MF.A411 | - | 2024-09-19 |  |  | 0 | Monitor model 17085
EQ012860 | MON019892 | Myolab-Computer randapparatuur |  | Monitor | Philips | Noort, wendy | VU/F/FGB/BW/Myolab | MF.A411 | - | 2024-12-06 |  |  | 0 | Monitor model 17085
EQ012859 | MON019885 | Computer Monitor |  | HP monitor | Hewlett Packard (HP) | Noort, wendy | VU/F/FGB/BW/Myolab | O2.13W33 | - | 2030-07-07 | 2025-07-07 00:00:00 |  | 1 | LP2405 monitor
EQ012858 | MON019884 | Computer Monitor |  | HP Monitor | Hewlett Packard (HP) | Noort, wendy | VU/F/FGB/BW/Myolab | O2.13W33 | - | 2030-07-07 | 2025-07-07 00:00:00 |  | 1 | LP2405 monitor
EQ012857 | MON019873;019873 | Computer Monitor |  | Dell Computer Monitor | Dell | Noort, wendy | VU/F/FGB/BW/Myolab | O2.13W33 | - | 2030-07-07 | 2025-07-07 00:00:00 |  | 1 | PZ311Hb
EQ012856 | MON008532 | Computer Monitor |  | MONITOR | Hewlett Packard (HP) | Noort, wendy | VU/F/FGB/BW/Myolab | O2.13W35 | - | 2030-06-23 | 2025-06-23 00:00:00 |  | 1 | HP MONITOR
EQ012855 | MIX-H2O-5 | Myolab-Wetensch Apparatuur |  | Mixer H2O+Air,Humidifier | Boneco | Noort, wendy | VU/F/FGB/BW/Myolab | O2.13W36 | - | 2030-01-08 |  |  | 1
EQ012854 | MIX-H2O-4 | Myolab-Wetensch Apparatuur |  | Mixer H2O+Air,Humidifier | Boneco | Noort, wendy | VU/F/FGB/BW/Myolab | O2.13W41 | - | 2029-11-29 | 2024-11-29 00:00:00 |  | 1
EQ012853 | MIX-H2O-3;STICKER | Myolab-Wetensch Apparatuur |  | Mixer H2O+Air | Boneco | Noort, wendy | VU/F/FGB/BW/Myolab | O2.13W39 | - | 2029-11-06 | 2024-11-06 00:00:00 |  | 1
EQ012852 | MIX-H2O-2;STICKER | Myolab-Wetensch Apparatuur |  | Mixer H2O+Air,Humidifier | Boneco | Noort, wendy | VU/F/FGB/BW/Myolab | O2.13W39 | - | 2029-10-31 | 2024-10-31 00:00:00 |  | 1
EQ012851 | MIX-H2O | Shaker/Mixer |  | Mixer H2O+Air | Boneco | Noort, wendy | VU/F/FGB/BW/Myolab | O2.13W41 | - |  | 2024-10-02 00:00:00 |  | 1
EQ012850 | MILF9BN63791L | Water Filtration System |  | Milli Q water installatie | Milli-Q | Noort, wendy | VU/F/FGB/BW/Myolab | O2.13W27 | - | 2030-07-15 | 2025-07-15 00:00:00 |  | 0
EQ012849 | MIC767915 | Microscope |  | Student Microscoop | Kyowa Tokyo | Noort, wendy | VU/F/FGB/BW/Myolab | O2.13W33 | - | 2030-07-15 | 2025-07-15 00:00:00 |  | 1
EQ012848 | MIC767894 | Microscope |  | Student Microscoop | Kyowa Tokyo | Noort, wendy | VU/F/FGB/BW/Myolab | O2.13W33 | - | 2030-07-07 | 2025-07-07 00:00:00 |  | 1
EQ012847 | MIC767884 | Microscope |  | Student Microscoop | Kyowa Tokyo | Noort, wendy | VU/F/FGB/BW/Myolab | O2.13W33 | - | 2030-07-15 | 2025-07-15 00:00:00 |  | 1
EQ012846 | MIC767866 | Microscope |  | Student Microscoop | Kyowa Tokyo | Noort, wendy | VU/F/FGB/BW/Myolab | O2.13W33 | - | 2024-10-17 | 2021-10-17 00:00:00 |  | 1
EQ012845 | MIC767635 | Microscope |  | Student Microscoop | Kyowa Tokyo | Noort, wendy | VU/F/FGB/BW/Myolab | O2.13W33 | - | 2030-07-07 | 2025-07-07 00:00:00 |  | 1
EQ012844 | MIC76006 | Microscope |  | Microscoop Zeiss | Carl Zeiss | Noort, wendy | VU/F/FGB/BW/Myolab | O2.13W37 | - | 2030-01-22 | 2025-01-22 00:00:00 |  | 1 | Eibau Trafo
EQ012843 | MIC413062;STICKER | Myolab-Wetensch Apparatuur |  | Microscoop Zeiss Stemi | Carl Zeiss | Noort, wendy | VU/F/FGB/BW/Myolab | O2.13W33 | - | 2030-07-14 | 2025-07-14 00:00:00 |  | 0 | Stemi SV6
EQ012842 | MIC3001808A | Myolab-Wetensch Apparatuur |  | Zeiss operatie microscoop voetschakelaar | Carl Zeiss | Noort, wendy | VU/F/FGB/BW/Myolab | MF.A411 | - | 2030-07-21 |  |  | 0
EQ012841 | MIC3001808 | Myolab-Electrische Apparatuur |  | Electrische Apparatuur | Carl Zeiss | Noort, wendy | VU/F/FGB/BW/Myolab | MF.A411 | - | 2030-07-07 |  |  | 0
EQ012840 | MIC-1205; 15.111.6190 | Microscope |  | AXIO MICROSCOPE | Carl Zeiss | Noort, wendy | VU/F/FGB/BW/Myolab | O2.13W31 | - | 2030-07-06 | 2025-07-06 00:00:00 |  | 1 | MICROSCOOP
EQ012839 | MIC00320199 | Microscope |  | Axiovert 200 M ZEISS (Fluorescentie) microscoop | Carl Zeiss | Noort, wendy | VU/F/FGB/BW/Myolab | O2.13W33 | - | 2024-09-28 | 2025-07-07 00:00:00 |  | 1 | Fluoricentie microscoop
EQ012838 | MCT002 | Myolab-Wetensch Apparatuur |  | Bright Microtoom |  | Noort, wendy | VU/F/FGB/BW/Myolab | MF.A411 | - |  |  |  | 0
EQ012837 | MAT005;STICKER | Myolab-Electrische Apparatuur |  | Verwarmingsmatje EFM opst | Sanowell | Noort, wendy | VU/F/FGB/BW/Myolab | O2.13W41 | - | 2029-10-30 | 2024-10-30 00:00:00 |  | 1
EQ012836 | MAT003;STICKER | Myolab-Electrische Apparatuur |  | Verwarmingsmatje | Sanowell | Noort, wendy | VU/F/FGB/BW/Myolab | O2.13W39 | - | 2029-10-31 | 2024-10-31 00:00:00 |  | 1
EQ012835 | MAT002;STICKER | Myolab-Electrische Apparatuur |  | Verwarmingsmatje | Sanowell | Noort, wendy | VU/F/FGB/BW/Myolab | O2.13W41 | - | 2022-09-15 | 2021-09-15 00:00:00 |  | 1
EQ012834 | MAT001;STICKER | Myolab-Electrische Apparatuur |  | verwarmingsmatje | Sanowell | Noort, wendy | VU/F/FGB/BW/Myolab | O2.13W39 | - | 2030-01-08 | 2025-01-08 00:00:00 |  | 1
EQ012833 | MAG7809 | Microwave oven |  | Severin Magnetron | Severin | Noort, wendy | VU/F/FGB/BW/Myolab | O2.13W37 | - | 2030-06-22 | 2025-06-22 00:00:00 |  | 1 | MW7809
EQ012832 | LUX-LBLS1240 | Light Source |  | lichtbron | Sutter Instrument Company (SIC) | Noort, wendy | VU/F/FGB/BW/Myolab | O2.13W33 | - | 2030-07-07 | 2025-07-07 00:00:00 |  | 1 | LB-LS130
EQ012831 | LUX-IRLED;PSU1000-E | Myolab-Electrische Apparatuur |  | IR LED VERLICHTING (FIXED) LAB 13W27 |  | Noort, wendy | VU/F/FGB/BW/Myolab | O2.13W36 | - |  |  |  | 1 | XY-1201000-E (PSU)
EQ012830 | LUX73331536;STICKER | Cold light source |  | Koud lichtbron leica groen filter Dyno muis | Leica | Noort, wendy | VU/F/FGB/BW/Myolab | O2.13W27 | - | 2030-07-15 | 2025-07-15 00:00:00 |  | 1 | CLS150
EQ012829 | LUX120161 | UV Cleaner Box |  | UV CLEANER BOX | Biosan | Noort, wendy | VU/F/FGB/BW/Myolab | O2.13W27 | - | 2030-07-13 | 2025-07-13 00:00:00 |  | 1 | UV CLEANER BOX
EQ012828 | LUX120158 | UV Cleaner Box |  | UV CLEANER BOX | Biosan | Noort, wendy | VU/F/FGB/BW/Myolab | O2.13W27 | - | 2030-07-13 | 2025-07-13 00:00:00 |  | 1 | UV CLEANER BOX
EQ012827 | LUX0600012 | Cold light source |  | Koud lichtbron KL 1500 schott LFT | Schott | Noort, wendy | VU/F/FGB/BW/Myolab | O2.13W41 | - | 2029-10-30 | 2024-10-30 00:00:00 |  | 1 | KL1500
EQ012826 | LUX014 | Myolab-Electrische Apparatuur |  | Koud lichtbron KL 1500 schott LFT | Schott | Noort, wendy | VU/F/FGB/BW/Myolab | O2.13W36 | - | 2030-07-14 |  |  | 1 | KL1500
EQ012825 | LUX013;STICKER | Myolab-Electrische Apparatuur |  | Koud lichtbron | Euromex | Noort, wendy | VU/F/FGB/BW/Myolab | O2.13W39 | - | 2026-09-27 | 2021-09-27 00:00:00 |  | 0 | LE.5211
EQ012824 | LUX011 | Cold light source |  | Koud lichtbron KL 1500 schott LFT | Schott | Noort, wendy | VU/F/FGB/BW/Myolab | O2.13W41 | - | 2029-10-02 | 2024-10-02 00:00:00 |  | 0 | KL1500
EQ012823 | LUX020;STICKER | Cold light source |  | Cold Light Source | Vos en Zns | Noort, wendy | VU/F/FGB/BW/Myolab | O2.13W27 | - | 2029-10-31 | 2025-07-21 00:00:00 |  | 0 | LE.5211-230ref1
EQ012822 | LUX002;STICKER | Cold light source |  | Koud lichtbron Vos en zonen | Vos en Zns | Noort, wendy | VU/F/FGB/BW/Myolab | O2.13W39 | - | 2031-06-09 | 2025-07-21 00:00:00 |  | 1 | LE.5211-230ref1
EQ012821 | LUX001 | Myolab-Electrische Apparatuur |  | Koud lichtbron KL 1500 schott EFM |  | Noort, wendy | VU/F/FGB/BW/Myolab | O2.13W36 | - | 2029-10-30 |  |  | 1
EQ012820 | LBD103689 | Optical Unit |  | Optical Filter Changer | Butter Instruments | Noort, wendy | VU/F/FGB/BW/Myolab | O2.13W33 | - | 2030-07-07 | 2025-07-07 00:00:00 |  | 1 | Lambda 10-3
EQ012819 | LAS003 | Myolab-Wetensch Apparatuur |  | Sacromeer lasertabel | Uniphase | Noort, wendy | VU/F/FGB/BW/Myolab | MF.A411 | - | 2030-07-15 |  |  | 0 | 215-2
EQ012818 | INT3528804;STICKER | Myolab-Electrische Apparatuur |  | Uno micro ventilator-03 voedingsadaptor | Skynet electronic | Noort, wendy | VU/F/FGB/BW/Myolab | O2.13W39 | - | 2029-11-06 | 2024-11-06 00:00:00 |  | 1 | SNP-A069
EQ012817 | INC50078056 | Incubator |  | Incubator BK700 (pre-PCR) | Thermo Electro Corporation | Noort, wendy | VU/F/FGB/BW/Myolab | O2.13W35A | - | 2030-08-03 | 2025-08-03 00:00:00 |  | 1 | BK 700
EQ012816 | INC-151923-2218;VUmc-017268 | Incubator |  | CO2 Incubator (celkweek 01) | Thermo Fisher Scientific | Noort, wendy | VU/F/FGB/BW/Myolab | O2.13W31 | - | 2030-07-07 | 2025-07-07 00:00:00 |  | 1 | Forma Series II Water Jacket 3131
EQ012815 | INC1048;STICKER | Myolab-Electrische Apparatuur |  | INCUBATOR richard | MARIUS INSTRUMENTS | Noort, wendy | VU/F/FGB/BW/Myolab | O2.13W39 | - | 2030-12-07 | 2025-12-07 00:00:00 |  | 1 | INCUBATOR
EQ012814 | IMA2672196;STICKER | Myolab-Wetensch Apparatuur |  | Image Quant Las 500 | ImageQuant | Noort, wendy | VU/F/FGB/BW/Myolab | O2.13W28 | - | 2030-07-15 | 2025-07-15 00:00:00 |  | 1 | LAS500
EQ012813 | HOT909954580 | Myolab-Electrische Apparatuur |  | SEALER | AUDIO ELEKTRO | Noort, wendy | VU/F/FGB/BW/Myolab | MF.A411 | - | 2030-07-21 |  |  | 0 | SEALER
EQ012812 | HOT850 092;STICKER | Myolab-Electrische Apparatuur |  | Thermomix 1410 | Braun Melsungen AG | Noort, wendy | VU/F/FGB/BW/Myolab | O2.13W27 | - | 2024-09-14 | 2021-09-14 00:00:00 |  | 1 | 1410
EQ012811 | HOT7800588;STICKER | Myolab-Electrische Apparatuur |  | Heraeus stoof groot | Heraeus | Noort, wendy | VU/F/FGB/BW/Myolab | O2.13W39 | - | 2029-10-29 | 2024-10-29 00:00:00 |  | 1 | B 5060 E
EQ012810 | HOT644009 | Oven |  | Oven | Memmert | Noort, wendy | VU/F/FGB/BW/Myolab | O2.13W33 | - | 2024-10-06 | 2021-10-06 00:00:00 |  | 0 | UL40
EQ012809 | HOT272S8012328 | Thermal Cycler / PCR System |  | Thermo Cycler AB | Applied biosystems | Noort, wendy | VU/F/FGB/BW/Myolab | O2.13W27 | - | 2030-07-13 | 2025-07-13 00:00:00 |  | 1 | 4359659
EQ012808 | HOT100513004 | Block Heater |  | Tall Boys dry block heater | TalBoys | Noort, wendy | VU/F/FGB/BW/Myolab | O2.13W27 | - | 2030-07-13 | 2025-07-13 00:00:00 |  | 1 | 949511
EQ012807 | HOT006 | Myolab-Wetensch Apparatuur |  | VERWARMING STROOK | REPTECH | Noort, wendy | VU/F/FGB/BW/Myolab | MF.A411 | - | 2030-07-06 |  |  | 0
EQ012806 | HOT003;STICKER | Myolab-Electrische Apparatuur |  | verwarmingsplaat operatie | Eigen bouw | Noort, wendy | VU/F/FGB/BW/Myolab | O2.13W41 | - | 2030-08-03 | 2025-08-03 00:00:00 |  | 1
EQ012805 | HOT002;STICKER | Myolab-Electrische Apparatuur |  | verwarmingsplaat | Eigen bouw | Noort, wendy | VU/F/FGB/BW/Myolab | O2.13W41 | - | 2030-08-03 | 2025-08-03 00:00:00 |  | 1
EQ012804 | HOT001;STICKER | Myolab-Electrische Apparatuur |  | operatie verwarmingsplaat | TO3 | Noort, wendy | VU/F/FGB/BW/Myolab | O2.13W39 | - | 2024-09-08 | 2021-09-08 00:00:00 |  | 1 | onbekend
EQ012803 | GLS001 | Electrode Puller |  | Glas electrode trekker model PC 10 | Narishige | Noort, wendy | VU/F/FGB/BW/Myolab | O2.13W41 | - | 2029-10-30 | 2024-10-30 00:00:00 |  | 1 | PC-10
EQ012802 | GAS001;STICKER | Myolab-Electrische Apparatuur |  | Narkose gasfilter power adapter | Sunny Computer Technology Europe | Noort, wendy | VU/F/FGB/BW/Myolab | O2.13W39 | - | 2029-10-02 | 2024-10-02 00:00:00 |  | 1 | SYS1381-0808-W2E
EQ012801 | FRY188521 | Myolab-Wetensch Apparatuur |  | Biofuge 22 vries centrifuge | Heraeus sepatech | Noort, wendy | VU/F/FGB/BW/Myolab | MF.A411 | - | 2024-12-05 |  |  | 0 | Biofuge 22R
EQ012800 | BIBRO-918;FRY13W41-101;STICKER | Myolab-Electrische Apparatuur |  | Bibro-918 vriezer | Liebherr | Noort, wendy | VU/F/FGB/BW/Myolab | O2.13W39 | - | 2029-10-02 | 2024-10-02 00:00:00 |  | 1 | MediLine
EQ012799 | FRY003 | Myolab-Electrische Apparatuur |  | Vriezer | Hetofrig | Noort, wendy | VU/F/FGB/BW/Myolab | MF.A411 | - | 2024-09-22 |  |  | 0
EQ012798 | FRY001 | Myolab-Wetensch Apparatuur |  | Labconco Vriesdroger | Labconco | Noort, wendy | VU/F/FGB/BW/Myolab | MF.A411 | - | 2030-07-15 |  |  | 0 | vriezer
EQ012797 | FLW-001 | Myolab-Electrische Apparatuur |  | FLOWHOOD MOUSE | LabSC | Noort, wendy | VU/F/FGB/BW/Myolab | MF.A411 | - | 2025-12-04 |  |  | 0 | FLOWHOOD MOUSE
EQ012796 | FAN-GEX1101756;STICKER | Myolab-Electrische Apparatuur |  | Ventilator Isofluraan opst. | UNO | Noort, wendy | VU/F/FGB/BW/Myolab | O2.13W39 | - | 2029-10-02 | 2024-10-02 00:00:00 |  | 1
EQ012795 | DVM2652 | Multimeter |  | Digitale voltmeter LFT | Data Precision | Noort, wendy | VU/F/FGB/BW/Myolab | O2.13W41 | - | 2029-11-05 | 2024-11-05 00:00:00 |  | 1 | 1750
EQ012794 | DVD1546A04496;STICKER | Myolab-Meetapparatuur |  | Digitale voltmeter Dyn Muis | Hewlett Packard (HP) | Noort, wendy | VU/F/FGB/BW/Myolab | O2.13W39 | - | 2030-01-08 | 2025-01-08 00:00:00 |  | 1 | Digital multimeter
EQ012793 | DRL71415520 | Myolab-Electrische Apparatuur |  | Boorkolom machine | Kinzo | Noort, wendy | VU/F/FGB/BW/Myolab | MF.A411 | - | 2030-07-15 |  |  | 0 | BE113
EQ012792 | DMV2748;STICKER | Myolab-Meetapparatuur |  | Digitale multimeter Voet reactie |  | Noort, wendy | VU/F/FGB/BW/Myolab | O2.13W39 | - | 2029-11-05 | 2024-11-05 00:00:00 |  | 1
EQ012791 | DMU11012 | Modulation controller |  | DM system Center Unit | Narishige | Noort, wendy | VU/F/FGB/BW/Myolab | O2.13W41 | - | 2029-10-01 | 2024-10-01 00:00:00 |  | 1 | Narisghe
EQ012790 | DML11090500070 | Multimeter |  | Digitale Multimeter Laser | Digimess | Noort, wendy | VU/F/FGB/BW/Myolab | O2.13W41 | - | 2029-11-05 |  |  | 0 | DM200
EQ012789 | DML10100004341 | Multimeter |  | Digitale Multimeter Laser | Digimess | Noort, wendy | VU/F/FGB/BW/Myolab | O2.13W41 | - | 2029-10-01 | 2024-10-01 00:00:00 |  | 1 | DM200
EQ012788 | DML051500012;STICKER | Myolab-Meetapparatuur |  | Digitale Multimeter Laser | Digimess | Noort, wendy | VU/F/FGB/BW/Myolab | O2.13W39 | - | 2029-11-05 | 2024-11-05 00:00:00 |  | 1 | DM200
EQ012787 | DAC1401;PSU-DAC4562 | Myolab-Electrische Apparatuur |  | Power 1401 CED ADC-DAC convertor | CED | Noort, wendy | VU/F/FGB/BW/Myolab | MF.A411 | - |  |  |  | 0 | Power 1401
EQ012786 | CTF5415 11184 | Myolab-Wetensch Apparatuur |  | Eppendorf centrifuge 5415 | Eppendorf | Noort, wendy | VU/F/FGB/BW/Myolab | MF.A411 | - | 2024-11-07 |  |  | 0 | Centrifuge
EQ012785 | CRY37966 | Microtome |  | Cryostaat HM550 MP | Microm | Noort, wendy | VU/F/FGB/BW/Myolab | O2.13W37 | - | 2024-10-27 | 2025-01-22 00:00:00 |  | 1 | HM550 MP
EQ012784 | CRA-MN19857; 019857 | Computer Monitor |  | Computer monitor | Hewlett Packard (HP) | Noort, wendy | VU/F/FGB/BW/Myolab | O2.13W41 | - | 2029-10-01 | 2024-10-01 00:00:00 |  | 1 | HP Compaq Monitor
EQ012783 | LT-X1251823;PSU-3309EBE | Myolab-Computers |  | ASUS LAPTOP | Asus | Noort, wendy | VU/F/FGB/BW/Myolab | O2.13W36 | - |  |  |  | 1 | ASUS LAPTOP
EQ012782 | PC073;STICKER | Myolab-Computers |  | AMIRA COMPUTER | Hewlett Packard (HP) | Noort, wendy | VU/F/FGB/BW/Myolab | O2.13W25 | - | 2030-08-03 | 2025-08-03 00:00:00 |  | 0 | Compaq DC7800CMT
EQ012781 | LT-MP1PX36X;PSU-AN14Z4;STICKER | Computer |  | LENOVO LAPTOP | Lenovo | Noort, wendy | VU/F/FGB/BW/Myolab | O2.13W37 | - |  | 2025-06-22 00:00:00 |  | 1 | IDEAPAD S340-14API
EQ012780 | LT-8358JX1 | Myolab-Computers |  | Ebers electronic stimulation laptop | Hewlett Packard (HP) | Noort, wendy | VU/F/FGB/BW/Myolab | MF.A411 | - |  |  |  | 0 | laptop
EQ012779 | LT08012;PSU-YZQ2TC;STICKER | Myolab-Computers |  | SACROMEER COMPUTER | Hewlett Packard (HP) | Noort, wendy | VU/F/FGB/BW/Myolab | O2.13W27 | - |  | 2020-07-15 00:00:00 |  | 1 | HP LAPTOP
EQ012778 | PC-CPUAA4293 | Myolab-Wetensch Apparatuur |  | pc sonomatrics | somometrics | Noort, wendy | VU/F/FGB/BW/Myolab | MF.A411 | - | 2024-09-08 |  |  | 0
EQ012777 | LT-CND821MCH6;PSU-AM11LA4D | Myolab-Computers |  | HP LAPTOP | Hewlett Packard (HP) | Noort, wendy | VU/F/FGB/BW/Myolab | O2.13W36 | - |  |  |  | 1 | HP LAPTOP
EQ012776 | COM8023212 | Myolab-Computer randapparatuur |  | Philips Computer Speakers | Philips | Noort, wendy | VU/F/FGB/BW/Myolab | MF.A411 | - | 2024-10-12 |  |  | 0 | Speakers
EQ012775 | COM-308TX1J | Computer |  | Dell Computer Optotrak | Dell | Noort, wendy | VU/F/FGB/BW/Myolab | O2.13W35 | - | 2030-06-23 | 2025-06-23 00:00:00 |  | 0 | Optiplex GX620
EQ012774 | PC039816;STICKER | Myolab-Computers |  | Z440 COMPUTER | Hewlett Packard (HP) | Noort, wendy | VU/F/FGB/BW/Myolab | O2.13W25 | - | 2030-08-03 | 2025-08-03 00:00:00 |  | 1 | Z440 TOWER COMPUTER
EQ012773 | COM039815 | Computer |  | Computer microscope | Hewlett Packard (HP) | Noort, wendy | VU/F/FGB/BW/Myolab | O2.13W33 | - | 2030-07-07 | 2025-07-07 00:00:00 |  | 0 | Z230 Tower Workstation
EQ012772 | 027328;COM027328 | Computer |  | Applied Biosystems Computer | Hewlett Packard (HP) | Noort, wendy | VU/F/FGB/BW/Myolab | O2.13W27 | - | 2030-07-13 | 2025-07-13 00:00:00 |  | 1 | Z230 Tower Workstation
EQ012771 | COM026740M;STICKER | Myolab-Computer randapparatuur |  | Computer Dyn monitor | Hewlett Packard (HP) | Noort, wendy | VU/F/FGB/BW/Myolab | O2.13W39 | - | 2030-07-21 | 2025-01-08 00:00:00 |  | 1 | HP Compaq Monitor
EQ012770 | COM026747 | Computer |  | Computer Footreaction | Hewlett Packard (HP) | Noort, wendy | VU/F/FGB/BW/Myolab | O2.13W41 | - | 2029-10-29 | 2024-10-29 00:00:00 |  | 1 | Z230 Tower Workstation
EQ012769 | PC026746 | Myolab-Computers |  | Computer LFT | Hewlett Packard (HP) | Noort, wendy | VU/F/FGB/BW/Myolab | MF.A411 | - | 2029-10-29 |  |  | 0 | Z230 Tower Workstation
EQ012768 | PC026742;STICKER | Computer |  | Computer Laser opstelling | Hewlett Packard (HP) | Noort, wendy | VU/F/FGB/BW/Myolab | O2.13W39 | - | 2029-11-29 | 2024-11-29 00:00:00 |  | 1 | Z230 Tower Workstation
EQ012767 | PC026741;STICKER | Computer |  | Computer Laser opstelling | Hewlett Packard (HP) | Noort, wendy | VU/F/FGB/BW/Myolab | O2.13W39 | - | 2029-10-31 | 2024-10-31 00:00:00 |  | 1 | Z230 Tower Workstation
EQ012766 | COM026748;026748 | Computer |  | Computer Axio Microscope | Hewlett Packard (HP) | Noort, wendy | VU/F/FGB/BW/Myolab | O2.13W31 | - | 2030-01-08 | 2025-07-21 00:00:00 |  | 1 | Z230 Tower
EQ012765 | PC026740;STICKER | Computer |  | Computer Dyn muis | Hewlett Packard (HP) | Noort, wendy | VU/F/FGB/BW/Myolab | O2.13W39 | - | 2030-01-08 | 2025-01-08 00:00:00 |  | 1 | Z230 Tower Workstation
EQ012764 | COM026719 | Computer |  | Computer EFM | Hewlett Packard (HP) | Noort, wendy | VU/F/FGB/BW/Myolab | O2.13W41 | - | 2029-10-01 | 2024-10-01 00:00:00 |  | 1 | Z230 Tower Workstation
EQ012763 | PC026688 | Myolab-Computers |  | Z230 COMPUTER | Hewlett Packard (HP) | Noort, wendy | VU/F/FGB/BW/Myolab | O2.13W36 | - | 2030-08-03 |  |  | 1 | Z230 Tower Workstation
EQ012762 | COM019668;019668 | Computer |  | Axioskop Computer | Dell | Noort, wendy | VU/F/FGB/BW/Myolab | O2.13W33 | - | 2030-07-07 | 2025-07-07 00:00:00 |  | 1 | Optiplex 990
EQ012761 | LT004405 | Myolab-Computers |  | LAPTOP HP QUANTSTUDIO 3 | Hewlett Packard (HP) | Noort, wendy | VU/F/FGB/BW/Myolab | MF.A411 | - |  |  |  | 0 | ELITEBOOK 2540P
EQ012760 | CHR-L15100885 | Myolab-Wetensch Apparatuur |  | PIPETUS CHARGER | Hirschmann | Noort, wendy | VU/F/FGB/BW/Myolab | MF.A411 | - |  |  |  | 0
EQ012759 | CHR-L13071033 | Myolab-Wetensch Apparatuur |  | PIPETUS CHARGER | Hirschmann | Noort, wendy | VU/F/FGB/BW/Myolab | MF.A411 | - |  |  |  | 0
EQ012758 | CAU000D2049;STICKER | Myolab-Wetensch Apparatuur |  | Cauter LFT | Erbe Electromedixin | Noort, wendy | VU/F/FGB/BW/Myolab | O2.13W39 | - | 2029-11-05 | 2026-11-05 00:00:00 |  | 1 | Cauter
EQ012757 | CAU000-B-1300 | Myolab-Wetensch Apparatuur |  | Cauter EE | Erbe Electromedixin | Noort, wendy | VU/F/FGB/BW/Myolab | O2.13W41 | - | 2029-10-30 | 2026-10-30 00:00:00 |  | 1 | 10105
EQ012756 | BSL001;STICKER | Myolab-Wetensch Apparatuur |  | Brain slicer |  | Noort, wendy | VU/F/FGB/BW/Myolab | O2.13W39 | - | 2029-11-05 | 2024-11-05 00:00:00 |  | 1 | LE12 7LZ
EQ012755 | BPD810793 | Myolab-Electrische Apparatuur |  | Bavimed Paraffine dispencer | Bavimed | Noort, wendy | VU/F/FGB/BW/Myolab | MF.A411 | - | 2030-06-22 |  |  | 0 | 2082
EQ012754 | BIO041BR73404 | Electrophoresis Power Supply |  | Biorad Western Blot | Bio-Rad | Noort, wendy | VU/F/FGB/BW/Myolab | O2.13W27 | - | 2030-07-15 | 2025-07-15 00:00:00 |  | 1 | Eiwitscheider
EQ012753 | BIO041BR108990 | Electrophoresis Power Supply |  | Biorad Western Blot | Bio-Rad | Noort, wendy | VU/F/FGB/BW/Myolab | O2.13W27 | - | 2030-07-15 | 2025-07-15 00:00:00 |  | 1 | Eiwitscheider
EQ012752 | BAT-231892-23;VUmc-017267 | Water Bath |  | Water Bath | Thermo Fisher Scientific | Noort, wendy | VU/F/FGB/BW/Myolab | O2.13W31 | - | 2030-07-07 | 2025-07-07 00:00:00 |  | 1 | Lab-Line 2357
EQ012751 | AVI-CANOPUS;PSU-B06-0132251;STICKER | Myolab-Audio en Visuele Apparatuur |  | CANOPUS |  | Noort, wendy | VU/F/FGB/BW/Myolab | O2.13W35 | - |  | 2025-06-23 00:00:00 |  | 1 | ADVC-300
EQ012750 | AUD62260;PSU-AUD62260;STICKER | Myolab-Electrische Apparatuur |  | Audio Monitor | APX-Technologies | Noort, wendy | VU/F/FGB/BW/Myolab | O2.13W41 | - |  | 2024-10-01 00:00:00 |  | 1 | model 3300
EQ012749 | AMS31512001 | Motor driver |  | Aurora Motor Sturing | Aurora Scientific Inc | Noort, wendy | VU/F/FGB/BW/Myolab | O2.13W41 | - | 2029-10-02 | 2024-10-02 00:00:00 |  | 1 | 309c
EQ012748 | AMS309008 | Motor driver |  | Aurora Motor Sturing | Aurora Scientific Inc | Noort, wendy | VU/F/FGB/BW/Myolab | O2.13W41 | - | 2029-10-01 | 2024-10-01 00:00:00 |  | 1 | 309c
EQ012747 | AMP67329 | Myolab-Meetapparatuur |  | 4 CHANNEL DIFFERENTIAL AMPLIFIER | A M SYSTEMS | Noort, wendy | VU/F/FGB/BW/Myolab | MF.A411 | - | 2030-07-21 |  |  | 0 | DIF AMPLIFIER
EQ012746 | AMP00224 | Amplifier |  | Multipurpose Micro-electrode Amp | Axon Instruments | Noort, wendy | VU/F/FGB/BW/Myolab | O2.13W41 | - | 2029-10-02 | 2024-10-02 00:00:00 |  | 1 | Axoprobe 1A
EQ012745 | AMP002 | Amplifier |  | EMG Disa versterker kast II | Disa | Noort, wendy | VU/F/FGB/BW/Myolab | O2.13W41 | - | 2029-10-02 | 2024-10-02 00:00:00 |  | 1 | Power Pack
EQ012744 | ACL-FK19006;STICKER | Myolab-Wetensch Apparatuur |  | Media Autoclaaf | Prestige Medical | Noort, wendy | VU/F/FGB/BW/Myolab | O2.13W28 | - | 2030-07-15 | 2025-07-15 00:00:00 |  | 1 | 210024
EQ012743 | SIII | Myolab-Meetapparatuur |  | SECUTEST-SIII |  | Noort, wendy | VU/F/FGB/BW/Myolab | MF.A411 | - | 2022-01-26 |  |  | 0
EQ012742 | elektronica beta vu: 007548 | Drill |  | Drill Bosch | Bosch | Rosier, JC | VU/F/BETA/TC/FMI | WN.R029 | - |  |  |  | 1
EQ011928 |  | Battery Charger |  | Electronic Drill Battery Charger | Bosch | Rosier, JC | VU/F/BETA/TC/FMI | WN.R029 | - |  |  |  | 1 | GAL 1880 CV
EQ011927 |  | Battery Charger |  | Electronic Drill Battery Charger | Bosch | Rosier, JC | VU/F/BETA/TC/FMI | WN.R029 | - |  |  |  | 1 | GAL 1880 CV
EQ011926 |  | Battery Charger |  | Electronic Drill Battery Charger | Bosch | Rosier, JC | VU/F/BETA/TC/FMI | WN.R029 | - |  |  |  | 1 | GAL 1880 CV
EQ011925 |  | Battery Charger |  | Electronic Drill Battery Charger | Bosch | Rosier, JC | VU/F/BETA/TC/FMI | WN.R029 | - |  |  |  | 1 | GAL 12V-40
EQ011924 |  | Battery Charger |  | Electronic Drill Battery Charger | Bosch | Rosier, JC | VU/F/BETA/TC/FMI | WN.R029 | - |  |  |  | 1 | GAL 12V-40
EQ011923 |  | Drill |  | Handheld Electronic Drill | Bosch | Rosier, JC | VU/F/BETA/TC/FMI | WN.R029 | - |  |  |  | 1 | GSR 12V-15FC
EQ011922 |  | Drill |  | Handheld Electronic Drill | Bosch | Rosier, JC | VU/F/BETA/TC/FMI | WN.R029 | - |  |  |  | 1 | GSR 12V-15FC
EQ011921 |  | Drill |  | Handheld Electronic Drill | Bosch | Rosier, JC | VU/F/BETA/TC/FMI | WN.R029 | - |  |  |  | 1 | GSR 12V-15FC
EQ011920 | Tafelboormachine; 000113 | Drill |  | Electronic Drill | Cordia | Rosier, JC | VU/F/BETA/TC/FMI | WN.R029 | - |  |  |  | 1 | HS-30V
EQ011919 | Tafelboormachine; 000114 | Drill |  | Electronic Drill | Alzmetall | Rosier, JC | VU/F/BETA/TC/FMI | WN.R029 | - |  |  |  | 1 | 1604- T/S
EQ011918 |  | Electric Motor |  | Motor | Riietschi | Rosier, JC | VU/F/BETA/TC/FMI | WN.R029 | - |  |  |  | 1 | KB 80
EQ011917 |  | CO2 Monitor |  | CO2 Box | VU | Rosier, JC | VU/F/BETA/TC/FMI | WN.R029 | - |  |  |  | 1 | PELI 190 Case
EQ011916 | 003035 | Transformer |  | Transformer | Philips | Rosier, JC | VU/F/BETA/TC/FMI | WN.R029 | - |  |  |  | 1 | 2422 530 04411
EQ011915 | 004117 | Extension Cable |  | Extension Cable Long 10m | Kema Keur | Rosier, JC | VU/F/BETA/TC/FMI | WN.R029 | - |  |  |  | 1 | XPZ
EQ011914 | FMIB BETA | Extension Cable |  | Extension Cable Long 25m | Brennenstuhl | Rosier, JC | VU/F/BETA/TC/FMI | WN.R029 | - |  |  |  | 1 | Standard S
EQ011913 | FMIB BETA | Extension Cable |  | Extension Cable Long 10m | Brennenstuhl | Rosier, JC | VU/F/BETA/TC/FMI | WN.R029 | - |  |  |  | 1 | Cassette KB4P
EQ011912 | 007717; F021 | Extension Cable |  | Extension Cable Long | Brennenstuhl | Rosier, JC | VU/F/BETA/TC/FMI | WN.R029 | - |  |  |  | 1 | Designbox CL-S
EQ011911 |  | Extension Cable |  | Extension Cable | Kaiser | Rosier, JC | VU/F/BETA/TC/FMI | WN.R029 | - |  |  |  | 1
EQ011910 |  | Extension Cable |  | Extension Cable | Kaiser | Rosier, JC | VU/F/BETA/TC/FMI | WN.R029 | - |  |  |  | 1
EQ011909 |  | Electric Motor |  | Motor | EMB | Rosier, JC | VU/F/BETA/TC/FMI | WN.R029 | - |  |  |  | 1 | DK 10
EQ011908 | 000294 | Lamp |  | Lamp | ARC | Rosier, JC | VU/F/BETA/TC/FMI | WN.R029 | - |  |  |  | 1
EQ011907 | 004549 | Digital Indicator |  | Digital Readout | Dr.Johannes Heidenhain | Rosier, JC | VU/F/BETA/TC/FMI | WN.R029 | - |  |  |  | 1 | 339729-02
EQ011906 | 000110 | Digital Indicator |  | Digital Readout | Dr.Johannes Heidenhain | Rosier, JC | VU/F/BETA/TC/FMI | WN.R029 | - |  |  |  | 1 | 339729-02
EQ011905 |  | Electric Motor |  | Motor | Riietschi | Rosier, JC | VU/F/BETA/TC/FMI | WN.R029 | - |  |  |  | 1 | KB
EQ011904 |  | Lamp |  | Lamp | VDH | Rosier, JC | VU/F/BETA/TC/FMI | WN.R029 | - |  |  |  | 1 | JWL-50RTL
EQ011903 |  | Digital Indicator |  | Digital Readout Magnescale | Sony | Rosier, JC | VU/F/BETA/TC/FMI | WN.R029 | - |  |  |  | 1 | LH12-2R
EQ011902 |  | Lamp |  | Lamp | VDH | Rosier, JC | VU/F/BETA/TC/FMI | WN.R029 | - |  |  |  | 1 | JWL-50RTL
EQ011901 | 000116 | Digital Indicator |  | Digital Readout | Dr.Johannes Heidenhain | Rosier, JC | VU/F/BETA/TC/FMI | WN.R029 | - |  |  |  | 1 | VRZ 713 B
EQ011900 | Draaibank; R017-004; 000100 | Lathe |  | 2-axis Lathe | Schaublin | Rosier, JC | VU/F/BETA/TC/FMI | WN.R029 | - |  |  |  | 1 | 102N-VM
EQ011899 | Draaibank; R017-004; 000105 | Lathe |  | 2-axis Lathe | Schaublin | Rosier, JC | VU/F/BETA/TC/FMI | WN.R029 | - |  |  |  | 1 | 102N-VM/CF
EQ011898 | Draaibank; R017-003 | Lathe |  | Screwcutting Lathe | Schaublin | Rosier, JC | VU/F/BETA/TC/FMI | WN.R029 | - |  |  |  | 1 | 125
EQ011897 | Draaibank; R017-001 | Lathe |  | Lathe | Schaublin | Rosier, JC | VU/F/BETA/TC/FMI | WN.R029 | - |  |  |  | 1 | 135
EQ011896 |  | Lamp |  | Lamp | Ikea | Rosier, JC | VU/F/BETA/TC/FMI | WN.R029 | - |  |  |  | 1 | A9105
EQ011895 |  | Electric Motor |  | Motor | AEG | Rosier, JC | VU/F/BETA/TC/FMI | WN.R029 | - |  |  |  | 1 | AFMB 71 FY4 R3 N1
EQ011894 |  | Lamp |  | UV Lamp | VU | Rosier, JC | VU/F/BETA/TC/FMI | WN.R029 | - |  |  |  | 1 | UV-II 253
EQ011893 |  | Lamp |  | Outdoor Lamp | VU | Rosier, JC | VU/F/BETA/TC/FMI | WN.R029 | - |  |  |  | 1
EQ011892 | 000218 | Lamp |  | Lamp | ARC | Rosier, JC | VU/F/BETA/TC/FMI | WN.R029 | - |  |  |  | 1
EQ011891 |  | Extension Cable |  | Extension Cable | VU | Rosier, JC | VU/F/BETA/TC/FMI | WN.R029 | - |  |  |  | 1
EQ011890 | Tafelboormachine; 000112 | Drill |  | Electronic Drill | Gfeller | Rosier, JC | VU/F/BETA/TC/FMI | WN.R029 | - |  |  |  | 1 | GT6
EQ011889 |  | Extension Cable |  | Extension Cable | Kaiser | Rosier, JC | VU/F/BETA/TC/FMI | WN.R029 | - |  |  |  | 1
EQ011888 | S3093-V | Multimeter |  | Galvanometer | H.Tinsley & Co. LTD. | Rosier, JC | VU/F/BETA/TC/FMI | WN.R029 | - |  |  |  | 1 | S.S.2.45E
EQ011887 |  | Soldering Iron/Machine |  | Solder Machine | Modifi3D | Rosier, JC | VU/F/BETA/TC/FMI | WN.R029 | - |  |  |  | 1 | MP-1901
EQ011886 |  | Mobility Device |  | Mobility Platform | Doove Care Group | Rosier, JC | VU/F/BETA/TC/FMI | WN.R029 | - |  |  |  | 1 | 360-0; Vitaflex
EQ011885 | 000067 | Lamp |  | LED Lamp | HBM | Rosier, JC | VU/F/BETA/TC/FMI | WN.R029 | - |  |  |  | 1 | HBM LED Lamp
EQ011884 | 000067 | Lamp |  | Lamp | ARC | Rosier, JC | VU/F/BETA/TC/FMI | WN.R029 | - |  |  |  | 1
EQ011883 |  | Fume Cupboard |  | Ductless Fume Cabinet | ESCO | Rosier, JC | VU/F/BETA/TC/FMI | WN.R029 | - |  |  |  | 1 | ADC 621
EQ011882 |  | 3D Printer |  | 3D Printer Resin Tank | Formlabs | Rosier, JC | VU/F/BETA/TC/FMI | WN.R029 | - |  |  |  | 1 | 3D Ninja Resin Tank
EQ011881 |  | 3D Printer |  | 3D Printer Resin Tank | Formlabs | Rosier, JC | VU/F/BETA/TC/FMI | WN.R029 | - |  |  |  | 1 | 3D Ninja Resin Tank
EQ011880 |  | 3D Printer |  | 3D Printer | Formlabs | Rosier, JC | VU/F/BETA/TC/FMI | WN.R029 | - |  |  |  | 1 | 3D Ninja
EQ011879 |  | 3D Printer |  | 3D Printer | Ultimaker | Rosier, JC | VU/F/BETA/TC/FMI | WN.R029 | - |  |  |  | 1 | Ultimaker 2 Extended
EQ011878 | 010971 | Fume Cupboard |  | Fume Cupboard | Bigneat | Rosier, JC | VU/F/BETA/TC/FMI | WN.R029 | - |  |  |  | 1 | BC1504/2
EQ011877 |  | Pipette |  | Pipette Controller | HIRSCHMANN LABORGERATE | Koningstein, Greg | VU/F/BETA/A-LIFE/MM | O2.07E31 | - |  |  |  | 1 | pipetus
EQ011876 |  | Pipette |  | VWR Pipette 100-1000µL | VWR | Koningstein, Greg | VU/F/BETA/A-LIFE/MM | O2.07E31 | - |  |  |  | 1 | 100-1000µL
EQ011875 |  | Pipette |  | VWR Pipette 0.5-10µL | VWR | Koningstein, Greg | VU/F/BETA/A-LIFE/MM | O2.07E31 | - |  |  |  | 1 | 0.5-10µL
EQ011874 |  | Pipette |  | Gilson Pipetman P1000 | Gilson | Koningstein, Greg | VU/F/BETA/A-LIFE/MM | O2.07E31 | - |  |  |  | 1 | Pipetman P1000
EQ011873 |  | Pipette |  | Gilson Pipetman P200 | Gilson | Koningstein, Greg | VU/F/BETA/A-LIFE/MM | O2.07E31 | - |  |  |  | 1 | Pipetman P200
EQ011872 |  | Pipette |  | Gilson Pipetman P20 | Gilson | Koningstein, Greg | VU/F/BETA/A-LIFE/MM | O2.07E31 | - |  |  |  | 1 | Pipetman P20
EQ011871 |  | Pipette |  | Gilson Pipetman P2 | Gilson | Koningstein, Greg | VU/F/BETA/A-LIFE/MM | O2.07E31 | - |  |  |  | 1 | Pipetman P2
EQ011870 |  | Pipette |  | Gilson Pipetman P200 | Gilson | Koningstein, Greg | VU/F/BETA/A-LIFE/MM | O2.07E31 | - |  |  |  | 1 | Pipetman P200
EQ011869 |  | Pipette |  | Gilson Pipetman P20 | Gilson | Koningstein, Greg | VU/F/BETA/A-LIFE/MM | O2.07E31 | - |  |  |  | 1 | Pipetman P20
EQ011868 |  | Pipette |  | Pipette Controller | Integra | Koningstein, Greg | VU/F/BETA/A-LIFE/MM | O2.07E31 | - |  |  |  | 1 | Pipetboy Comfort
EQ011867 |  | Pipette |  | Gilson Pipetman P1000 | Gilson | Koningstein, Greg | VU/F/BETA/A-LIFE/MM | O2.07E31 | - |  |  |  | 1 | Pipetman P1000
EQ011866 |  | Pipette |  | Gilson Pipetman P20 | Gilson | Koningstein, Greg | VU/F/BETA/A-LIFE/MM | O2.07E31 | - |  |  |  | 1 | Pipetman P20
EQ011865 |  | Pipette |  | Gilson Pipetman P2 | Gilson | Koningstein, Greg | VU/F/BETA/A-LIFE/MM | O2.07E31 | - |  |  |  | 1 | Pipetman P2
EQ011864 |  | Pipette |  | Gilson Pipetman P100 | Gilson | Koningstein, Greg | VU/F/BETA/A-LIFE/MM | O2.07E31 | - |  |  |  | 1 | Pipetman P100
EQ011863 |  | Pipette |  | Gilson Pipetman P1000 | Gilson | Koningstein, Greg | VU/F/BETA/A-LIFE/MM | O2.07E31 | - |  |  |  | 1 | Pipetman P1000
EQ011862 |  | Pipette |  | Gilson Pipetman P200 | Gilson | Koningstein, Greg | VU/F/BETA/A-LIFE/MM | O2.07E31 | - |  |  |  | 1 | Pipetman P200
EQ011861 |  | Pipette |  | Pipette P20 | Gilson | Koningstein, Greg | VU/F/BETA/A-LIFE/MM | O2.07E71 | - |  |  |  | 1 | Pipetman
EQ011860 |  | Pipette |  | Gilson Pipetman P20 | Gilson | Koningstein, Greg | VU/F/BETA/A-LIFE/MM | O2.07E31 | - |  |  |  | 1 | Pipetman P20
EQ011859 |  | Pipette |  | Gilson Pipetman P2 | Gilson | Koningstein, Greg | VU/F/BETA/A-LIFE/MM | O2.07E31 | - |  |  |  | 1 | Pipetman P2
EQ011858 |  | Pipette |  | Gilson Pipetman P20 | Gilson | Koningstein, Greg | VU/F/BETA/A-LIFE/MM | O2.07E31 | - |  |  |  | 1 | Pipetman P20
EQ011857 |  | Pipette |  | Gilson Pipetman P200 | Gilson | Koningstein, Greg | VU/F/BETA/A-LIFE/MM | O2.07E31 | - |  |  |  | 1 | Pipetman P200
EQ011856 |  | Pipette |  | Gilson Pipetman P1000 | Gilson | Koningstein, Greg | VU/F/BETA/A-LIFE/MM | O2.07E31 | - |  |  |  | 1 | Pipetman P1000
EQ011855 |  | Pipette |  | VWR Pipette10-100µL | VWR | Koningstein, Greg | VU/F/BETA/A-LIFE/MM | O2.07E31 | - |  |  |  | 1 | 10-100µL
EQ011854 |  | Pipette |  | Biohit Multichannel Pipette 30-300µL | Biohit | Koningstein, Greg | VU/F/BETA/A-LIFE/MM | O2.07E31 | - |  |  |  | 1 | M300
EQ011853 |  | Pipette |  | Rainin Multichannel Pipette 20-200μL | Rainin | Koningstein, Greg | VU/F/BETA/A-LIFE/MM | O2.07E31 | - |  |  |  | 1 | Pipet-Lite XLS L-200
EQ011852 |  | Pipette |  | Rainin Multichannel Pipette 20-200μL | Rainin | Koningstein, Greg | VU/F/BETA/A-LIFE/MM | O2.07E31 | - |  |  |  | 1 | Pipet-Lite XLS L-200
EQ011851 |  | Pipette |  | Gilson Pipetman P2 | Gilson | Koningstein, Greg | VU/F/BETA/A-LIFE/MM | O2.07E31 | - |  |  |  | 1 | Pipetman P2
EQ011850 |  | Pipette |  | Rainin Pipette 20-200µL | Rainin | Koningstein, Greg | VU/F/BETA/A-LIFE/MM | O2.07E31 | - |  |  |  | 1 | Pipet-Lite XLS L-200
EQ011849 |  | Pipette |  | Gilson Pipetman P20 | Gilson | Koningstein, Greg | VU/F/BETA/A-LIFE/MM | O2.07E31 | - |  |  |  | 1 | Pipetman P20
EQ011848 |  | Pipette |  | Gilson Pipetman P20 | Gilson | Koningstein, Greg | VU/F/BETA/A-LIFE/MM | O2.07E31 | - |  |  |  | 1 | Pipetman P20
EQ011847 |  | Pipette |  | Gilson Pipetman P200 | Gilson | Koningstein, Greg | VU/F/BETA/A-LIFE/MM | O2.07E31 | - |  |  |  | 1 | Pipetman P200
EQ011846 |  | Pipette |  | Gilson Pipetman P1000 | Gilson | Koningstein, Greg | VU/F/BETA/A-LIFE/MM | O2.07E31 | - |  |  |  | 1 | Pipetman P1000
EQ011845 |  | Pipette |  | Gilson Pipetman P20 | Gilson | Koningstein, Greg | VU/F/BETA/A-LIFE/MM | O2.07E31 | - |  |  |  | 1 | Pipetman P20
EQ011844 |  | Pipette |  | Gilson Pipetman P100 | Gilson | Koningstein, Greg | VU/F/BETA/A-LIFE/MM | O2.07E31 | - |  |  |  | 1 | Pipetman P100
EQ011843 |  | Pipette |  | Gilson Pipetman P1000 | Gilson | Koningstein, Greg | VU/F/BETA/A-LIFE/MM | O2.07E31 | - |  |  |  | 1 | Pipetman P1000
EQ011842 |  | Pipette |  | Gilson Pipetman P200 | Gilson | Koningstein, Greg | VU/F/BETA/A-LIFE/MM | O2.07E31 | - |  |  |  | 1 | Pipetman P200
EQ011841 |  | Pipette |  | Biohit Pipette 100-1000µL | Biohit | Koningstein, Greg | VU/F/BETA/A-LIFE/MM | O2.07E31 | - |  |  |  | 1 | M1000
EQ011840 |  | Pipette |  | Biohit Pipette 10-100µL | Biohit | Koningstein, Greg | VU/F/BETA/A-LIFE/MM | O2.07E31 | - |  |  |  | 1 | M100
EQ011839 |  | Pipette |  | Biohit Pipette 0.5-10µL | Biohit | Koningstein, Greg | VU/F/BETA/A-LIFE/MM | O2.07E31 | - |  |  |  | 1 | M10
EQ011838 |  | Pipette |  | Gilson Pipetman P2 | Gilson | Koningstein, Greg | VU/F/BETA/A-LIFE/MM | O2.07E31 | - |  |  |  | 1 | Pipetman P2
EQ011837 |  | Pipette |  | Gilson Pipetman P10 | Gilson | Koningstein, Greg | VU/F/BETA/A-LIFE/MM | O2.07E31 | - |  |  |  | 1 | Pipetman P10
EQ011836 |  | Pipette |  | Gilson Pipetman P20 | Gilson | Koningstein, Greg | VU/F/BETA/A-LIFE/MM | O2.07E31 | - |  |  |  | 1 | Pipetman P20
EQ011835 |  | Pipette |  | Gilson Pipetman P200 | Gilson | Koningstein, Greg | VU/F/BETA/A-LIFE/MM | O2.07E31 | - |  |  |  | 1 | Pipetman P200
EQ011834 |  | Pipette |  | Gilson Pipetman P1000 | Gilson | Koningstein, Greg | VU/F/BETA/A-LIFE/MM | O2.07E31 | - |  |  |  | 1 | Pipetman P1000
EQ011833 |  | Block Heater |  | Block Heater | Techne | Koningstein, Greg | VU/F/BETA/A-LIFE/MM | O2.07E29 | - |  |  |  | 1 | Dri-Block DB-2D
EQ011832 |  | Pipette |  | Pipette P2 | Gilson | Koningstein, Greg | VU/F/BETA/A-LIFE/MM | O2.07E71 | - |  |  |  | 1 | Pipetman
EQ011831 |  | Pipette |  | Pipette P10 | Gilson | Koningstein, Greg | VU/F/BETA/A-LIFE/MM | O2.07E71 | - |  |  |  | 1 | Pipetman
EQ011830 |  | Gas Burner |  | Gas Burner | WLD-Tec | Koningstein, Greg | VU/F/BETA/A-LIFE/MM | O2.07E29 | - |  |  |  | 1 | Flame 100
EQ011829 |  | Pipette |  | Pipette P20 | Gilson | Koningstein, Greg | VU/F/BETA/A-LIFE/MM | O2.07E71 | - |  |  |  | 1 | Pipetman
EQ011828 |  | Pipette |  | Pipette P100 | Gilson | Koningstein, Greg | VU/F/BETA/A-LIFE/MM | O2.07E71 | - |  |  |  | 1 | Pipetman
EQ011827 |  | Pipette |  | Pipette Controller | HIRSCHMANN LABORGERATE | Koningstein, Greg | VU/F/BETA/A-LIFE/MM | O2.07E29 | - |  |  |  | 0 | pipetus-akku
EQ011826 |  | Pipette |  | Pipette P200 | Gilson | Koningstein, Greg | VU/F/BETA/A-LIFE/MM | O2.07E71 | - |  |  |  | 1 | Pipetman
EQ011825 | 012027 | Vortex |  | Labinco Vortex | Labinco | Koningstein, Greg | VU/F/BETA/A-LIFE/MM | O2.07E29 | - |  |  |  | 0 | L46
EQ011824 |  | Pipette |  | Pipette P1000 | Gilson | Koningstein, Greg | VU/F/BETA/A-LIFE/MM | O2.07E71 | - |  |  |  | 1 | Pipetman
EQ011823 |  | Pipette |  | Pipette P1000 | Gilson | Koningstein, Greg | VU/F/BETA/A-LIFE/MM | O2.07E71 | - |  |  |  | 1 | Pipetman
EQ011822 |  | Pipette |  | Pipette Controller | Integra | Koningstein, Greg | VU/F/BETA/A-LIFE/MM | O2.07E29 | - |  |  |  | 1 | Pipetboy Comfort
EQ011821 |  | Pipette |  | Pipette P200 | Gilson | Koningstein, Greg | VU/F/BETA/A-LIFE/MM | O2.07E71 | - |  |  |  | 1 | Pipetman
EQ011820 | 006769 | Vortex |  | Vortex | IKA | Koningstein, Greg | VU/F/BETA/A-LIFE/MM | O2.07E29 | - |  |  |  | 1
EQ011819 |  | Pipette |  | Pipette P10 | Gilson | Koningstein, Greg | VU/F/BETA/A-LIFE/MM | O2.07E71 | - |  |  |  | 1 | Pipetman
EQ011818 |  | Pipette |  | Pipette P1000 | Gilson | Koningstein, Greg | VU/F/BETA/A-LIFE/MM | O2.07E71 | - |  |  |  | 1 | Pipetman
EQ011817 | Melanie | Pipette |  | Pipette P1000 | Gilson | Koningstein, Greg | VU/F/BETA/A-LIFE/MM | O2.07E71 | - |  |  |  | 1 | Pipetman
EQ011816 | Melanie | Pipette |  | Pipette P200 | Gilson | Koningstein, Greg | VU/F/BETA/A-LIFE/MM | O2.07E71 | - |  |  |  | 1 | Pipetman
EQ011815 | 006925 | Cell Disrupter |  | Cell Disruptor | Constant Systems | Koningstein, Greg | VU/F/BETA/A-LIFE/MM | O2.07E29 | - |  |  |  | 1 | Constant Cell Disruptions Systems
EQ011814 | Melanie | Pipette |  | Pipette P20 | Gilson | Koningstein, Greg | VU/F/BETA/A-LIFE/MM | O2.07E71 | - |  |  |  | 1 | Pipetman
EQ011813 | 006853 | Hot Plate |  | Heidolph Hot Plate | Heidolph | Koningstein, Greg | VU/F/BETA/A-LIFE/MM | O2.07E29 | - |  |  |  | 1 | MR Hei-Standard
EQ011812 | Melanie | Pipette |  | Pipette P2 | Gilson | Koningstein, Greg | VU/F/BETA/A-LIFE/MM | O2.07E71 | - |  |  |  | 1 | Pipetman
EQ011811 | bibroip-261;035617 | pH Meter |  | Hanna pH Meter | Hanna Instruments | Koningstein, Greg | VU/F/BETA/A-LIFE/MM | O2.07E29 | - |  |  |  | 1 | HI 221
EQ011810 |  | Pipette |  | Pipette m10 | Biohit | Koningstein, Greg | VU/F/BETA/A-LIFE/MM | O2.07E71 | - |  |  |  | 1
EQ011809 | RA-035617 | Data Logger |  | Bibro IP | VU | Koningstein, Greg | VU/F/BETA/A-LIFE/MM | O2.07E29 | - |  |  |  | 1 | BibroIPv2
EQ011808 | Bart | Pipette |  | Pipette P20 | Gilson | Koningstein, Greg | VU/F/BETA/A-LIFE/MM | O2.07E71 | - |  |  |  | 1 | Pipetman
EQ011807 |  | Pipette |  | Socorex Multichannel Pipette 5-50µL | Socorex | Koningstein, Greg | VU/F/BETA/A-LIFE/MM | O2.07E29 | - |  |  |  | 1 | acura 855 5-50µL
EQ011806 |  | Pipette |  | Pipette m100 | Biohit | Koningstein, Greg | VU/F/BETA/A-LIFE/MM | O2.07E71 | - |  |  |  | 1
EQ011805 |  | Pipette |  | Tecan Multichannel Pipette 50-200µL | Tecan | Koningstein, Greg | VU/F/BETA/A-LIFE/MM | O2.07E29 | - |  |  |  | 1 | 50-200µL
EQ011804 | Bart | Pipette |  | Pipette P100 | Gilson | Koningstein, Greg | VU/F/BETA/A-LIFE/MM | O2.07E71 | - |  |  |  | 1 | Pipetman
EQ011803 |  | Pipette |  | Pipette P200 | Gilson | Koningstein, Greg | VU/F/BETA/A-LIFE/MM | O2.07E71 | - |  |  |  | 1 | Pipetman
EQ011802 |  | Pipette |  | Titertek Multichannel Pipette 50-250µL | Flow Laboratories | Koningstein, Greg | VU/F/BETA/A-LIFE/MM | O2.07E29 | - |  |  |  | 1 | Titertek 50-250µL
EQ011801 | Maria | Pipette |  | Pipette m1000 | Biohit | Koningstein, Greg | VU/F/BETA/A-LIFE/MM | O2.07E71 | - |  |  |  | 1
EQ011800 | 009937 | Heat Gun |  | Heat Gun | VU | Koningstein, Greg | VU/F/BETA/A-LIFE/MM | O2.07E29 | - |  |  |  | 1
EQ011799 |  | Pipette |  | Eppendorf Repeater | Eppendorf | Koningstein, Greg | VU/F/BETA/A-LIFE/MM | O2.07E29 | - |  |  |  | 1
EQ011798 |  | Pipette |  | Eppendorf Repeater | Eppendorf | Koningstein, Greg | VU/F/BETA/A-LIFE/MM | O2.07E29 | - |  |  |  | 1
EQ011797 | 006866 | Pipette |  | Rainin Microliter Pipette | Rainin | Koningstein, Greg | VU/F/BETA/A-LIFE/MM | O2.07E29 | - |  |  |  | 1 | EDP Plus
EQ011796 | 011436 | Orbital shaker |  | Incubation Shaker | Infors ht | Koningstein, Greg | VU/F/BETA/A-LIFE/MM | O2.07E29 | - |  |  |  | 0 | Multitron
EQ011795 | 011435 | Orbital shaker |  | Incubation Shaker | Infors ht | Koningstein, Greg | VU/F/BETA/A-LIFE/MM | O2.07E29 | - |  |  |  | 0 | Multitron
EQ011523 | 010248 | Vortex |  | Snijders Vortex | Snijders | Zwering, Emile | VU/F/BETA/A-LIFE/SyBi | O2.01E43 | - |  |  |  | 1 | Press-to-mix 34524
EQ011522 |  | Pipette |  | Biohit Pipette 50-200µL | Biohit | Zwering, Emile | VU/F/BETA/A-LIFE/SyBi | O2.01E43 | - |  |  |  | 1 | Proline 50-200µL
EQ011521 |  | Pipette |  | Biohit Pipette 5-50µL | Biohit | Zwering, Emile | VU/F/BETA/A-LIFE/SyBi | O2.01E43 | - |  |  |  | 1 | Proline 5-50µL
EQ011520 |  | Pipette |  | Biohit Pipette 0.5-10µL | Biohit | Zwering, Emile | VU/F/BETA/A-LIFE/SyBi | O2.01E43 | - |  |  |  | 1 | Proline 0.5-10µL
EQ011519 |  | Pipette |  | Biohit Pipette 200-1000µL | Biohit | Zwering, Emile | VU/F/BETA/A-LIFE/SyBi | O2.01E43 | - |  |  |  | 1 | Proline 200-1000µL
EQ011518 |  | Pipette |  | Sartorius Pipette Controller | Sartorius | Zwering, Emile | VU/F/BETA/A-LIFE/SyBi | O2.01E43 | - |  |  |  | 1 | Midi Plus
EQ011517 |  | Pipette |  | Biohit Pipette 50-200µL | Biohit | Zwering, Emile | VU/F/BETA/A-LIFE/SyBi | O2.01E43 | - |  |  |  | 1 | Proline 50-200µL
EQ011516 |  | Pipette |  | Biohit Pipette 5-50µL | Biohit | Zwering, Emile | VU/F/BETA/A-LIFE/SyBi | O2.01E43 | - |  |  |  | 1 | Proline 5-50µL
EQ011515 |  | Pipette |  | Sartorius Pipette Controller | Sartorius | Zwering, Emile | VU/F/BETA/A-LIFE/SyBi | O2.01E43 | - |  |  |  | 1 | Midi Plus
EQ011514 | 010999 | Peristaltic Pump |  | Masterflex Peristaltic Pump | Cole-Parmer | Zwering, Emile | VU/F/BETA/A-LIFE/SyBi | O2.01E43 | - |  |  |  | 1 | 7523-90
EQ011513 | 008265 | Extension Cable |  | Extension Cable | VU | Zwering, Emile | VU/F/BETA/A-LIFE/SyBi | O2.01E43 | - |  |  |  | 1
EQ011512 |  | Radio |  | Radio | Renkforce | Zwering, Emile | VU/F/BETA/A-LIFE/SyBi | O2.01E43 | - |  |  |  | 1
EQ011511 |  | Laminar Air Flow Cabinet |  | Biosafety Cabinet | Kojair | Zwering, Emile | VU/F/BETA/A-LIFE/SyBi | O2.01E65 | - |  |  |  | 1 | BioWizard Silver SL-130 C Blue Series
EQ011510 |  | Laminar Air Flow Cabinet |  | Biosafety Cabinet | Kojair | Zwering, Emile | VU/F/BETA/A-LIFE/SyBi | O2.01E65 | - |  |  |  | 1 | BioWizard Silver SL-130 C Blue Series
EQ011509 |  | Pipette |  | Gilson Pipetman P1000 | Gilson | Zwering, Emile | VU/F/BETA/A-LIFE/SyBi | O2.01E65 | - |  |  |  | 1 | Pipetman P1000
EQ011508 |  | Pipette |  | Gilson Pipetman P20 | Gilson | Zwering, Emile | VU/F/BETA/A-LIFE/SyBi | O2.01E65 | - |  |  |  | 1 | Pipetman P20
EQ011507 |  | Pipette |  | Gilson Pipetman P5000 | Gilson | Zwering, Emile | VU/F/BETA/A-LIFE/SyBi | O2.01E65 | - |  |  |  | 1 | Pipetman P5000
EQ011506 | LAP11-025 | Computer |  | Dell Laptop | Dell | Zwering, Emile | VU/F/BETA/A-LIFE/SyBi | O2.01E65 | - |  |  |  | 1 | Latitude E5520
EQ011505 |  | Extension Cable |  | Extension Cable | VU | Zwering, Emile | VU/F/BETA/A-LIFE/SyBi | O2.01E65 | - |  |  |  | 1
EQ011504 |  | Data Acquisition Instrument |  | Data Acquisition Instrument | ADInstruments | Zwering, Emile | VU/F/BETA/A-LIFE/SyBi | O2.01E65 | - |  |  |  | 1 | PowerLab 2/20 ML820
EQ011503 |  | Data Acquisition Instrument |  | Data Acquisition Instrument | ADInstruments | Zwering, Emile | VU/F/BETA/A-LIFE/SyBi | O2.01E65 | - |  |  |  | 1 | PowerLab 2/20 ML820
EQ011502 | LAP06-006 | Computer |  | Dell Laptop | Dell | Zwering, Emile | VU/F/BETA/A-LIFE/SyBi | O2.01E65 | - |  |  |  | 1 | Latitude D810
EQ011501 |  | Computer |  | Dell Laptop | Dell | Zwering, Emile | VU/F/BETA/A-LIFE/SyBi | O2.01E65 | - |  |  |  | 1 | Latitude D430
EQ011500 | 011008 | Magnetic Stirrer |  | IKA Magnetic Stirrer | IKA | Zwering, Emile | VU/F/BETA/A-LIFE/SyBi | O2.01E65 | - |  |  |  | 1 | Mini MR
EQ011499 |  | Cell Counter |  | Colony Counter | New Brunswick Scientific | Zwering, Emile | VU/F/BETA/A-LIFE/SyBi | O2.01E79 | - |  |  |  | 1 | C-110
EQ011498 |  | Pipette |  | Gilson Pipette Controller | Gilson | Zwering, Emile | VU/F/BETA/A-LIFE/SyBi | O2.01E39 | - |  |  |  | 1 | Macroman
EQ011497 | 003300 | Spot UV irradiation unit |  | UV Light Cabinet | Herolab | Bebelman, JPM | VU/F/BETA/S&F/Medchem/RBS | O2.03E77 | - |  |  |  | 1 | CleneCab
EQ011496 | 3E77-101; Bibro 708 | Freezer |  | Freezer | Liebherr | Bebelman, JPM | VU/F/BETA/S&F/Medchem/RBS | O2.03E77 | - |  |  |  | 1 | MedLine
EQ011495 | 3E77-301; Bibro 1089 | Fridge |  | Fridge | Liebherr | Bebelman, JPM | VU/F/BETA/S&F/Medchem/RBS | O2.03E77 | - |  |  |  | 1 | MedLine
EQ011494 | O 219 ITC; 010493 | Vortex |  | Vortex | VWR | Bebelman, JPM | VU/F/BETA/S&F/Medchem/RBS | O2.03E77 | - |  |  |  | 1
EQ011493 | RA-033365 | Data Logger |  | Bibro IP | VU | Bebelman, JPM | VU/F/BETA/S&F/Medchem/RBS | O2.03E77 | - |  |  |  | 1 | BibroIPv2
EQ011492 |  | Computer Monitor |  | Computer Monitor Planar | Planar | Bebelman, JPM | VU/F/BETA/S&F/Medchem/RBS | O2.03E77 | - |  |  |  | 1 | PLL1911M
EQ011491 | 003298 | Thermal Cycler / PCR System |  | PCR Detection System | Bio-Rad | Bebelman, JPM | VU/F/BETA/S&F/Medchem/RBS | O2.03E77 | - |  |  |  | 1 | MyiQ iCycler
EQ011490 |  | Battery |  | Power Saving Back Ups | APC | Bebelman, JPM | VU/F/BETA/S&F/Medchem/RBS | O2.03E77 | - |  |  |  | 1 | Back-UPS Pro 900
EQ011489 | KA323 | Extension Cable |  | Extension Cable Long | Intertek | Bebelman, JPM | VU/F/BETA/S&F/Medchem/RBS | O2.03E77 | - |  |  |  | 1 | 16100
EQ011488 |  | Computer Monitor |  | Computer Monitor Philips | Philips | Bebelman, JPM | VU/F/BETA/S&F/Medchem/RBS | O2.03E77 | - |  |  |  | 1 | 170S7FS100
EQ011487 | MON07-117; 022923 | Computer Monitor |  | Computer Monitor HP | Hewlett Packard (HP) | Bebelman, JPM | VU/F/BETA/S&F/Medchem/RBS | O2.03E77 | - |  |  |  | 1 | HP L1940T
EQ011486 | 018061 | Computer |  | PC HP | Hewlett Packard (HP) | Bebelman, JPM | VU/F/BETA/S&F/Medchem/RBS | O2.03E77 | - |  |  |  | 1
EQ011485 | HP802; 020148 | Computer |  | PC HP | Hewlett Packard (HP) | Bebelman, JPM | VU/F/BETA/S&F/Medchem/RBS | O2.03E77 | - |  |  |  | 1
EQ011484 |  | Computer |  | PC Dell | Dell | Bebelman, JPM | VU/F/BETA/S&F/Medchem/RBS | O2.03E77 | - |  |  |  | 1 | OptiPlex XE3
EQ011483 |  | Computer Monitor |  | Computer Monitor Dell | Dell | Bebelman, JPM | VU/F/BETA/S&F/Medchem/RBS | O2.03E77 | - |  |  |  | 1
EQ011482 | 010542 | Pipette |  | Pipette Electronic | Drummond | Bebelman, JPM | VU/F/BETA/S&F/Medchem/RBS | O2.03E72 | - |  |  |  | 1 | Pipetteaid / 4-000-221-TC
EQ011481 | 3E65 | Pipette |  | Pipette Electronic | Integra | Bebelman, JPM | VU/F/BETA/S&F/Medchem/RBS | O2.03E72 | - |  |  |  | 1 | Pipetboy 2
EQ011480 |  | Microscope |  | Microscope Eclipse | Nikon | Bebelman, JPM | VU/F/BETA/S&F/Medchem/RBS | O2.03E72 | - |  |  |  | 1 | TE200
EQ011479 |  | Extension Cable |  | Extension Cable | VU | Bebelman, JPM | VU/F/BETA/S&F/Medchem/RBS | O2.03E72 | - |  |  |  | 1
EQ011478 | 010584 | Power Supply |  | Microscope Power Supply | Nikon | Bebelman, JPM | VU/F/BETA/S&F/Medchem/RBS | O2.03E72 | - |  |  |  | 1 | TEPSE100
EQ011477 | 010583 | Power Supply |  | High Pressure Mercury Lamp Power Supply | Nikon | Bebelman, JPM | VU/F/BETA/S&F/Medchem/RBS | O2.03E72 | - |  |  |  | 1 | Super High Pressure Mercury Lamp Power Supply
EQ011476 | 027589 | Computer |  | PC HP | Hewlett Packard (HP) | Bebelman, JPM | VU/F/BETA/S&F/Medchem/RBS | O2.03E72 | - |  |  |  | 1 | ProDesk
EQ011475 |  | Computer Monitor |  | Computer Monitor Dell | Dell | Bebelman, JPM | VU/F/BETA/S&F/Medchem/RBS | O2.03E72 | - |  |  |  | 1
EQ011474 |  | Pipette |  | Thermo Multichannel Finnpipette 0.5-10µL | Thermo Fisher Scientific | Zwering, Emile | VU/F/BETA/A-LIFE/SyBi | O2.01E74 | - |  |  |  | 1 | Finnpipette 0.5-10μL
EQ011473 |  | Balance |  | Sartorius Balance | Sartorius | Zwering, Emile | VU/F/BETA/A-LIFE/SyBi | O2.01E83 | - |  |  |  | 1 | PT 6
EQ011472 |  | Pipette |  | Eppendorf Pipette 20-200μL | Eppendorf | Zwering, Emile | VU/F/BETA/A-LIFE/SyBi | O2.01E19 | - |  |  |  | 1 | Research Plus 20-200μL
EQ011471 |  | Pipette |  | Eppendorf Pipette 100-1000μL | Eppendorf | Zwering, Emile | VU/F/BETA/A-LIFE/SyBi | O2.01E19 | - |  |  |  | 1 | Research Plus 100-1000μL
EQ011470 |  | pH Meter |  | pH Meter | WTW | Zwering, Emile | VU/F/BETA/A-LIFE/SyBi | O2.01E19 | - |  |  |  | 1 | Inolab pH7110
EQ011469 |  | Pipette |  | Brand Pipette Controller | Brand | Zwering, Emile | VU/F/BETA/A-LIFE/SyBi | O2.01E19 | - |  |  |  | 1 | Accu-Jet S
EQ011468 |  | Pipette |  | Eppendorf Pipette 2-20μL | Eppendorf | Zwering, Emile | VU/F/BETA/A-LIFE/SyBi | O2.01E19 | - |  |  |  | 1 | Research Plus 2-20μL
EQ011467 |  | Pipette |  | Eppendorf Pipette 20-200μL | Eppendorf | Zwering, Emile | VU/F/BETA/A-LIFE/SyBi | O2.01E19 | - |  |  |  | 1 | Research Plus 20-200μL
EQ011466 |  | Pipette |  | Eppendorf Pipette 10-100μL | Eppendorf | Zwering, Emile | VU/F/BETA/A-LIFE/SyBi | O2.01E19 | - |  |  |  | 1 | Research Plus 10-100μL
EQ011465 |  | Pipette |  | Eppendorf Pipette 100-1000μL | Eppendorf | Zwering, Emile | VU/F/BETA/A-LIFE/SyBi | O2.01E19 | - |  |  |  | 1 | Research Plus 100-1000μL
EQ011464 |  | Pipette |  | Eppendorf Pipette 100-1000μL | Eppendorf | Zwering, Emile | VU/F/BETA/A-LIFE/SyBi | O2.01E19 | - |  |  |  | 1 | Research Plus 100-1000μL
EQ011463 |  | Pipette |  | Eppendorf Pipette 0.5-10μL | Eppendorf | Zwering, Emile | VU/F/BETA/A-LIFE/SyBi | O2.01E19 | - |  |  |  | 1 | Research Plus 0.5-10μL
EQ011462 |  | Adapter |  | Adapter | VU | Zwering, Emile | VU/F/BETA/A-LIFE/SyBi | O2.01E19 | - |  |  |  | 1
EQ011461 |  | Extension Cable |  | Extension Cable | VU | Zwering, Emile | VU/F/BETA/A-LIFE/SyBi | O2.01E19 | - |  |  |  | 1
EQ011460 |  | Vortex |  | Vortex | Scientific Industries Inc. | Zwering, Emile | VU/F/BETA/A-LIFE/SyBi | O2.01E19 | - |  |  |  | 1 | Vortex-Genie 1 (SI-0156)
EQ011459 | 010277 | Hot Plate |  | Stuart Hotplate | Stuart Scientific | Zwering, Emile | VU/F/BETA/A-LIFE/SyBi | O2.01E71 | - |  |  |  | 1 | SB301
EQ011458 | unit 2 | Gas Monitor |  | Gas Mixing Station | VU | Zwering, Emile | VU/F/BETA/A-LIFE/SyBi | O2.01E71 | - |  |  |  | 1
EQ011457 |  | Pipette |  | Brand Pipette Controller | Brand | Zwering, Emile | VU/F/BETA/A-LIFE/SyBi | O2.01E39 | - |  |  |  | 0 | Accu-Jet Pro
EQ011456 |  | Pipette |  | Gilson Pipetman P20 | Gilson | Zwering, Emile | VU/F/BETA/A-LIFE/SyBi | O2.01E39 | - |  |  |  | 1 | Pipetman P20
EQ011455 |  | Pipette |  | Brand Pipette Controller | Brand | Zwering, Emile | VU/F/BETA/A-LIFE/SyBi | O2.01E39 | - |  |  |  | 1 | Accu-Jet S
EQ011454 | T 52878 G | Pipette |  | Gilson Pipetman P5000 | Gilson | Zwering, Emile | VU/F/BETA/A-LIFE/SyBi | O2.01E31 | - | 2024-07-18 |  |  | 1 | Pipetman P5000
EQ011453 | G 19887 L | Pipette |  | Gilson Pipetman P5000 | Gilson | Zwering, Emile | VU/F/BETA/A-LIFE/SyBi | O2.01E31 | - | 2024-07-18 |  |  | 1 | Pipetman P5000
EQ011452 |  | Pipette |  | Rainin Pipette Controller | Rainin | Zwering, Emile | VU/F/BETA/A-LIFE/SyBi | O2.01E31 | - |  |  |  | 1 | Pipet-X
EQ011451 |  | Pipette |  | Gilson Pipetman P20 | Gilson | Zwering, Emile | VU/F/BETA/A-LIFE/SyBi | O2.01E31 | - |  |  |  | 1 | Pipetman P20
EQ011450 | 008268 | Pipette |  | Brand Pipette Controller | Brand | Zwering, Emile | VU/F/BETA/A-LIFE/SyBi | O2.01E31 | - |  |  |  | 1 | Accu-Jet Pro
EQ011449 |  | Gas Burner |  | Gas Burner | WLD-Tec | Zwering, Emile | VU/F/BETA/A-LIFE/SyBi | O2.01E31 | - |  |  |  | 1 | Flame 100
EQ011448 |  | Pipette |  | Eppendorf Multipette | Eppendorf | Zwering, Emile | VU/F/BETA/A-LIFE/SyBi | O2.01E31 | - |  |  |  | 1 | Multipette Plus
EQ011447 |  | Extension Cable |  | Extension Cable | VU | Zwering, Emile | VU/F/BETA/A-LIFE/SyBi | O2.01E27 | - |  |  |  | 1
EQ011446 |  | Spot UV irradiation unit |  | VL UV Lamp | Vilber Lourmat | Zwering, Emile | VU/F/BETA/A-LIFE/SyBi | O2.01E27 | - |  |  |  | 1 | VL-6M 312nm
EQ011445 |  | Pipette |  | Eppendorf Repeater | Eppendorf | Zwering, Emile | VU/F/BETA/A-LIFE/SyBi | O2.01E27 | - |  |  |  | 1 | Repeater Pipette 4780
EQ011444 |  | Pipette |  | Eppendorf Repeater | Eppendorf | Zwering, Emile | VU/F/BETA/A-LIFE/SyBi | O2.01E27 | - |  |  |  | 1 | Repeater Pipette 4780
EQ011443 |  | Pipette |  | Gilson Pipetman P20 | Gilson | Zwering, Emile | VU/F/BETA/A-LIFE/SyBi | O2.01E79 | - |  |  |  | 1 | Pipetman P20
EQ011442 | T 58403 K | Pipette |  | Gilson Pipetman P200 | Gilson | Zwering, Emile | VU/F/BETA/A-LIFE/SyBi | O2.01E79 | - | 2024-09-06 |  |  | 1 | Pipetman P200
EQ011441 | Q 53555 D | Pipette |  | Gilson Pipetman P1000 | Gilson | Zwering, Emile | VU/F/BETA/A-LIFE/SyBi | O2.01E79 | - | 2024-09-20 |  |  | 1 | Pipetman P1000
EQ011440 | L 23489 N | Pipette |  | Gilson Pipetman P5000 | Gilson | Zwering, Emile | VU/F/BETA/A-LIFE/SyBi | O2.01E77 | - | 2024-09-20 |  |  | 1 | Pipetman P5000
EQ011439 |  | Pipette |  | Gilson Pipetman P5000 | Gilson | Zwering, Emile | VU/F/BETA/A-LIFE/SyBi | O2.01E77 | - | 2023-11-02 |  |  | 1 | Pipetman P5000
EQ011438 | A 85 15998 | Pipette |  | Gilson Pipetman P5000 | Gilson | Zwering, Emile | VU/F/BETA/A-LIFE/SyBi | O2.01E77 | - | 2024-09-20 |  |  | 1 | Pipetman P5000
EQ011437 | S 62543 L | Pipette |  | Gilson Pipetman P5000 | Gilson | Zwering, Emile | VU/F/BETA/A-LIFE/SyBi | O2.01E77 | - | 2024-09-20 |  |  | 1 | Pipetman P5000
EQ011436 |  | Pipette |  | Gilson Pipetman P1000 | Gilson | Zwering, Emile | VU/F/BETA/A-LIFE/SyBi | O2.01E77 | - | 2023-10-19 |  |  | 1 | Pipetman P1000
EQ011435 |  | Pipette |  | Gilson Pipetman P1000 | Gilson | Zwering, Emile | VU/F/BETA/A-LIFE/SyBi | O2.01E77 | - | 2023-11-02 |  |  | 1 | Pipetman P1000
EQ011434 |  | Pipette |  | Rainin Pipette 20-200µL | Rainin | Zwering, Emile | VU/F/BETA/A-LIFE/SyBi | O2.01E77 | - |  |  |  | 1 | Pipet-Lite XLS SL-200
EQ011433 |  | Pipette |  | Gilson Pipetman P200 | Gilson | Zwering, Emile | VU/F/BETA/A-LIFE/SyBi | O2.01E77 | - | 2023-10-05 |  |  | 1 | Pipetman P200
EQ011432 |  | Pipette |  | Gilson Pipetman P200 | Gilson | Zwering, Emile | VU/F/BETA/A-LIFE/SyBi | O2.01E77 | - | 2023-10-05 |  |  | 1 | Pipetman P200
EQ011431 | K 84 14417 | Pipette |  | Gilson Pipetman P200 | Gilson | Zwering, Emile | VU/F/BETA/A-LIFE/SyBi | O2.01E77 | - | 2024-09-06 |  |  | 1 | Pipetman P200
EQ011430 |  | Pipette |  | Gilson Pipetman P200 | Gilson | Zwering, Emile | VU/F/BETA/A-LIFE/SyBi | O2.01E77 | - | 2023-10-05 |  |  | 1 | Pipetman P200
EQ011429 |  | Pipette |  | Gilson Pipetman P200 | Gilson | Zwering, Emile | VU/F/BETA/A-LIFE/SyBi | O2.01E77 | - | 2023-10-05 |  |  | 1 | Pipetman P200
EQ011428 |  | Pipette |  | Gilson Pipetman P200 | Gilson | Zwering, Emile | VU/F/BETA/A-LIFE/SyBi | O2.01E77 | - | 2023-10-05 |  |  | 1 | Pipetman P200
EQ011427 |  | Pipette |  | Gilson Pipetman P200 | Gilson | Zwering, Emile | VU/F/BETA/A-LIFE/SyBi | O2.01E77 | - | 2023-10-05 |  |  | 1 | Pipetman P200
EQ011426 |  | Pipette |  | Gilson Pipetman P100 | Gilson | Zwering, Emile | VU/F/BETA/A-LIFE/SyBi | O2.01E77 | - | 2023-10-19 |  |  | 1 | Pipetman P100
EQ011425 |  | Pipette |  | Gilson Pipetman P100 | Gilson | Zwering, Emile | VU/F/BETA/A-LIFE/SyBi | O2.01E77 | - | 2023-10-19 |  |  | 1 | Pipetman P100
EQ011424 |  | Pipette |  | Gilson Pipetman P100 | Gilson | Zwering, Emile | VU/F/BETA/A-LIFE/SyBi | O2.01E77 | - | 2023-11-02 |  |  | 1 | Pipetman P100
EQ011423 |  | Pipette |  | Gilson Pipetman P100 | Gilson | Zwering, Emile | VU/F/BETA/A-LIFE/SyBi | O2.01E77 | - | 2023-10-19 |  |  | 1 | Pipetman P100
EQ011422 |  | Pipette |  | Gilson Pipetman P100 | Gilson | Zwering, Emile | VU/F/BETA/A-LIFE/SyBi | O2.01E77 | - | 2023-11-02 |  |  | 1 | Pipetman P100
EQ011421 |  | Pipette |  | Gilson Pipetman P100 | Gilson | Zwering, Emile | VU/F/BETA/A-LIFE/SyBi | O2.01E77 | - | 2023-11-02 |  |  | 1 | Pipetman P100
EQ011420 |  | Pipette |  | Gilson Pipetman P20N | Gilson | Zwering, Emile | VU/F/BETA/A-LIFE/SyBi | O2.01E77 | - | 2023-10-12 |  |  | 1 | Pipetman P20N
EQ011419 |  | Pipette |  | Gilson Pipetman P20 | Gilson | Zwering, Emile | VU/F/BETA/A-LIFE/SyBi | O2.01E77 | - | 2023-10-12 |  |  | 1 | Pipetman P20
EQ011418 |  | Pipette |  | Gilson Pipetman P20 | Gilson | Zwering, Emile | VU/F/BETA/A-LIFE/SyBi | O2.01E77 | - | 2023-10-12 |  |  | 1 | Pipetman P20
EQ011417 |  | Pipette |  | Gilson Pipetman P20 | Gilson | Zwering, Emile | VU/F/BETA/A-LIFE/SyBi | O2.01E77 | - | 2023-10-12 |  |  | 1 | Pipetman P20
EQ011416 |  | Pipette |  | Gilson Pipetman P20 | Gilson | Zwering, Emile | VU/F/BETA/A-LIFE/SyBi | O2.01E77 | - | 2023-10-12 |  |  | 1 | Pipetman P20
EQ011415 |  | Pipette |  | Gilson Pipetman P20 | Gilson | Zwering, Emile | VU/F/BETA/A-LIFE/SyBi | O2.01E77 | - | 2023-10-12 |  |  | 1 | Pipetman P20
EQ011414 |  | Pipette |  | Gilson Pipetman P20 | Gilson | Zwering, Emile | VU/F/BETA/A-LIFE/SyBi | O2.01E77 | - | 2023-10-12 |  |  | 1 | Pipetman P20
EQ011413 | T 59329 K | Pipette |  | Gilson Pipetman P10 | Gilson | Zwering, Emile | VU/F/BETA/A-LIFE/SyBi | O2.01E77 | - |  |  |  | 1 | Pipetman P10
EQ011412 |  | Signal Generator |  | Delay/Pulse Generator | Stanford Research Systems (SRS) | Kortekaas, R | VU/F/BETA/N&S/AML | WN.G179 | - |  |  |  | 1 | DG535
EQ011411 |  | Signal Generator |  | Delay/Pulse Generator | Stanford Research Systems (SRS) | Kortekaas, R | VU/F/BETA/N&S/AML | WN.G179 | - |  |  |  | 1 | DG535
EQ011410 | 010989 | Laser Controller Unit |  | Laser Controller Unit | VU | Kortekaas, R | VU/F/BETA/N&S/AML | WN.G179 | - |  |  |  | 1
EQ011409 | 004333 | Pump Controller |  | Pump Controller | Pfeiffer | Kortekaas, R | VU/F/BETA/N&S/AML | WN.G179 | - |  |  |  | 1 | Vacuum DCU
EQ011408 |  | Laser Dye |  | Quanta-Ray Dye Circulator | Spectra Physics | Kortekaas, R | VU/F/BETA/N&S/AML | WN.G179 | - |  |  |  | 1 | TSC-2
EQ011407 |  | Motor driver |  | Arduino Stepper Driver | VU | Kortekaas, R | VU/F/BETA/N&S/AML | WN.G179 | - |  |  |  | 1
EQ011406 |  | Oscilloscope |  | Oscilloscope | Lecroy | Kortekaas, R | VU/F/BETA/N&S/AML | WN.G179 | - |  |  |  | 1 | Waverunner LT342
EQ011405 |  | Computer Monitor |  | Philips Monitor | Philips | Kortekaas, R | VU/F/BETA/N&S/AML | WN.G179 | - |  |  |  | 0
EQ011404 |  | Computer Monitor |  | Acer Monitor | Acer | Kortekaas, R | VU/F/BETA/N&S/AML | WN.G179 | - |  |  |  | 0
EQ011403 |  | Computer |  | HP Computer | Hewlett Packard (HP) | Kortekaas, R | VU/F/BETA/N&S/AML | WN.G179 | - |  |  |  | 0
EQ011402 |  | Control Unit |  | Cavity - Lockbox | VU | Kortekaas, R | VU/F/BETA/N&S/AML | WN.G179 | - |  |  |  | 1
EQ011401 |  | Laser Controller Unit |  | Lockbox | VU | Kortekaas, R | VU/F/BETA/N&S/AML | WN.G179 | - |  |  |  | 1
EQ011400 |  | Laser Controller Unit |  | Laser Controller Unit | Coherent | Kortekaas, R | VU/F/BETA/N&S/AML | WN.G179 | - |  |  |  | 1 | Ring Laser Control
EQ011399 |  | Power Supply |  | Reg DC Power Supply | Voltcraft | Kortekaas, R | VU/F/BETA/N&S/AML | WN.G179 | - |  |  |  | 1 | PS-1302 D
EQ011398 |  | Laser Controller Unit |  | PID Regulator | Toptica | Kortekaas, R | VU/F/BETA/N&S/AML | WN.G179 | - |  |  |  | 1 | PID Regulator
EQ011397 |  | Battery |  | Back-up Battery | APC | Kortekaas, R | VU/F/BETA/N&S/AML | WN.G179 | - |  |  |  | 1
EQ011396 |  | Laser Controller Unit |  | Laser Controller Unit | Toptica | Kortekaas, R | VU/F/BETA/N&S/AML | WN.G179 | - |  |  |  | 1 | Digilock 110
EQ011395 |  | Amplifier |  | Lock-in Amplifier | EG&G Instruments | Kortekaas, R | VU/F/BETA/N&S/AML | WN.G179 | - |  |  |  | 1 | 5209
EQ011394 | 3He SPARE | Gas Monitor |  | Gas Controller | VU | Kortekaas, R | VU/F/BETA/N&S/AML | WN.G179 | - |  |  |  | 1
EQ011393 |  | Laser |  | Diode Laser | Toptica | Kortekaas, R | VU/F/BETA/N&S/AML | WN.G179 | - |  |  |  | 1 | DL100
EQ011392 | HeRb | Laser |  | Diode Laser | Toptica | Kortekaas, R | VU/F/BETA/N&S/AML | WN.G179 | - |  |  |  | 1 | TA Pro
EQ011391 | HeRb | Laser |  | Diode Laser | Toptica | Kortekaas, R | VU/F/BETA/N&S/AML | WN.G179 | - |  |  |  | 1 | DL100
EQ011390 | HeRb | Laser Controller Unit |  | Laser Controller Unit | Toptica | Kortekaas, R | VU/F/BETA/N&S/AML | WN.G179 | - |  |  |  | 1 | Digilock 110
EQ011389 | 012054 | Power Supply |  | Modulator/Power Supply | VU | Limburg, Rob | VU/F/BETA/TC/Electronica | WN.P043 | - |  |  |  | 1 | 2015-2864-02
EQ011388 | HeRb | Laser Controller Unit |  | Laser Controller Unit | Toptica | Kortekaas, R | VU/F/BETA/N&S/AML | WN.G179 | - |  |  |  | 1 | Digilock 110
EQ011387 |  | Gas Monitor |  | Gas Ionisation PSU | VU | Kortekaas, R | VU/F/BETA/N&S/AML | WN.G179 | - |  |  |  | 1
EQ011386 | MASTER; T | Temperature Control Module |  | Temperature Controller | Toptica | Kortekaas, R | VU/F/BETA/N&S/AML | WN.G179 | - |  |  |  | 1 | DTC 110
EQ011385 | 003672 | Computer Monitor |  | Philips Monitor | Philips | Kortekaas, R | VU/F/BETA/N&S/AML | WN.G179 | - |  |  |  | 1
EQ011384 |  | Signal Generator |  | Waveform Generator | Siglent | Kortekaas, R | VU/F/BETA/N&S/AML | WN.G179 | - |  |  |  | 1 | SDG 1032X Easy Pulse
EQ011383 |  | Power Supply |  | Power Supply | Elektro-Automatik (EA) | Kortekaas, R | VU/F/BETA/N&S/AML | WN.G179 | - |  |  |  | 1 | EA-PS2012-20
EQ011382 | 006662; PMT Power | Power Supply |  | Photomultiplier Supply | Wallis | Kortekaas, R | VU/F/BETA/N&S/AML | WN.G179 | - |  |  |  | 1
EQ011381 | 006663; EMT Power | Power Supply |  | Photomultiplier Supply | Wallis | Kortekaas, R | VU/F/BETA/N&S/AML | WN.G179 | - |  |  |  | 1
EQ011380 |  | Laser |  | Quanta-Ray Laser | Spectra Physics | Kortekaas, R | VU/F/BETA/N&S/AML | WN.G179 | - |  |  |  | 0 | Quanta-Ray
EQ011379 |  | Pressure Valve |  | Piezo Valve Controller | MassSpecpecD BV | Kortekaas, R | VU/F/BETA/N&S/AML | WN.G179 | - |  |  |  | 1 | EDU5
EQ011378 |  | Pressure Valve |  | Piezo Valve Controller | MassSpecpecD BV | Kortekaas, R | VU/F/BETA/N&S/AML | WN.G179 | - |  |  |  | 1 | EDU5
EQ011377 |  | Power Supply |  | HeNe Power Supply | Thorlabs | Kortekaas, R | VU/F/BETA/N&S/AML | WN.G179 | - |  |  |  | 1 | Stabilized HeNe Power Supply
EQ011376 | HD+ | Power Supply |  | Reg DC Power Supply | Voltcraft | Kortekaas, R | VU/F/BETA/N&S/AML | WN.G179 | - |  |  |  | 1 | PS-1302 D
EQ011375 |  | Laser |  | Laser | Microlase Optical Systems | Sasbrink, Bart | VU/F/BETA/N&S/BF&E | WN.G159 | - |  |  |  | 1
EQ011374 |  | Laser power meter |  | Laser Power Meter | Spectra Physics | Kortekaas, R | VU/F/BETA/N&S/AML | WN.G179 | - |  |  |  | 1 | 407A
EQ011373 |  | Power Supply |  | Sprout Power Supply/Cooler | Lighthouse Photonics | Kortekaas, R | VU/F/BETA/N&S/AML | WN.G179 | - |  |  |  | 1 | Sprout
EQ011372 | M1 | Power Supply |  | Power Supply | Delta Elektronika | Kortekaas, R | VU/F/BETA/N&S/AML | WN.G179 | - |  |  |  | 1 | E 015-2
EQ011371 |  | Clock Divider |  | Dual Clock Divider | VU | Kortekaas, R | VU/F/BETA/N&S/AML | WN.G179 | - |  |  |  | 1 | Quad Clock Divider
EQ011370 |  | Power Supply |  | Power Supply | New Focus | Kortekaas, R | VU/F/BETA/N&S/AML | WN.G179 | - |  |  |  | 1 | 15-Volt Current-Limited Power Supply
EQ011369 |  | Frequency counter |  | Frequency Counter | Agilent | Kortekaas, R | VU/F/BETA/N&S/AML | WN.G179 | - |  |  |  | 1 | 53132A Universal Counter
EQ011368 |  | Signal Generator |  | Frequency Generator | VU | Kortekaas, R | VU/F/BETA/N&S/AML | WN.G179 | - |  |  |  | 1 | AD9912 DDS Frequency Generator and Amplifier
EQ011367 |  | Oscilloscope |  | Two Channel Oscilloscope | Tektronix | Kortekaas, R | VU/F/BETA/N&S/AML | WN.G179 | - |  |  |  | 1 | TDS 220
EQ011366 |  | Power Supply |  | Power Supply | Delta Elektronika | Kortekaas, R | VU/F/BETA/N&S/AML | WN.G179 | - |  |  |  | 1 | E 060-0.6
EQ011365 |  | Signal Generator |  | Frequency Generator | VU | Kortekaas, R | VU/F/BETA/N&S/AML | WN.G179 | - |  |  |  | 1 | AD9912 DDS Frequency Generator and Amplifier
EQ011364 |  | Optical Chopper |  | Optical Chopper | New Focus | Kortekaas, R | VU/F/BETA/N&S/AML | WN.G179 | - |  |  |  | 1 | 3501
EQ011363 |  | Amplifier |  | Lock-in Amplifier | EG&G Instruments | Kortekaas, R | VU/F/BETA/N&S/AML | WN.G179 | - |  |  |  | 1 | 7260
EQ011362 | Fountain | Signal Generator |  | Waveform Generator | Agilent | Kortekaas, R | VU/F/BETA/N&S/AML | WN.G179 | - |  |  |  | 1 | 33120A
EQ011361 |  | Laser Controller Unit |  | Laser Controller Unit | Coherent | Kortekaas, R | VU/F/BETA/N&S/AML | WN.G179 | - |  |  |  | 1 | Ring Laser Control
EQ011360 |  | Oscilloscope |  | Analog Oscilloscope | Hameg | Kortekaas, R | VU/F/BETA/N&S/AML | WN.G179 | - |  |  |  | 1 | HM303-6
EQ011359 |  | Oscilloscope |  | Four Channel Oscilloscope | Tektronix | Kortekaas, R | VU/F/BETA/N&S/AML | WN.G179 | - |  |  |  | 1 | TDS 224
EQ011358 |  | Temperature Control Module |  | Etalon Temperature Controller | VU | Kortekaas, R | VU/F/BETA/N&S/AML | WN.G179 | - |  |  |  | 1
EQ011357 |  | Optical Parametric Oscillator |  | Oscillator/Amplifier | Delta Elektronika | Kortekaas, R | VU/F/BETA/N&S/AML | WN.G179 | - |  |  |  | 1
EQ011356 |  | Signal Generator |  | Ramp Generator | Burleigh Instruments | Kortekaas, R | VU/F/BETA/N&S/AML | WN.G179 | - |  |  |  | 1 | RC-42
EQ011355 |  | Water Bath |  | Bath/Circulator | Neslab | Kortekaas, R | VU/F/BETA/N&S/AML | WN.G179 | - |  |  |  | 1 | RTE-111
EQ011354 |  | Extension Cable |  | Extension Cable | VU | Kortekaas, R | VU/F/BETA/N&S/AML | WN.G179 | - |  |  |  | 1
EQ011353 |  | Power Supply |  | Sprout Power Supply/Cooler | Lighthouse Photonics | Kortekaas, R | VU/F/BETA/N&S/AML | WN.G179 | - |  |  |  | 1 | Sprout
EQ011352 |  | Oscilloscope |  | Oscilloscope | Rigol | Kortekaas, R | VU/F/BETA/N&S/AML | WN.G179 | - |  |  |  | 1 | DS1054
EQ011351 |  | Spectrum Analyzer |  | Spectrum Analyzer | Hameg | Kortekaas, R | VU/F/BETA/N&S/AML | WN.G179 | - |  |  |  | 1 | HM5014
EQ011350 |  | Laser Controller Unit |  | Laser Servo Control | Microlase Optical Systems | Kortekaas, R | VU/F/BETA/N&S/AML | WN.G179 | - |  |  |  | 1 | MBR E-110
EQ011349 |  | Power Supply |  | Power Supply | Delta Elektronika | Kortekaas, R | VU/F/BETA/N&S/AML | WN.G179 | - |  |  |  | 1 | ES030-5
EQ011348 |  | Power Supply |  | Power Supply | Delta Elektronika | Kortekaas, R | VU/F/BETA/N&S/AML | WN.G179 | - |  |  |  | 1 | ES030-5
EQ011347 |  | Oscilloscope |  | Digital Storage Oscilloscope | Siglent | Kortekaas, R | VU/F/BETA/N&S/AML | WN.G179 | - |  |  |  | 1 | SDS2104X Plus
EQ011346 |  | Spectrum Analyzer |  | Spectrum/Vector Analyzer | Siglent | Kortekaas, R | VU/F/BETA/N&S/AML | WN.G179 | - |  |  |  | 1 | SVA 1015X
EQ011345 | 001194 | Power Supply |  | Power Supply | Delta Elektronika | Kortekaas, R | VU/F/BETA/N&S/AML | WN.G179 | - |  |  |  | 1 | E0300-0.1
EQ011344 |  | Laser Controller Unit |  | Scan Controller | Toptica | Kortekaas, R | VU/F/BETA/N&S/AML | WN.G179 | - |  |  |  | 1 | SC 110 HV
EQ011343 |  | Power Supply |  | Reg DC Power Supply | Voltcraft | Kortekaas, R | VU/F/BETA/N&S/AML | WN.G179 | - |  |  |  | 1 | PS-1302 D
EQ011342 |  | Computer Monitor |  | Dell Monitor | Dell | Kortekaas, R | VU/F/BETA/N&S/AML | WN.G179 | - |  |  |  | 1
EQ011341 |  | Signal Generator |  | Frequency Generator | VU | Kortekaas, R | VU/F/BETA/N&S/AML | WN.G179 | - |  |  |  | 1 | AD9912 DDS Frequency Generator and Amplifier
EQ011340 | 058533 | Computer |  | Lab Computer | VU | Kortekaas, R | VU/F/BETA/N&S/AML | WN.G179 | - |  |  |  | 1
EQ011339 |  | Computer Monitor |  | HP Monitor | Hewlett Packard (HP) | Kortekaas, R | VU/F/BETA/N&S/AML | WN.G179 | - |  |  |  | 1
EQ011338 |  | Computer Monitor |  | HP Monitor | Hewlett Packard (HP) | Kortekaas, R | VU/F/BETA/N&S/AML | WN.G179 | - |  |  |  | 1
EQ011337 |  | Computer Monitor |  | LG Monitor | LG | Kortekaas, R | VU/F/BETA/N&S/AML | WN.G179 | - |  |  |  | 1
EQ011336 |  | Computer Monitor |  | LG Monitor | LG | Kortekaas, R | VU/F/BETA/N&S/AML | WN.G179 | - |  |  |  | 1
EQ011335 |  | Label Writer |  | Label Writer | Dymo | Kortekaas, R | VU/F/BETA/N&S/AML | WN.G179 | - |  |  |  | 1 | 450 Turbo
EQ011334 |  | Computer Monitor |  | Dell Monitor | Dell | Kortekaas, R | VU/F/BETA/N&S/AML | WN.G179 | - |  |  |  | 1
EQ011333 | 021320 | Computer |  | HP Computer | Hewlett Packard (HP) | Kortekaas, R | VU/F/BETA/N&S/AML | WN.G179 | - |  |  |  | 1
EQ011332 |  | Power Supply |  | Power supply | Delta Elektronika | Kortekaas, R | VU/F/BETA/N&S/AML | WN.G179 | - |  |  |  | 1 | ES015-2
EQ011331 |  | Power Supply |  | Programmable DC Power Supply | New Focus | Kortekaas, R | VU/F/BETA/N&S/AML | WN.G179 | - |  |  |  | 1 | 0901
EQ011330 |  | Power Supply |  | Power supply | Delta Elektronika | Kortekaas, R | VU/F/BETA/N&S/AML | WN.G179 | - |  |  |  | 1 | ES015-10
EQ011329 |  | Power Supply |  | Programmable DC Power Supply | Siglent | Kortekaas, R | VU/F/BETA/N&S/AML | WN.G179 | - |  |  |  | 1 | SPD3303X-E
EQ011328 |  | Laser Controller Unit |  | Digital Laser Controller | Toptica | Kortekaas, R | VU/F/BETA/N&S/AML | WN.G179 | - |  |  |  | 1 | DLC pro
EQ011327 |  | Power Supply |  | Power supply | Delta Elektronika | Kortekaas, R | VU/F/BETA/N&S/AML | WN.G179 | - |  |  |  | 1
EQ011326 |  | Laser Controller Unit |  | Digital Laser Controller | Toptica | Kortekaas, R | VU/F/BETA/N&S/AML | WN.G179 | - |  |  |  | 1 | DLC pro
EQ011325 |  | Oscilloscope |  | Oscilloscope | Tektronix | Kortekaas, R | VU/F/BETA/N&S/AML | WN.G179 | - |  |  |  | 1
EQ011324 | 007872 | Adapter |  | Adaptor | VU | Kortekaas, R | VU/F/BETA/N&S/AML | WN.G179 | - |  |  |  | 1
EQ011323 | 007869 | Adapter |  | Adaptor | VU | Kortekaas, R | VU/F/BETA/N&S/AML | WN.G179 | - |  |  |  | 1
EQ011322 |  | Power Supply |  | Power supply | VU | Kortekaas, R | VU/F/BETA/N&S/AML | WN.G179 | - |  |  |  | 1
EQ011321 |  | Spectrometer |  | Spectrum Analyzer | Rohde&Schwarz | Kortekaas, R | VU/F/BETA/N&S/AML | WN.G179 | - |  |  |  | 1 | FPC1000
EQ011320 |  | Power Supply |  | Power supply | Delta Elektronika | Kortekaas, R | VU/F/BETA/N&S/AML | WN.G179 | - |  |  |  | 1
EQ011319 |  | Oscilloscope |  | Function Waveform Generator | Siglent | Kortekaas, R | VU/F/BETA/N&S/AML | WN.G179 | - |  |  |  | 1 | SDS 2042X
EQ011318 | 010898 | Amplifier |  | Amplifier | VU | Kortekaas, R | VU/F/BETA/N&S/AML | WN.G179 | - |  |  |  | 1
EQ011317 |  | Oscilloscope |  | Function Waveform Generator | Siglent | Kortekaas, R | VU/F/BETA/N&S/AML | WN.G179 | - |  |  |  | 1 | SDS 2042X
EQ011316 | 012312 | Amplifier |  | Amplifier | VU | Kortekaas, R | VU/F/BETA/N&S/AML | WN.G179 | - |  |  |  | 1
EQ011315 | 003183 | Laser Amplifier |  | Photo Diode Amplifier | VU | Kortekaas, R | VU/F/BETA/N&S/AML | WN.G179 | - |  |  |  | 1
EQ011314 | 003183 | Laser Amplifier |  | Photo Diode Amplifier | VU | Kortekaas, R | VU/F/BETA/N&S/AML | WN.G179 | - |  |  |  | 1
EQ011313 | 003183 | Laser Amplifier |  | Photo Diode Amplifier | VU | Kortekaas, R | VU/F/BETA/N&S/AML | WN.G179 | - |  |  |  | 1
EQ011312 |  | Pump Controller |  | Turbo Pump Controller | Pfeiffer | Kortekaas, R | VU/F/BETA/N&S/AML | WN.G179 | - |  |  |  | 1 | DCU
EQ011311 | 003183 | Laser Amplifier |  | Photo Diode Amplifier | VU | Kortekaas, R | VU/F/BETA/N&S/AML | WN.G179 | - |  |  |  | 1
EQ011310 |  | Amplifier |  | DDS Frequency Generator and Amplifier | VU | Kortekaas, R | VU/F/BETA/N&S/AML | WN.G179 | - |  |  |  | 1 | AD9912
EQ011309 | 003183 | Computer Monitor |  | Power supply | Delta Elektronika | Kortekaas, R | VU/F/BETA/N&S/AML | WN.G179 | - |  |  |  | 1
EQ011308 |  | Vacuum Gauge |  | GP Vacuum Gauge Controller | Granville-Phillips | Kortekaas, R | VU/F/BETA/N&S/AML | WN.G179 | - |  |  |  | 1 | 307
EQ011307 |  | Vacuum Pump |  | Edwards Vacuum Pump | Edwards | Kortekaas, R | VU/F/BETA/N&S/AML | WN.G179 | - |  |  |  | 1
EQ011306 |  | Extension Cable |  | Extension Cable | VU | Kortekaas, R | VU/F/BETA/N&S/AML | WN.G179 | - |  |  |  | 1
EQ011305 |  | Computer Monitor |  | Lab computer hp | Hewlett Packard (HP) | Kortekaas, R | VU/F/BETA/N&S/AML | WN.G179 | - |  |  |  | 0
EQ011304 |  | Laser Controller Unit |  | High Power Fiber Laser | NP Photonics | Kortekaas, R | VU/F/BETA/N&S/AML | WN.G179 | - |  |  |  | 1
EQ011303 |  | Extension Cable |  | Extension Cable | VU | Kortekaas, R | VU/F/BETA/N&S/AML | WN.G179 | - |  |  |  | 1
EQ011302 |  | Generator |  | Signal Generator | Marconi | Kortekaas, R | VU/F/BETA/N&S/AML | WN.G179 | - |  |  |  | 1 | 2023A IFR
EQ011301 |  | Extension Cable |  | Extension Cable | VU | Kortekaas, R | VU/F/BETA/N&S/AML | WN.G179 | - |  |  |  | 1
EQ011300 |  | Power Supply |  | Delta Power Supply | Delta Elektronika | Kortekaas, R | VU/F/BETA/N&S/AML | WN.G179 | - |  |  |  | 0 | ES 015-2
EQ011299 |  | Computer Monitor |  | Lab computer hp | Hewlett Packard (HP) | Kortekaas, R | VU/F/BETA/N&S/AML | WN.G179 | - |  |  |  | 1
EQ011298 |  | Oscilloscope |  | Digitial Oscilloscope | Rohde&Schwarz | Kortekaas, R | VU/F/BETA/N&S/AML | WN.G179 | - |  |  |  | 1 | RTB2004
EQ011297 |  | Power Supply |  | EA Power Supply | Elektro-Automatik (EA) | Kortekaas, R | VU/F/BETA/N&S/AML | WN.G179 | - |  |  |  | 1 | EA-PS 3032-10B
EQ011296 |  | Laser Controller Unit |  | laser controller unit | VU | Kortekaas, R | VU/F/BETA/N&S/AML | WN.G179 | - |  |  |  | 1
EQ011295 |  | Amplifier |  | Lock-In Amplifier | Zurich Instruments | Kortekaas, R | VU/F/BETA/N&S/AML | WN.G179 | - |  |  |  | 1 | HF2LI
EQ011294 |  | Computer Monitor |  | computer monitor ASUS | Asus | Kortekaas, R | VU/F/BETA/N&S/AML | WN.G179 | - |  |  |  | 1
EQ011293 |  | Laser Controller Unit |  | Toptica Laser Controller Unit | Toptica | Kortekaas, R | VU/F/BETA/N&S/AML | WN.G179 | - |  |  |  | 1
EQ011292 |  | Extension Cable |  | extension cable | VU | Kortekaas, R | VU/F/BETA/N&S/AML | WN.G179 | - |  |  |  | 1
EQ011291 |  | Oscilloscope |  | Oscilloscope | Siglent | Kortekaas, R | VU/F/BETA/N&S/AML | WN.G179 | - |  |  |  | 0 | SDS2204X Plus
EQ011290 |  | Oscilloscope |  | Oscilloscope | Siglent | Kortekaas, R | VU/F/BETA/N&S/AML | WN.G179 | - |  |  |  | 1 | SDS2204X Plus
EQ011289 |  | Power/Energy Meter |  | computer monitor hp | Hewlett Packard (HP) | Kortekaas, R | VU/F/BETA/N&S/AML | WN.G179 | - |  |  |  | 1
EQ011288 |  | Temperature Control Module |  | Covesion Temperature Controller | Covesion | Kortekaas, R | VU/F/BETA/N&S/AML | WN.G179 | - |  |  |  | 1 | OC2 Temperature Controller
EQ011287 |  | Motor driver |  | Piezo Controller | VU | Kortekaas, R | VU/F/BETA/N&S/AML | WN.G179 | - |  |  |  | 1
EQ011286 |  | Power/Energy Meter |  | Power meter | Thorlabs | Kortekaas, R | VU/F/BETA/N&S/AML | WN.G179 | - |  |  |  | 0 | PM100D
EQ011285 |  | Power Supply |  | VU Power Supply | VU | Kortekaas, R | VU/F/BETA/N&S/AML | WN.G179 | - |  |  |  | 1
EQ011284 |  | Power Supply |  | Voltcraft Power Supply | Voltcraft | Kortekaas, R | VU/F/BETA/N&S/AML | WN.G179 | - |  |  |  | 1 | PPS16005
EQ011283 |  | Power Supply |  | Voltcraft Power Supply | Voltcraft | Kortekaas, R | VU/F/BETA/N&S/AML | WN.G179 | - |  |  |  | 1 | PPS16005
EQ011282 |  | Motor driver |  | Piezo Controller | VU | Kortekaas, R | VU/F/BETA/N&S/AML | WN.G179 | - |  |  |  | 1
EQ011281 |  | Motor driver |  | Piezo Controller | VU | Kortekaas, R | VU/F/BETA/N&S/AML | WN.G179 | - |  |  |  | 1
EQ011280 |  | Laser Controller Unit |  | Power meter | Thorlabs | Kortekaas, R | VU/F/BETA/N&S/AML | WN.G179 | - |  |  |  | 0 | PM100D
EQ011279 |  | Laser power meter |  | Thorlabs Power Meter | Thorlabs | Kortekaas, R | VU/F/BETA/N&S/AML | WN.G179 | - |  |  |  | 1 | PM100D
EQ011278 |  | Oscilloscope |  | Tektronix Oscilloscope | Tektronix | Kortekaas, R | VU/F/BETA/N&S/AML | WN.G179 | - |  |  |  | 1 | TDS 2014C
EQ011277 |  | Amplifier |  | Amplifier | Mini-Circuits | Kortekaas, R | VU/F/BETA/N&S/AML | WN.G179 | - |  |  |  | 1 | LZY-22+
EQ011276 |  | Battery Charger |  | Electronic Drill Battery Charger | Bosch | Rosier, JC | VU/F/BETA/TC/FMI | WN.S005 | - |  |  |  | 1 | GAL 12V-40
EQ011275 |  | Power Supply |  | RF Master Switch | VU | Kortekaas, R | VU/F/BETA/N&S/AML | WN.G179 | - |  |  |  | 1
EQ011274 | 005666 | Vacuum Pump |  | Vacuum | Pfeiffer | Kortekaas, R | VU/F/BETA/N&S/AML | WN.G179 | - |  |  |  | 1
EQ011273 |  | Shutter Driver |  | Uniblitz Shutter Driver | UniBlitz | Kortekaas, R | VU/F/BETA/N&S/AML | WN.G179 | - |  |  |  | 1 | VCM-D1
EQ011272 |  | Shutter Driver |  | Uniblitz Shutter Driver | UniBlitz | Kortekaas, R | VU/F/BETA/N&S/AML | WN.G179 | - |  |  |  | 1 | VCM-D1
EQ011271 |  | Computer Monitor |  | computer monitor DELL | Dell | Kortekaas, R | VU/F/BETA/N&S/AML | WN.G179 | - |  |  |  | 1
EQ011270 |  | Shutter Driver |  | Uniblitz Shutter Driver | UniBlitz | Kortekaas, R | VU/F/BETA/N&S/AML | WN.G179 | - |  |  |  | 1 | VCM-D1
EQ011269 |  | Battery Charger |  | Electronic Drill Battery Charger | Bosch | Rosier, JC | VU/F/BETA/TC/FMI | WN.S005 | - |  |  |  | 1 | GAL 12V-40
EQ011268 | 000789 | Power Supply |  | VU Supply | VU | Kortekaas, R | VU/F/BETA/N&S/AML | WN.G179 | - |  |  |  | 1
EQ011267 |  | Computer |  | Lab computer | Siemens | Kortekaas, R | VU/F/BETA/N&S/AML | WN.G179 | - |  |  |  | 1
EQ011266 |  | Power Supply |  | VU Supply | VU | Kortekaas, R | VU/F/BETA/N&S/AML | WN.G179 | - |  |  |  | 1
EQ011265 |  | Laser Amplifier |  | Laser Amplifier | Zurich Instruments | Kortekaas, R | VU/F/BETA/N&S/AML | WN.G179 | - |  |  |  | 1 | MFLI; Lock-in Amplifier
EQ011264 |  | Battery Charger |  | Electronic Drill Battery Charger | Bosch | Rosier, JC | VU/F/BETA/TC/FMI | WN.S005 | - |  |  |  | 1 | GAL 12V-40
EQ011263 |  | Drill |  | Handheld Electronic Drill | Bosch | Rosier, JC | VU/F/BETA/TC/FMI | WN.S005 | - |  |  |  | 1 | GSR 12V-15FC
EQ011262 |  | Connecting Unit |  | Connector Block | National Instruments | Kortekaas, R | VU/F/BETA/N&S/AML | WN.G179 | - |  |  |  | 1 | BNC-2110
EQ011261 | 009075 | Power Supply |  | Open/Close Switch | VU | Kortekaas, R | VU/F/BETA/N&S/AML | WN.G179 | - |  |  |  | 1
EQ011260 |  | Motion Controller/Driver |  | stage controller | Thorlabs | Kortekaas, R | VU/F/BETA/N&S/AML | WN.G179 | - |  |  |  | 1
EQ011259 |  | Extension Cable |  | Extension Cable | VU | Kortekaas, R | VU/F/BETA/N&S/AML | WN.G179 | - |  |  |  | 1
EQ011258 |  | Speakers |  | Speaker | Philips | Kortekaas, R | VU/F/BETA/N&S/AML | WN.G179 | - |  |  |  | 1
EQ011257 |  | Power Supply |  | Pfeiffer Power Supply | Pfeiffer | Kortekaas, R | VU/F/BETA/N&S/AML | WN.G179 | - |  |  |  | 1 | TCP380
EQ011256 |  | Computer Monitor |  | computer monitor ASUS | Asus | Kortekaas, R | VU/F/BETA/N&S/AML | WN.G179 | - |  |  |  | 1
EQ011255 |  | Power Supply |  | Pfeiffer Power Supply | Pfeiffer | Kortekaas, R | VU/F/BETA/N&S/AML | WN.G179 | - |  |  |  | 1 | DCU
EQ011254 |  | Speakers |  | Speaker | Philips | Kortekaas, R | VU/F/BETA/N&S/AML | WN.G179 | - |  |  |  | 1
EQ011253 |  | Computer |  | PC ETN | ETN | Kortekaas, R | VU/F/BETA/N&S/AML | WN.G179 | - |  |  |  | 1 | 9PX 2200
EQ011252 |  | Power Supply |  | Pfeiffer Power Supply | Pfeiffer | Kortekaas, R | VU/F/BETA/N&S/AML | WN.G179 | - |  |  |  | 1 | TCP 015
EQ011251 |  | Vacuum Gauge |  | Pfeiffer Vacuum Gauge | Pfeiffer | Kortekaas, R | VU/F/BETA/N&S/AML | WN.G179 | - |  |  |  | 1 | TPG261
EQ011250 |  | Vacuum Gauge |  | Pfeiffer Vacuum Gauge | Pfeiffer | Kortekaas, R | VU/F/BETA/N&S/AML | WN.G179 | - |  |  |  | 1 | TPG261
EQ011249 |  | Transformer |  | Isolation Transformer | Victron Energy | Kortekaas, R | VU/F/BETA/N&S/AML | WN.G179 | - |  |  |  | 1 | 3600i
EQ011248 |  | Computer |  | Lab computer | Alternate | Kortekaas, R | VU/F/BETA/N&S/AML | WN.G179 | - |  |  |  | 1 | 20041003
EQ011247 |  | Pump Controller |  | Ionization Gauge Controller | Granville-Phillips | Kortekaas, R | VU/F/BETA/N&S/AML | WN.G179 | - |  |  |  | 1 | 350
EQ011246 |  | Pump Controller |  | Pfeiffer Vacuum Controller | Pfeiffer | Kortekaas, R | VU/F/BETA/N&S/AML | WN.G179 | - |  |  |  | 1 | TCP 380
EQ011245 |  | Extension Cable |  | Extension Cable | VU | Kortekaas, R | VU/F/BETA/N&S/AML | WN.G179 | - |  |  |  | 1
EQ011244 |  | Extension Cable |  | Extension Cable | VU | Kortekaas, R | VU/F/BETA/N&S/AML | WN.G179 | - |  |  |  | 1
EQ011243 |  | Extension Cable |  | Extension Cable | VU | Kortekaas, R | VU/F/BETA/N&S/AML | WN.G179 | - |  |  |  | 1
EQ011242 | 003285 | Power Supply |  | Delta Power Supply | Delta Elektronika | Kortekaas, R | VU/F/BETA/N&S/AML | WN.G179 | - |  |  |  | 1 | SM 15-200D
EQ011241 |  | Oscilloscope |  | Tektronix Oscilloscope | Tektronix | Kortekaas, R | VU/F/BETA/N&S/AML | WN.G179 | - |  |  |  | 1 | TDS 210
EQ011240 |  | Signal Generator |  | HP Signal Generator | Hewlett Packard (HP) | Kortekaas, R | VU/F/BETA/N&S/AML | WN.G179 | - |  |  |  | 1 | 8656B
EQ011239 | 007808 | Power Supply |  | Delta Power Supply | Delta Elektronika | Kortekaas, R | VU/F/BETA/N&S/AML | WN.G179 | - |  |  |  | 1 | SM 120-25 D
EQ011238 |  | Power Supply |  | Delta Power Supply | Delta Elektronika | Kortekaas, R | VU/F/BETA/N&S/AML | WN.G179 | - |  |  |  | 1 | ES 030-10
EQ011237 | 003177 | Power Supply |  | Delta Power Supply | Delta Elektronika | Kortekaas, R | VU/F/BETA/N&S/AML | WN.G179 | - |  |  |  | 1 | ES 030-5
EQ011236 |  | Power Supply |  | Power supply | ELE | Kortekaas, R | VU/F/BETA/N&S/AML | WN.G179 | - |  |  |  | 1 | 20041003
EQ011235 |  | Power Supply |  | Delta Power Supply | Delta Elektronika | Kortekaas, R | VU/F/BETA/N&S/AML | WN.G179 | - |  |  |  | 1 | ES 030-5
EQ011234 |  | Power Supply |  | Delta Power Supply | Delta Elektronika | Kortekaas, R | VU/F/BETA/N&S/AML | WN.G179 | - |  |  |  | 1 | ES 015-10
EQ011233 |  | Power Supply |  | Delta Power Supply | Delta Elektronika | Kortekaas, R | VU/F/BETA/N&S/AML | WN.G179 | - |  |  |  | 1 | ES 015-10
EQ011232 |  | Drill |  | Handheld Electronic Drill | Bosch | Rosier, JC | VU/F/BETA/TC/FMI | WN.S005 | - |  |  |  | 1 | GSR 12V-15FC
EQ011231 |  | Laser Dye |  | Quanta Ray | Spectra Physics | Kortekaas, R | VU/F/BETA/N&S/AML | WN.G179 | - |  |  |  | 1 | PDL-3
EQ011230 |  | Power Supply |  | Delta Power Supply | Delta Elektronika | Kortekaas, R | VU/F/BETA/N&S/AML | WN.G179 | - |  |  |  | 1 | ES 015-10
EQ011229 |  | Relay box |  | Relay Switch | VU | Kortekaas, R | VU/F/BETA/N&S/AML | WN.G179 | - |  |  |  | 1
EQ011228 |  | Signal Generator |  | Agilent Waveform Generator | Agilent | Kortekaas, R | VU/F/BETA/N&S/AML | WN.G179 | - |  |  |  | 1 | 33250A
EQ011227 |  | Signal Generator |  | Agilent Waveform Generator | Agilent | Kortekaas, R | VU/F/BETA/N&S/AML | WN.G179 | - |  |  |  | 1 | 33220A
EQ011226 |  | Laser Dye |  | Laser Dye Circulator | Spectra Physics | Kortekaas, R | VU/F/BETA/N&S/AML | WN.G179 | - |  |  |  | 1 | TSC-2 Quanta-Ray
EQ011225 |  | Extension Cable |  | Extension Cable | VU | Kortekaas, R | VU/F/BETA/N&S/AML | WN.G179 | - |  |  |  | 1
EQ011224 |  | Drill |  | Handheld Electronic Drill | Bosch | Rosier, JC | VU/F/BETA/TC/FMI | WN.S005 | - |  |  |  | 1 | GSR 12V-15FC
EQ011223 | Atooomfysles | Extension Cable |  | Extension Cable | VU | Kortekaas, R | VU/F/BETA/N&S/AML | WN.G179 | - |  |  |  | 1
EQ011222 |  | Vacuum Pump |  | Pfeiffer Vacuum Pump | Pfeiffer | Kortekaas, R | VU/F/BETA/N&S/AML | WN.G179 | - |  |  |  | 1 | MVP 070-3
EQ011221 |  | Power Supply |  | Power supply | VU | Kortekaas, R | VU/F/BETA/N&S/AML | WN.G179 | - |  |  |  | 1
EQ011220 |  | Vacuum Pump |  | Pfeiffer Vacuum Pump | Pfeiffer | Kortekaas, R | VU/F/BETA/N&S/AML | WN.G179 | - |  |  |  | 1 | MVP 070-3
EQ011219 | 008447 | Vacuum Pump |  | Vacuum Pump | Pfeiffer | Kortekaas, R | VU/F/BETA/N&S/AML | WN.G179 | - |  |  |  | 1 | MVP 070-3
EQ011218 |  | Vacuum Pump |  | Vacuum Pump | Pfeiffer | Kortekaas, R | VU/F/BETA/N&S/AML | WN.G179 | - |  |  |  | 1 | MVP 070-3
EQ011217 |  | Power Supply |  | Power supply | VU | Kortekaas, R | VU/F/BETA/N&S/AML | WN.G179 | - |  |  |  | 1
EQ011216 |  | Vacuum Pump |  | Vacuum Pump | Pfeiffer | Kortekaas, R | VU/F/BETA/N&S/AML | WN.G179 | - |  |  |  | 1 | MVP 070-3
EQ011215 |  | Resistance decade |  | Resistance Box | Cropico | Limburg, Rob | VU/F/BETA/TC/Electronica | WN.P043 | - |  |  |  | 1 | RM6-N2
EQ011214 |  | Extension Cable |  | Extension Cable | VU | Kortekaas, R | VU/F/BETA/N&S/AML | WN.G179 | - |  |  |  | 1
EQ011213 |  | Power Supply |  | Power supply | VU | Kortekaas, R | VU/F/BETA/N&S/AML | WN.G179 | - |  |  |  | 1
EQ011212 | 010905 | Oscilloscope |  | Tektronix Oscilloscope | Tektronix | Kortekaas, R | VU/F/BETA/N&S/AML | WN.G179 | - |  |  |  | 1 | TDS 2012C
EQ011211 |  | Frequency counter |  | Adjustable Frequency AC Drive | Allen Bradley | Kortekaas, R | VU/F/BETA/N&S/AML | WN.G179 | - |  |  |  | 1 | PowerFlex 700
EQ011210 |  | Power Supply |  | Delta Power Supply | Delta Elektronika | Kortekaas, R | VU/F/BETA/N&S/AML | WN.G179 | - |  |  |  | 1 | SM 70-AR-24
EQ011209 | 002101 | Power Supply |  | Power supply | VU | Kortekaas, R | VU/F/BETA/N&S/AML | WN.G179 | - |  |  |  | 1
EQ011208 |  | Pump Controller |  | Turbo Pump Controller | Pfeiffer | Kortekaas, R | VU/F/BETA/N&S/AML | WN.G179 | - |  |  |  | 1 | DCU
EQ011207 |  | Extension Cable |  | extension cable | VU | Kortekaas, R | VU/F/BETA/N&S/AML | WN.G179 | - |  |  |  | 1
EQ011206 |  | Vacuum Gauge |  | Pump Gauge | Pfeiffer | Kortekaas, R | VU/F/BETA/N&S/AML | WN.G179 | - |  |  |  | 1 | DualGauge
EQ011205 |  | Extension Cable |  | extension cable | VU | Kortekaas, R | VU/F/BETA/N&S/AML | WN.G179 | - |  |  |  | 1
EQ011204 |  | Power Supply |  | Power Supply Digital Readout | Delta Elektronika | Kortekaas, R | VU/F/BETA/N&S/AML | WN.G179 | - |  |  |  | 1 | ES 030-5
EQ011203 |  | Connecting Unit |  | Connector Block | National Instruments | Kortekaas, R | VU/F/BETA/N&S/AML | WN.G179 | - |  |  |  | 1
EQ011202 |  | Power Supply |  | Power supply | VU | Kortekaas, R | VU/F/BETA/N&S/AML | WN.G179 | - |  |  |  | 1
EQ011201 |  | Temperature Control Module |  | Temperature Controller | Cryogenic Control Systems (Cryo.con) | Kortekaas, R | VU/F/BETA/N&S/AML | WN.G179 | - |  |  |  | 1 | 24C
EQ011200 |  | Power Supply |  | Precision Current Source | ILX | Kortekaas, R | VU/F/BETA/N&S/AML | WN.G179 | - |  |  |  | 1 | LDX-3565B
EQ011199 |  | Safety Tester |  | Safety Tester SecuLife ST Pro | GMC Instruments | Limburg, Rob | VU/F/BETA/TC/Electronica | WN.P043 | - |  |  |  | 1 | SecuLife ST Pro
EQ011198 |  | Power Supply |  | Power supply | VU | Kortekaas, R | VU/F/BETA/N&S/AML | WN.G179 | - |  |  |  | 1
EQ011197 |  | Power Supply |  | Power Supply Digital Readout | Delta Elektronika | Kortekaas, R | VU/F/BETA/N&S/AML | WN.G179 | - |  |  |  | 1 | ES 030-5
EQ011196 |  | Frequency counter |  | Agilent Universal Counter | Agilent | Kortekaas, R | VU/F/BETA/N&S/AML | WN.G179 | - |  |  |  | 1 | 53132A
EQ011195 | 000768 | Power Supply |  | Power supply | Spectra Physics | Kortekaas, R | VU/F/BETA/N&S/AML | WN.G179 | - |  |  |  | 1
EQ011194 |  | Multimeter |  | Agilent Multimeter | Agilent | Kortekaas, R | VU/F/BETA/N&S/AML | WN.G179 | - |  |  |  | 1 | 34401A
EQ011193 |  | Temperature Control Module |  | Programmable Temperature Controller | Stanford Research Systems (SRS) | Kortekaas, R | VU/F/BETA/N&S/AML | WN.G179 | - |  |  |  | 1 | PTC10
EQ011192 |  | Power Supply |  | Power Supply Digital Readout | Delta Elektronika | Kortekaas, R | VU/F/BETA/N&S/AML | WN.G179 | - |  |  |  | 1 | ES 030-5
EQ011191 |  | Frequency counter |  | Agilent Universal Counter | Agilent | Kortekaas, R | VU/F/BETA/N&S/AML | WN.G179 | - |  |  |  | 1 | 53132A
EQ011190 |  | Power Supply |  | Power Supply Digital Readout | Delta Elektronika | Kortekaas, R | VU/F/BETA/N&S/AML | WN.G179 | - |  |  |  | 1 | ES 030-5
EQ011189 |  | Signal Generator |  | SRS Pulse Generator | Stanford Research Systems (SRS) | Kortekaas, R | VU/F/BETA/N&S/AML | WN.G179 | - |  |  |  | 1 | DG535
EQ011188 |  | Power Supply |  | Commutator | VU | Kortekaas, R | VU/F/BETA/N&S/AML | WN.G179 | - |  |  |  | 1
EQ011187 | 000768 | Power Supply |  | Power supply | Spectra Physics | Kortekaas, R | VU/F/BETA/N&S/AML | WN.G179 | - |  |  |  | 1
EQ011186 | 007370 | Power Supply |  | Commutator | VU | Kortekaas, R | VU/F/BETA/N&S/AML | WN.G179 | - |  |  |  | 1
EQ011185 | 000204 | Power Supply |  | Commutator200A | VU | Kortekaas, R | VU/F/BETA/N&S/AML | WN.G179 | - |  |  |  | 1
EQ011184 |  | Power Supply |  | Delta Power Supply | Delta Elektronika | Kortekaas, R | VU/F/BETA/N&S/AML | WN.G179 | - |  |  |  | 1 | SM15-200 D
EQ011183 |  | Power Supply |  | Delta Power Supply | Delta Elektronika | Kortekaas, R | VU/F/BETA/N&S/AML | WN.G179 | - |  |  |  | 1 | SM15-200 D
EQ011182 |  | Temperature Control Module |  | Laser Diode / Temperature Controller | Thorlabs | Kortekaas, R | VU/F/BETA/N&S/AML | WN.G179 | - |  |  |  | 1 | ITC4005
EQ011181 |  | Power Supply |  | Delta Power Supply | Delta Elektronika | Kortekaas, R | VU/F/BETA/N&S/AML | WN.G179 | - |  |  |  | 1 | SM6020
EQ011180 |  | Ethernet Switch |  | Gigabit Ethernet Smart Switch | Netgear | Kortekaas, R | VU/F/BETA/N&S/AML | WN.G179 | - |  |  |  | 1 | S350 Series
EQ011179 | 001101 | Power Supply |  | Oltronix Power Supply | Oltronix | Kortekaas, R | VU/F/BETA/N&S/AML | WN.G179 | - |  |  |  | 1
EQ011178 | 036972 | Computer |  | Lab Computer | VU | Kortekaas, R | VU/F/BETA/N&S/AML | WN.G179 | - |  |  |  | 1
EQ011177 |  | Power Supply |  | Power supply | Tektronix | Kortekaas, R | VU/F/BETA/N&S/AML | WN.G179 | - |  |  |  | 1 | TDS 220
EQ011176 |  | Power Supply |  | Power supply | VU | Kortekaas, R | VU/F/BETA/N&S/AML | WN.G179 | - |  |  |  | 1
EQ011175 |  | Power Supply |  | Fug High Voltage Power Supply | FuG | Kortekaas, R | VU/F/BETA/N&S/AML | WN.G179 | - |  |  |  | 1 | MCN 14-1250
EQ011174 |  | Power Supply |  | Power Supply | VU | Kortekaas, R | VU/F/BETA/N&S/AML | WN.G179 | - |  |  |  | 1
EQ011173 |  | Power/Energy Meter |  | Power/Energy Meter | Thorlabs | Kortekaas, R | VU/F/BETA/N&S/AML | WN.G179 | - |  |  |  | 1 | PM200
EQ011172 |  | Extension Cable |  | Extension Cable | VU | Kortekaas, R | VU/F/BETA/N&S/AML | WN.G179 | - |  |  |  | 1
EQ011171 |  | Extension Cable |  | Extension Cable | VU | Kortekaas, R | VU/F/BETA/N&S/AML | WN.G179 | - |  |  |  | 1
EQ011170 |  | Extension Cable |  | Extension Cable | VU | Kortekaas, R | VU/F/BETA/N&S/AML | WN.G179 | - |  |  |  | 1
EQ011169 |  | Extension Cable |  | Extension Cable | VU | Kortekaas, R | VU/F/BETA/N&S/AML | WN.G179 | - |  |  |  | 1
EQ011168 |  | Vacuum Pump |  | Pfeiffer Vacuum Pump | Pfeiffer | Kortekaas, R | VU/F/BETA/N&S/AML | WN.G179 | - |  |  |  | 1 | MVP055-3
EQ011167 |  | Vacuum Gauge |  | Pfeiffer Power Supply | Pfeiffer | Kortekaas, R | VU/F/BETA/N&S/AML | WN.G179 | - |  |  |  | 1 | TCP 380
EQ011166 |  | Vacuum Gauge |  | Balzers Vacuum Gauge | Balzers | Kortekaas, R | VU/F/BETA/N&S/AML | WN.G179 | - |  |  |  | 1 | IKG 010
EQ011165 |  | Vacuum Gauge |  | Pump Gauge | Pfeiffer | Kortekaas, R | VU/F/BETA/N&S/AML | WN.G179 | - |  |  |  | 1 | DualGauge
EQ011164 |  | Power Supply |  | Power supply | IPG Photonics | Kortekaas, R | VU/F/BETA/N&S/AML | WN.G179 | - |  |  |  | 1
EQ011163 |  | Vacuum Gauge |  | Balzers Vacuum Gauge | Balzers | Kortekaas, R | VU/F/BETA/N&S/AML | WN.G179 | - |  |  |  | 1 | IKG 010
EQ011162 | Hipace 80 Prevac Source | Pump Controller |  | Turbo Pump Controller | Pfeiffer | Kortekaas, R | VU/F/BETA/N&S/AML | WN.G179 | - |  |  |  | 1 | DCU
EQ011161 |  | Power Supply |  | Power supply | VU | Kortekaas, R | VU/F/BETA/N&S/AML | WN.G179 | - |  |  |  | 1
EQ011160 |  | Vacuum Pump |  | Edwards Vacuum Pump | Edwards | Kortekaas, R | VU/F/BETA/N&S/AML | WN.G179 | - |  |  |  | 1 | XDS5
EQ011159 |  | Extension Cable |  | Extension Cable | VU | Kortekaas, R | VU/F/BETA/N&S/AML | WN.G179 | - |  |  |  | 1
EQ011158 |  | Laser Controller Unit |  | Laser driver | IRE-Polus | Kortekaas, R | VU/F/BETA/N&S/AML | WN.G179 | - |  |  |  | 1 | Model YLD-1-BC
EQ011157 |  | Laser Controller Unit |  | Laser driver | IRE-Polus | Kortekaas, R | VU/F/BETA/N&S/AML | WN.G179 | - |  |  |  | 1 | Model YLD-1-BC
EQ011156 |  | Power Supply |  | Pfeiffer Power Supply | Balzers | Kortekaas, R | VU/F/BETA/N&S/AML | WN.G179 | - |  |  |  | 1 | TCP380
EQ011155 | 001913 | Vacuum Gauge |  | LH Vacuum Gauge | Heraeus | Kortekaas, R | VU/F/BETA/N&S/AML | WN.G179 | - |  |  |  | 1 | Thermovac TM 20
EQ011154 |  | Vacuum Pump |  | Varian Vacuum Pump | Varian (Agilent) | Kortekaas, R | VU/F/BETA/N&S/AML | WN.G179 | - |  |  |  | 1 | 949-9452
EQ011153 |  | Laser Controller Unit |  | Laser driver | IRE-Polus | Kortekaas, R | VU/F/BETA/N&S/AML | WN.G179 | - |  |  |  | 1 | Model YLD-1-BC
EQ011152 |  | Spark Tester |  | Spark Tester | Buckleys (UVral) Ltd. | Kortekaas, R | VU/F/BETA/N&S/AML | WN.G179 | - |  |  |  | 1 | TMF Spark Tester Mk.3
EQ011151 |  | Pump Controller |  | Turbo Pump Controller | Pfeiffer | Kortekaas, R | VU/F/BETA/N&S/AML | WN.G179 | - |  |  |  | 1 | DCU
EQ011150 |  | Vacuum Gauge |  | Vacuum Gauge | Pfeiffer | Kortekaas, R | VU/F/BETA/N&S/AML | WN.G179 | - |  |  |  | 1 | Dual Gauge
EQ011149 | 200; N250 | Pipette |  | Pipette Multichannel L-200 | Rainin | Bebelman, JPM | VU/F/BETA/S&F/Medchem/RBS | O2.03E69 | - |  |  |  | 1 | Pipet-lite
EQ011148 | 200; N249 | Pipette |  | Pipette Multichannel L-200 | Rainin | Bebelman, JPM | VU/F/BETA/S&F/Medchem/RBS | O2.03E69 | - |  |  |  | 1 | Pipet-lite
EQ011147 | 003544 | Centrifuge |  | Centrifuge 5415 R | Eppendorf | Bebelman, JPM | VU/F/BETA/S&F/Medchem/RBS | O2.03E69 | - |  |  |  | 1 | 5415 R
EQ011146 | 08 Cell Culture; 002156 | Flow Cytometer |  | Flow Cytometer | Guava Technologies | Bebelman, JPM | VU/F/BETA/S&F/Medchem/RBS | O2.03E69 | - |  |  |  | 1 | EasyCyte
EQ011145 | 09 Cell Culture; 010522 | Power Supply |  | Regulated Power Conditioner | OneAC | Bebelman, JPM | VU/F/BETA/S&F/Medchem/RBS | O2.03E69 | - |  |  |  | 1 | ConditionOne
EQ011144 | 303; 23 | Pipette |  | Pipette P1000 | Gilson | Bebelman, JPM | VU/F/BETA/S&F/Medchem/RBS | O2.03E69 | - |  |  |  | 1 | Pipetman
EQ011143 | Red Tape; 13 | Pipette |  | Pipette P200 | Gilson | Bebelman, JPM | VU/F/BETA/S&F/Medchem/RBS | O2.03E69 | - |  |  |  | 1 | Pipetman
EQ011142 | 012556 | Shaker/Mixer |  | Thermomixer | Eppendorf | Bebelman, JPM | VU/F/BETA/S&F/Medchem/RBS | O2.03E69 | - |  |  |  | 1 | Thermomixer F1.5
EQ011141 | 010554 | Vortex |  | Vortex | VWR | Bebelman, JPM | VU/F/BETA/S&F/Medchem/RBS | O2.03E69 | - |  |  |  | 1
EQ011140 | 13 | Pipette |  | Pipette P20 | Gilson | Bebelman, JPM | VU/F/BETA/S&F/Medchem/RBS | O2.03E69 | - |  |  |  | 1 | Pipetman
EQ011139 | Yellow Tape; ASM | Pipette |  | Pipette P200 | Gilson | Bebelman, JPM | VU/F/BETA/S&F/Medchem/RBS | O2.03E69 | - |  |  |  | 1 | Pipetman
EQ011138 | 004228 | Vacuum Pump |  | Vacuum Gas Pump | VWR | Bebelman, JPM | VU/F/BETA/S&F/Medchem/RBS | O2.03E69 | - |  |  |  | 1 | PM20405-86
EQ011137 |  | Pipette |  | Pipette Multichannel L-200 | Rainin | Bebelman, JPM | VU/F/BETA/S&F/Medchem/RBS | O2.03E69 | - |  |  |  | 1 | Pipet-lite
EQ011136 | 144 | Pipette |  | Pipette Multichannel 1-10ul | Thermo Fisher Scientific | Bebelman, JPM | VU/F/BETA/S&F/Medchem/RBS | O2.03E69 | - |  |  |  | 1 | F2
EQ011135 | N264; 45 | Pipette |  | Pipette P200 | Gilson | Bebelman, JPM | VU/F/BETA/S&F/Medchem/RBS | O2.03E69 | - |  |  |  | 1 | Pipetman
EQ011134 | Red Tape; 249; 4 | Pipette |  | Pipette P20 | Gilson | Bebelman, JPM | VU/F/BETA/S&F/Medchem/RBS | O2.03E69 | - |  |  |  | 1 | Pipetman
EQ011133 | 11 | Pipette |  | Pipette P20 | Gilson | Bebelman, JPM | VU/F/BETA/S&F/Medchem/RBS | O2.03E69 | - |  |  |  | 1 | Pipetman
EQ011132 | 15; ASM; 376; 8 | Pipette |  | Pipette P1000 | Gilson | Bebelman, JPM | VU/F/BETA/S&F/Medchem/RBS | O2.03E69 | - |  |  |  | 1 | Pipetman
EQ011131 |  | Pipette |  | Pipette SL2 | Rainin | Bebelman, JPM | VU/F/BETA/S&F/Medchem/RBS | O2.03E69 | - |  |  |  | 1 | Pipet-lite
EQ011130 | R 60520 K | Pipette |  | Gilson Pipetman P20 | Gilson | Bebelman, JPM | VU/F/BETA/S&F/Medchem/RBS | O2.03E69 | - |  |  |  | 1 | Pipetman
EQ011129 | 16; 378 | Pipette |  | Pipette P1000 | Gilson | Bebelman, JPM | VU/F/BETA/S&F/Medchem/RBS | O2.03E69 | - |  |  |  | 1 | Pipetman
EQ011128 | 144 | Pipette |  | Pipette 5-50ul | Finnpipette | Bebelman, JPM | VU/F/BETA/S&F/Medchem/RBS | O2.03E69 | - |  |  |  | 1
EQ011127 | Jan Paul | Pipette |  | Pipette P20 | Gilson | Bebelman, JPM | VU/F/BETA/S&F/Medchem/RBS | O2.03E69 | - |  |  |  | 1 | Pipetman
EQ011126 | Jan Paul | Pipette |  | Pipette P1000 | Gilson | Bebelman, JPM | VU/F/BETA/S&F/Medchem/RBS | O2.03E69 | - |  |  |  | 1 | Pipetman
EQ011125 | Jan Paul | Pipette |  | Pipette P200 | Gilson | Bebelman, JPM | VU/F/BETA/S&F/Medchem/RBS | O2.03E69 | - |  |  |  | 1 | Pipetman
EQ011124 | KM 20614 | Pipette |  | Gilson Pipetman P1000 | Gilson | Bebelman, JPM | VU/F/BETA/S&F/Medchem/RBS | O2.03E69 | - |  |  |  | 1 | Pipetman P1000
EQ011123 | 21; 281 | Pipette |  | Pipette P20 | Gilson | Bebelman, JPM | VU/F/BETA/S&F/Medchem/RBS | O2.03E69 | - |  |  |  | 1 | Pipetman
EQ011122 | 002991 | Vortex |  | Vortex | VWR | Bebelman, JPM | VU/F/BETA/S&F/Medchem/RBS | O2.03E69 | - |  |  |  | 1 | VV3
EQ011121 | 003557 | Centrifuge |  | Centrifuge 5417 C | Eppendorf | Bebelman, JPM | VU/F/BETA/S&F/Medchem/RBS | O2.03E69 | - |  |  |  | 1 | 5424
EQ011120 | 10 3E69 | Pipette |  | Pipette Multichannel L-20 | Rainin | Bebelman, JPM | VU/F/BETA/S&F/Medchem/RBS | O2.03E69 | - |  |  |  | 1 | Pipet-lite XLS
EQ011119 | E69 | Pipette |  | Pipette Multichannel L-200 | Rainin | Bebelman, JPM | VU/F/BETA/S&F/Medchem/RBS | O2.03E69 | - |  |  |  | 1 | Pipet-lite XLS
EQ011118 | 003545; Q01 | Vortex |  | Vortex | Heidolph | Bebelman, JPM | VU/F/BETA/S&F/Medchem/RBS | O2.03E69 | - |  |  |  | 1 | REAX top
EQ011117 | KM 20149 | Pipette |  | Gilson Pipetman P20 | Gilson | Bebelman, JPM | VU/F/BETA/S&F/Medchem/RBS | O2.03E69 | - |  |  |  | 1 | Pipetman P20
EQ011116 | 21 | Pipette |  | Pipette P1000 | Gilson | Bebelman, JPM | VU/F/BETA/S&F/Medchem/RBS | O2.03E69 | - |  |  |  | 1 | Pipetman
EQ011115 | E69 | Pipette |  | Pipette Multichannel L-200 | Rainin | Bebelman, JPM | VU/F/BETA/S&F/Medchem/RBS | O2.03E69 | - |  |  |  | 1 | Pipet-lite XLS
EQ011114 | 003328 | Vortex |  | Vortex | Labinco | Bebelman, JPM | VU/F/BETA/S&F/Medchem/RBS | O2.03E69 | - |  |  |  | 1 | L46
EQ011113 | 395; 21; Red Tape | Pipette |  | Pipette P200 | Gilson | Bebelman, JPM | VU/F/BETA/S&F/Medchem/RBS | O2.03E69 | - |  |  |  | 1 | Pipetman
EQ011112 | KM 20312 | Pipette |  | Gilson Pipetman P200 | Gilson | Bebelman, JPM | VU/F/BETA/S&F/Medchem/RBS | O2.03E69 | - |  |  |  | 1 | Pipetman P200
EQ011111 | 012551 | Centrifuge |  | Centrifuge | Thermo Fisher Scientific | Bebelman, JPM | VU/F/BETA/S&F/Medchem/RBS | O2.03E69 | - |  |  |  | 1 | Pico 17
EQ011110 | GE 26984 | Pipette |  | Gilson Pipetman P1000 | Gilson | Bebelman, JPM | VU/F/BETA/S&F/Medchem/RBS | O2.03E69 | - |  |  |  | 1 | Pipetman P1000
EQ011109 | T 58483 K | Pipette |  | Gilson Pipetman P200 | Gilson | Bebelman, JPM | VU/F/BETA/S&F/Medchem/RBS | O2.03E69 | - |  |  |  | 1 | Pipetman P20
EQ011108 | KM 20190 | Pipette |  | Gilson Pipetman P20 | Gilson | Bebelman, JPM | VU/F/BETA/S&F/Medchem/RBS | O2.03E69 | - |  |  |  | 1 | Pipetman P20
EQ011107 | EEP; A | Pipette |  | Pipette P5000 | Gilson | Bebelman, JPM | VU/F/BETA/S&F/Medchem/RBS | O2.03E69 | - |  |  |  | 1 | Pipetman
EQ011106 | N-249 | Pipette |  | Pipette P20 Multichannel | Gilson | Bebelman, JPM | VU/F/BETA/S&F/Medchem/RBS | O2.03E69 | - |  |  |  | 1 | Pipetman
EQ011105 |  | Shaker/Mixer |  | Sample Mixer | Dynal | Bebelman, JPM | VU/F/BETA/S&F/Medchem/RBS | O2.03E69 | - |  |  |  | 1 | MXICI
EQ011104 | 010534 | Vortex |  | Vortex | Scientific Industries Inc. | Bebelman, JPM | VU/F/BETA/S&F/Medchem/RBS | O2.03E69 | - |  |  |  | 1 | Vortex Genie 2
EQ011103 | 001017 | Vortex |  | Vortex | Heidolph | Bebelman, JPM | VU/F/BETA/S&F/Medchem/RBS | O2.03E69 | - |  |  |  | 1 | REAX top
EQ011102 | 003116 | Centrifuge |  | Mini Centrifuge | VWR | Bebelman, JPM | VU/F/BETA/S&F/Medchem/RBS | O2.03E69 | - |  |  |  | 1 | Galaxy Mini
EQ011101 | 27; 31; mol.far | Pipette |  | Pipette P1000 | Gilson | Bebelman, JPM | VU/F/BETA/S&F/Medchem/RBS | O2.03E69 | - |  |  |  | 1 | Pipetman
EQ011100 | 190; 321 | Pipette |  | Pipette P200 | Gilson | Bebelman, JPM | VU/F/BETA/S&F/Medchem/RBS | O2.03E69 | - |  |  |  | 1 | Pipetman
EQ011099 | SM; 32 | Pipette |  | Pipette P200 | Gilson | Bebelman, JPM | VU/F/BETA/S&F/Medchem/RBS | O2.03E69 | - |  |  |  | 1 | Pipetman
EQ011098 | Simon | Pipette |  | Pipette P20 | Gilson | Bebelman, JPM | VU/F/BETA/S&F/Medchem/RBS | O2.03E69 | - |  |  |  | 1 | Pipetman
EQ011097 | 31 | Pipette |  | Pipette P20 | Gilson | Bebelman, JPM | VU/F/BETA/S&F/Medchem/RBS | O2.03E69 | - |  |  |  | 1 | Pipetman
EQ011096 | Simon | Pipette |  | Pipette P1000 | Gilson | Bebelman, JPM | VU/F/BETA/S&F/Medchem/RBS | O2.03E69 | - |  |  |  | 1 | Pipetman
EQ011095 |  | Pipette |  | Pipette 3 | Sartorius | Bebelman, JPM | VU/F/BETA/S&F/Medchem/RBS | O2.03E69 | - |  |  |  | 1 | Biohit
EQ011094 | 0236 | Pipette |  | Pipette Multichannel 20-200ul | Rainin | Bebelman, JPM | VU/F/BETA/S&F/Medchem/RBS | O2.03E69 | - |  |  |  | 1 | Pipet-lite XLS
EQ011093 | 001952; N249 | Vortex |  | Vortex | Labinco | Bebelman, JPM | VU/F/BETA/S&F/Medchem/RBS | O2.03E69 | - |  |  |  | 1 | L46
EQ011092 | Reggie | Pipette |  | Pipette P1000 | Gilson | Bebelman, JPM | VU/F/BETA/S&F/Medchem/RBS | O2.03E69 | - |  |  |  | 1 | Pipetman
EQ011091 | Red Tape; 23; 388 | Pipette |  | Pipette P1000 | Gilson | Bebelman, JPM | VU/F/BETA/S&F/Medchem/RBS | O2.03E69 | - |  |  |  | 1 | Pipetman
EQ011090 | Green Tape | Pipette |  | Pipette P200 | Gilson | Bebelman, JPM | VU/F/BETA/S&F/Medchem/RBS | O2.03E69 | - |  |  |  | 1 | Pipetman
EQ011089 | Blue Tape | Pipette |  | Pipette P1000 | Gilson | Bebelman, JPM | VU/F/BETA/S&F/Medchem/RBS | O2.03E69 | - |  |  |  | 1 | Pipetman
EQ011088 | Red Tape; 23 | Pipette |  | Pipette P20 | Gilson | Bebelman, JPM | VU/F/BETA/S&F/Medchem/RBS | O2.03E69 | - |  |  |  | 1 | Pipetman
EQ011087 |  | Pipette |  | Pipette P10 | Gilson | Bebelman, JPM | VU/F/BETA/S&F/Medchem/RBS | O2.03E69 | - |  |  |  | 1 | Pipetman
EQ011086 | Blue Yellow Tape | Pipette |  | Pipette P20 | Gilson | Bebelman, JPM | VU/F/BETA/S&F/Medchem/RBS | O2.03E69 | - |  |  |  | 1 | Pipetman
EQ011085 | RH | Pipette |  | Pipette P200 | Gilson | Bebelman, JPM | VU/F/BETA/S&F/Medchem/RBS | O2.03E69 | - |  |  |  | 1 | Pipetman
EQ011084 | 010520 | Vortex |  | Vortex | VWR | Bebelman, JPM | VU/F/BETA/S&F/Medchem/RBS | O2.03E69 | - |  |  |  | 1
EQ011083 | Bibro-1087; 3E69-301 | Fridge |  | Fridge | Liebherr | Bebelman, JPM | VU/F/BETA/S&F/Medchem/RBS | O2.03E69 | - |  |  |  | 1 | Comfort
EQ011082 | Bibro-1088; 3E69-302 | Fridge |  | Fridge | Liebherr | Bebelman, JPM | VU/F/BETA/S&F/Medchem/RBS | O2.03E69 | - |  |  |  | 1 | Comfort
EQ011081 | Bibro-1096; 002297 | Freezer |  | Freezer | Liebherr | Bebelman, JPM | VU/F/BETA/S&F/Medchem/RBS | O2.03E69 | - |  |  |  | 1 | Comfort
EQ011080 | Bibro-824 | Freezer |  | Freezer | Liebherr | Bebelman, JPM | VU/F/BETA/S&F/Medchem/RBS | O2.03E69 | - |  |  |  | 1 | Comfort
EQ011079 | Bibro-587; 03E69-101 | Freezer |  | Freezer | Liebherr | Bebelman, JPM | VU/F/BETA/S&F/Medchem/RBS | O2.03E69 | - |  |  |  | 1 | Comfort
EQ011078 | Bibro-421 | Freezer |  | Freezer | Liebherr | Bebelman, JPM | VU/F/BETA/S&F/Medchem/RBS | O2.03E69 | - |  |  |  | 1 | Comfort
EQ011077 | Bibro-540 | Freezer |  | Freezer | Liebherr | Bebelman, JPM | VU/F/BETA/S&F/Medchem/RBS | O2.03E69 | - |  |  |  | 1 | Comfort
EQ011076 | 011411; Bibro-1097; 414 | Fridge |  | Fridge | Liebherr | Bebelman, JPM | VU/F/BETA/S&F/Medchem/RBS | O2.03E69 | - |  |  |  | 1 | Comfort
EQ011075 | 010594; O3-E41A | Vortex |  | Vortex | VWR | Bebelman, JPM | VU/F/BETA/S&F/Medchem/RBS | O2.03E69 | - |  |  |  | 1
EQ011074 | 011766 | Centrifuge |  | Centrifuge 5424 | Eppendorf | Bebelman, JPM | VU/F/BETA/S&F/Medchem/RBS | O2.03E69 | - |  |  |  | 1 | 5424
EQ011073 | 012552 | Centrifuge |  | Centrifuge | Thermo Fisher Scientific | Bebelman, JPM | VU/F/BETA/S&F/Medchem/RBS | O2.03E69 | - |  |  |  | 1 | Pico 17
EQ011072 | 178 | Balance |  | Electronic Balance | Mettler (Toledo) | Bebelman, JPM | VU/F/BETA/S&F/Medchem/RBS | O2.03E69 | - |  |  |  | 1 | LabStyle 3002
EQ011071 |  | Balance |  | Electronic Balance | Mettler (Toledo) | Bebelman, JPM | VU/F/BETA/S&F/Medchem/RBS | O2.03E69 | - |  |  |  | 1 | AG104
EQ011070 |  | Shaker/Mixer |  | Thermo-Shaker | Grant Instruments | Bebelman, JPM | VU/F/BETA/S&F/Medchem/RBS | O2.03E69 | - |  |  |  | 1 | PHMT
EQ011069 | 003564 | Shaker/Mixer |  | Platform Shaker | Heidolph | Bebelman, JPM | VU/F/BETA/S&F/Medchem/RBS | O2.03E69 | - |  |  |  | 1 | Unimax 2010
EQ011068 | 003332; 1 | Shaker/Mixer |  | Platform Shaker | Heidolph | Bebelman, JPM | VU/F/BETA/S&F/Medchem/RBS | O2.03E69 | - |  |  |  | 1 | Titramax 1000
EQ011067 | 003579 | Shaker/Mixer |  | Thermomixer | Eppendorf | Bebelman, JPM | VU/F/BETA/S&F/Medchem/RBS | O2.03E69 | - |  |  |  | 1 | Thermomixer 5436
EQ011066 | 012553 | Block Heater |  | Digital Heatblock | VWR | Bebelman, JPM | VU/F/BETA/S&F/Medchem/RBS | O2.03E69 | - |  |  |  | 1
EQ011065 | 003312; 1 | Microwave oven |  | Microwave Oven | Proline | Bebelman, JPM | VU/F/BETA/S&F/Medchem/RBS | O2.03E69 | - |  |  |  | 1
EQ011064 | 26; EtBr general | Pipette |  | Pipette P1000 | Gilson | Bebelman, JPM | VU/F/BETA/S&F/Medchem/RBS | O2.03E69 | - |  |  |  | 1 | Pipetman
EQ011063 | 4; 205; Black Tape | Pipette |  | Pipette P1000 | Gilson | Bebelman, JPM | VU/F/BETA/S&F/Medchem/RBS | O2.03E69 | - |  |  |  | 1 | Pipetman
EQ011062 | 26; EtBr general | Pipette |  | Pipette P200 | Gilson | Bebelman, JPM | VU/F/BETA/S&F/Medchem/RBS | O2.03E69 | - |  |  |  | 1 | Pipetman
EQ011061 | 26; EtBr | Pipette |  | Pipette P20 | Gilson | Bebelman, JPM | VU/F/BETA/S&F/Medchem/RBS | O2.03E69 | - |  |  |  | 1 | Pipetman
EQ011060 | 16; 198; Red Tape | Pipette |  | Pipette P200 | Gilson | Bebelman, JPM | VU/F/BETA/S&F/Medchem/RBS | O2.03E69 | - |  |  |  | 1 | Pipetman
EQ011059 | 010549 | Thermal Cycler / PCR System |  | Thermal Cycler | Thermo Fisher Scientific | Bebelman, JPM | VU/F/BETA/S&F/Medchem/RBS | O2.03E69 | - |  |  |  | 1 | Arktik5020
EQ011058 |  | Roller mixer |  | Roller 10 | Denley | Bebelman, JPM | VU/F/BETA/S&F/Medchem/RBS | O2.03E69 | - |  |  |  | 1 | Spiramix 10
EQ011057 | Q 02; 010513 | Magnetic Stirrer |  | Magnetic Stirrer | Heidolph | Bebelman, JPM | VU/F/BETA/S&F/Medchem/RBS | O2.03E69 | - |  |  |  | 1 | MR 3000
EQ011056 | 012554 | Magnetic Stirrer |  | Magnetic Stirrer | VWR | Bebelman, JPM | VU/F/BETA/S&F/Medchem/RBS | O2.03E69 | - |  |  |  | 1 | VS-C4-2 S000
EQ011055 | 012555 | Magnetic Stirrer |  | Magnetic Stirrer | VWR | Bebelman, JPM | VU/F/BETA/S&F/Medchem/RBS | O2.03E69 | - |  |  |  | 1 | VS-C7-2 S000
EQ011054 |  | pH Meter |  | pH Meter | Mettler (Toledo) | Bebelman, JPM | VU/F/BETA/S&F/Medchem/RBS | O2.03E69 | - |  |  |  | 1 | FiveEasy FE20
EQ011053 |  | Transilluminator |  | Mini-Transilluminator | Bio-Rad | Bebelman, JPM | VU/F/BETA/S&F/Medchem/RBS | O2.03E69 | - |  |  |  | 1 | Mini-Transilluminator
EQ011052 | 007263 | Electrophoresis device |  | Electrophoresis System | Bio-Rad | Bebelman, JPM | VU/F/BETA/S&F/Medchem/RBS | O2.03E69 | - |  |  |  | 1 | Power pac 300
EQ011051 | 010565; 1 | Electrophoresis device |  | Electrophoresis System | Bio-Rad | Bebelman, JPM | VU/F/BETA/S&F/Medchem/RBS | O2.03E69 | - |  |  |  | 1 | Power pac 300
EQ011050 |  | Electrophoresis device |  | Mini Electrophoresis System | Accuris Instruments | Bebelman, JPM | VU/F/BETA/S&F/Medchem/RBS | O2.03E69 | - |  |  |  | 1 | E1101-E
EQ011049 |  | Electrophoresis device |  | Mini Electrophoresis System | Accuris Instruments | Bebelman, JPM | VU/F/BETA/S&F/Medchem/RBS | O2.03E69 | - |  |  |  | 1 | E1101-E
EQ011048 |  | Computer Monitor |  | Computer Monitor Compaq | Compaq | Bebelman, JPM | VU/F/BETA/S&F/Medchem/RBS | O2.03E69 | - |  |  |  | 1 | TFT5015
EQ011047 | 011519 | Autosampler |  | FPLC Autosampler | Amersham Sciences | Bebelman, JPM | VU/F/BETA/S&F/Medchem/RBS | O2.03E69 | - |  |  |  | 1 | AKTA Explorer
EQ011046 | 003642 | Autosampler |  | FPLC Autosampler | Amersham Sciences | Bebelman, JPM | VU/F/BETA/S&F/Medchem/RBS | O2.03E69 | - |  |  |  | 1 | AKTA Explorer
EQ011045 | 011522 | HPLC System |  | FPLC / HPLC | Amersham Sciences | Bebelman, JPM | VU/F/BETA/S&F/Medchem/RBS | O2.03E69 | - |  |  |  | 1 | AKTA Explorer
EQ011044 | 010378 | HPLC System |  | FPLC / HPLC | Amersham Sciences | Bebelman, JPM | VU/F/BETA/S&F/Medchem/RBS | O2.03E69 | - |  |  |  | 1 | AKTA Explorer
EQ011043 | MOLFAR | Pipette |  | Pipette Electronic | Biohit | Bebelman, JPM | VU/F/BETA/S&F/Medchem/RBS | O2.03E69 | - |  |  |  | 1 | Midi Plus
EQ011042 |  | Speakers |  | Logitech Speaker | Logitech | Bebelman, JPM | VU/F/BETA/S&F/Medchem/RBS | O2.03E69 | - |  |  |  | 1
EQ011041 | 030612 | Computer Monitor |  | Computer Monitor HP | Hewlett Packard (HP) | Bebelman, JPM | VU/F/BETA/S&F/Medchem/RBS | O2.03E69 | - |  |  |  | 1 | Elite Display E231
EQ011040 | 039537 | Computer |  | PC HP | Hewlett Packard (HP) | Bebelman, JPM | VU/F/BETA/S&F/Medchem/RBS | O2.03E69 | - |  |  |  | 1 | EliteDesk
EQ011039 | 006338; FAR N25 | Light Source |  | LED Light | Just Normlicht | Bebelman, JPM | VU/F/BETA/S&F/Medchem/RBS | O2.03E69 | - |  |  |  | 1 | Color-Control
EQ011038 | HP653 | Computer |  | PC HP | Hewlett Packard (HP) | Bebelman, JPM | VU/F/BETA/S&F/Medchem/RBS | O2.03E69 | - |  |  |  | 1
EQ011037 | 016921 | Computer |  | PC HP | Hewlett Packard (HP) | Bebelman, JPM | VU/F/BETA/S&F/Medchem/RBS | O2.03E69 | - |  |  |  | 1
EQ011036 | TFT1049 | Computer Monitor |  | Computer Monitor HP | Hewlett Packard (HP) | Bebelman, JPM | VU/F/BETA/S&F/Medchem/RBS | O2.03E69 | - |  |  |  | 1 | HP L1950g
EQ011035 |  | Computer Monitor |  | Computer Monitor Dell | Dell | Bebelman, JPM | VU/F/BETA/S&F/Medchem/RBS | O2.03E69 | - |  |  |  | 1
EQ011034 |  | Gel imager |  | Molecular Imager | Bio-Rad | Bebelman, JPM | VU/F/BETA/S&F/Medchem/RBS | O2.03E69 | - |  |  |  | 1 | Gel Doc XR+ Imaging System / Universal Hood II
EQ011033 | 010525 | Gel imager |  | Molecular Imager | Bio-Rad | Bebelman, JPM | VU/F/BETA/S&F/Medchem/RBS | O2.03E69 | - |  |  |  | 1 | Gel Doc XR+ Imaging System / Universal Hood II
EQ011032 | 000433 | Water Bath |  | Shaking Water Bath | GFL | Bebelman, JPM | VU/F/BETA/S&F/Medchem/RBS | O2.03E22 | - |  |  |  | 1 | BIO/FAR cursus schudbad
EQ011031 |  | Extension Cable |  | Extension Cable | VU | Bebelman, JPM | VU/F/BETA/S&F/Medchem/RBS | O2.03E67 | - |  |  |  | 1
EQ011030 |  | Magnetic Stirrer |  | Magnetic Stirrer | Heraeus | Bebelman, JPM | VU/F/BETA/S&F/Medchem/RBS | O2.03E22 | - |  |  |  | 1 | MR2002
EQ011029 | 001954; 20-N250 | Centrifuge |  | Large Bench Centrifuge | Heraeus | Bebelman, JPM | VU/F/BETA/S&F/Medchem/RBS | O2.03E67 | - |  |  |  | 1 | Multifuge 3 S-R
EQ011028 | Bibro-1095 | Fridge |  | Fridge | Liebherr | Bebelman, JPM | VU/F/BETA/S&F/Medchem/RBS | O2.03E67 | - |  |  |  | 1
EQ011027 | 010571 | Centrifuge |  | Mega Centrifuge | Heraeus | Bebelman, JPM | VU/F/BETA/S&F/Medchem/RBS | O2.03E22 | - |  |  |  | 1 | Megafuge 1.0
EQ011026 |  | Incubator |  | Incubator | Heraeus | Bebelman, JPM | VU/F/BETA/S&F/Medchem/RBS | O2.03E67 | - |  |  |  | 1 | B5060E
EQ011025 | 004959 | Vacuum Pump |  | Vacuum Gas Pump | VWR | Bebelman, JPM | VU/F/BETA/S&F/Medchem/RBS | O2.03E67 | - |  |  |  | 1
EQ011024 | PF1004; 011539 | Oven |  | Drying Oven | Termaks | Bebelman, JPM | VU/F/BETA/S&F/Medchem/RBS | O2.03E67 | - |  |  |  | 1
EQ011023 | 000362 | Centrifuge |  | Centrifuge | Eppendorf | Bebelman, JPM | VU/F/BETA/S&F/Medchem/RBS | O2.03E22 | - |  |  |  | 1 | Centrifuge 5217C
EQ011022 | 000359 | Shaker/Mixer |  | Thermomixer | Eppendorf | Bebelman, JPM | VU/F/BETA/S&F/Medchem/RBS | O2.03E22 | - |  |  |  | 1 | Thermomixer comfort
EQ011021 | 001948 | Shaker/Mixer |  | Thermomixer | Eppendorf | Bebelman, JPM | VU/F/BETA/S&F/Medchem/RBS | O2.03E67 | - |  |  |  | 1 | Thermomixer 5436
EQ011020 | 003634 | Centrifuge |  | Centrifuge | Heraeus | Bebelman, JPM | VU/F/BETA/S&F/Medchem/RBS | O2.03E22 | - |  |  |  | 1 | Biofuge 13
EQ011019 | de BOER; 010527 | Water Bath |  | Hot Water Bath | Julabo | Bebelman, JPM | VU/F/BETA/S&F/Medchem/RBS | O2.03E67 | - |  |  |  | 1 | C/3 BASIS
EQ011018 | 011279 | Magnetic Stirrer |  | Magnetic Stirrer | Heidolph | Bebelman, JPM | VU/F/BETA/S&F/Medchem/RBS | O2.03E22 | - |  |  |  | 1
EQ011017 | 31-N250; 001961 | Water Bath |  | Hot Water Bath | Lauda | Bebelman, JPM | VU/F/BETA/S&F/Medchem/RBS | O2.03E67 | - |  |  |  | 1
EQ011016 | 005223 | Magnetic Stirrer |  | Magnetic Stirrer | Heidolph | Bebelman, JPM | VU/F/BETA/S&F/Medchem/RBS | O2.03E22 | - |  |  |  | 1 | MR 3001 K
EQ011015 | 010564 | Power Supply |  | Power Supply | Bio-Rad | Bebelman, JPM | VU/F/BETA/S&F/Medchem/RBS | O2.03E22 | - |  |  |  | 1 | Power Pac 300
EQ011014 |  | Pipette |  | Pipette P200 | Gilson | Bebelman, JPM | VU/F/BETA/S&F/Medchem/RBS | O2.03E65 | - |  |  |  | 1 | Pipetman
EQ011013 |  | Pipette |  | Pipette P1000 | Gilson | Bebelman, JPM | VU/F/BETA/S&F/Medchem/RBS | O2.03E65 | - |  |  |  | 1 | Pipetman
EQ011012 | 003561 | Power Supply |  | Power Supply | Bio-Rad | Bebelman, JPM | VU/F/BETA/S&F/Medchem/RBS | O2.03E22 | - |  |  |  | 1 | Power Pac 200
EQ011011 |  | Pipette |  | Pipette P20 | Gilson | Bebelman, JPM | VU/F/BETA/S&F/Medchem/RBS | O2.03E65 | - |  |  |  | 1 | Pipetman
EQ011010 |  | Pipette |  | Pipette Multichannel 1-10ul | Labnet | Bebelman, JPM | VU/F/BETA/S&F/Medchem/RBS | O2.03E65 | - |  |  |  | 1 | BioPette Autoclavable
EQ011009 |  | Magnetic Stirrer |  | Magnetic Stirrer | Heidolph | Bebelman, JPM | VU/F/BETA/S&F/Medchem/RBS | O2.03E22 | - |  |  |  | 1 | MR 3001 K
EQ011008 |  | Radio |  | Radio | Lenco | Bebelman, JPM | VU/F/BETA/S&F/Medchem/RBS | O2.03E67 | - |  |  |  | 1
EQ011007 | 001962 | Incubator |  | Incubator Shaker | New Brunswick Scientific | Bebelman, JPM | VU/F/BETA/S&F/Medchem/RBS | O2.03E67 | - |  |  |  | 1 | C25 Incubator Shaker
EQ011006 |  | Shaker/Mixer |  | Microplate Shaker | Grant Instruments | Bebelman, JPM | VU/F/BETA/S&F/Medchem/RBS | O2.03E22 | - |  |  |  | 1 | PMS-1000i
EQ011005 |  | Pipette |  | Pipette Multichannel 20-200ul | Labnet | Bebelman, JPM | VU/F/BETA/S&F/Medchem/RBS | O2.03E65 | - |  |  |  | 1 | BioPette Autoclavable
EQ011004 | 000454 | Roller mixer |  | Roller Mixer | Denley | Bebelman, JPM | VU/F/BETA/S&F/Medchem/RBS | O2.03E22 | - |  |  |  | 1 | Spiramix 10
EQ011003 | 001962 | Incubator |  | Incubator Shaker | New Brunswick Scientific | Bebelman, JPM | VU/F/BETA/S&F/Medchem/RBS | O2.03E67 | - |  |  |  | 0 | C25 Incubator Shaker
EQ011002 |  | Gas Burner |  | Gas Burner | WLD-Tec | Bebelman, JPM | VU/F/BETA/S&F/Medchem/RBS | O2.03E67 | - |  |  |  | 1 | Flame 100
EQ011001 |  | Gas Burner |  | Gas Burner | WLD-Tec | Bebelman, JPM | VU/F/BETA/S&F/Medchem/RBS | O2.03E67 | - |  |  |  | 1 | Flame 100
EQ011000 |  | Pipette |  | Gilson Pipetman P20 | Gilson | Bebelman, JPM | VU/F/BETA/S&F/Medchem/RBS | O2.03E67 | - |  |  |  | 1 | Pipetman P20
EQ010999 | 002277 | Magnetic Stirrer |  | Magnetic Stirrer | Heidolph | Bebelman, JPM | VU/F/BETA/S&F/Medchem/RBS | O2.03E22 | - |  |  |  | 1
EQ010998 |  | Pipette |  | Gilson Pipetman P100 | Gilson | Bebelman, JPM | VU/F/BETA/S&F/Medchem/RBS | O2.03E67 | - |  |  |  | 1 | Pipetman P100
EQ010997 |  | Pipette |  | Gilson Pipetman P1000N | Gilson | Bebelman, JPM | VU/F/BETA/S&F/Medchem/RBS | O2.03E67 | - |  |  |  | 1 | Pipetman P1000N
EQ010996 |  | Pipette |  | Gilson Pipetman P1000 | Gilson | Bebelman, JPM | VU/F/BETA/S&F/Medchem/RBS | O2.03E67 | - |  |  |  | 1 | Pipetman P1000
EQ010995 |  | Pipette |  | Gilson Pipetman P200 | Gilson | Bebelman, JPM | VU/F/BETA/S&F/Medchem/RBS | O2.03E67 | - |  |  |  | 1 | Pipetman P200
EQ010994 |  | Pipette |  | Pipette 100-1200 ul | Thermo Fisher Scientific | Bebelman, JPM | VU/F/BETA/S&F/Medchem/RBS | O2.03E65 | - |  |  |  | 1 | Finnpipette
EQ010993 | 003543 | Vortex |  | Heidolph Vortex | Heidolph | Bebelman, JPM | VU/F/BETA/S&F/Medchem/RBS | O2.03E67 | - |  |  |  | 1 | Reax 2000
EQ010992 | 002217 | Pump/Compressor |  | Air Compressor | Drummond | Bebelman, JPM | VU/F/BETA/S&F/Medchem/RBS | O2.03E67 | - |  |  |  | 1 | Pipet-aid
EQ010991 |  | Gas Burner |  | Gas Burner | WLD-Tec | Bebelman, JPM | VU/F/BETA/S&F/Medchem/RBS | O2.03E67 | - |  |  |  | 1 | Fuego SCS
EQ010990 |  | Gas Burner |  | Gas Burner | WLD-Tec | Bebelman, JPM | VU/F/BETA/S&F/Medchem/RBS | O2.03E67 | - |  |  |  | 1 | Fuego SCS
EQ010989 | 003495 | Pump/Compressor |  | Air Compressor | Drummond | Bebelman, JPM | VU/F/BETA/S&F/Medchem/RBS | O2.03E67 | - |  |  |  | 1 | Pipet-aid
EQ010988 | 001932 | Balance |  | Mettler Balance | Mettler (Toledo) | Bebelman, JPM | VU/F/BETA/S&F/Medchem/RBS | O2.03E67 | - |  |  |  | 1 | PB1501-S
EQ010987 |  | Cell Counter |  | Cell Density Meter | Amersham Sciences | Bebelman, JPM | VU/F/BETA/S&F/Medchem/RBS | O2.03E67 | - |  |  |  | 1 | Ultrospec 10
EQ010986 | 010568 | Centrifuge |  | Eppendorf Centrifuge | Eppendorf | Bebelman, JPM | VU/F/BETA/S&F/Medchem/RBS | O2.03E67 | - |  |  |  | 1 | Centrifuge 5417C
EQ010985 |  | Electroporator |  | Bio-Rad Electroporation System | Bio-Rad | Bebelman, JPM | VU/F/BETA/S&F/Medchem/RBS | O2.03E67 | - |  |  |  | 1 | Gene Pulser XCell
EQ010984 |  | Laminar Air Flow Cabinet |  | Air Flow Cabinet | Clean Air Technik | Bebelman, JPM | VU/F/BETA/S&F/Medchem/RBS | O2.03E65 | - |  |  |  | 1 | CLF 360
EQ010983 | 007696 | Incubator |  | Termaks Incubator | Termaks | Bebelman, JPM | VU/F/BETA/S&F/Medchem/RBS | O2.03E65 | - |  |  |  | 1 | KBP6151
EQ010982 | 011322 | Vortex |  | Heidolph Vortex | Heidolph | Bebelman, JPM | VU/F/BETA/S&F/Medchem/RBS | O2.03E65 | - |  |  |  | 1 | REAX 2000
EQ010981 | 008397 | Centrifuge |  | Eppendorf Centrifuge | Eppendorf | Bebelman, JPM | VU/F/BETA/S&F/Medchem/RBS | O2.03E65 | - |  |  |  | 1 | Centrifuge 5417R
EQ010980 | 22 Cell Culture; 002216 | Cooling Unit |  | Air Condition Unit | DeLonghi | Bebelman, JPM | VU/F/BETA/S&F/Medchem/RBS | O2.03E65 | - |  |  |  | 1 | PAC AN112 Silent
EQ010979 | 004745 | Power Supply |  | Bio-Rad Power Supply | Bio-Rad | Bebelman, JPM | VU/F/BETA/S&F/Medchem/RBS | O2.03E65 | - |  |  |  | 1 | PowerPac 300
EQ010978 | 22 Cell Culture; 002216 | Orbital shaker |  | Refrigerated Incubator Shaker | New Brunswick Scientific | Bebelman, JPM | VU/F/BETA/S&F/Medchem/RBS | O2.03E65 | - |  |  |  | 1 | Innova 4230
EQ010977 |  | Radio |  | Radio | Philips | Bebelman, JPM | VU/F/BETA/S&F/Medchem/RBS | O2.03E65 | - |  |  |  | 1 | Digital Tuning
EQ010976 | 012557 | Incubator |  | Orbital Incubator | Stuart Scientific | Bebelman, JPM | VU/F/BETA/S&F/Medchem/RBS | O2.03E65 | - |  |  |  | 1 | SI600
EQ010975 | 003591 | Spot UV irradiation unit |  | Spectrolinker | Spectronics Corporation | Bebelman, JPM | VU/F/BETA/S&F/Medchem/RBS | O2.03E65 | - |  |  |  | 1 | Spectrolinker XL-1000
EQ010974 | 008167 | Incubator |  | Orbital Incubator | Stuart Scientific | Bebelman, JPM | VU/F/BETA/S&F/Medchem/RBS | O2.03E65 | - |  |  |  | 1 | SI500
EQ010973 | 003531 | Microscope |  | Leitz Microscope | Leitz | Bebelman, JPM | VU/F/BETA/S&F/Medchem/RBS | O2.03E65 | - |  |  |  | 1 | 020-446.023
EQ010972 | TFT1227 | Computer Monitor |  | HP Computer Monitor | Hewlett Packard (HP) | Bebelman, JPM | VU/F/BETA/S&F/Medchem/RBS | O2.03E65 | - |  |  |  | 1 | Compaq LA2205wg
EQ010971 | HP647 | Computer |  | HP Computer | Hewlett Packard (HP) | Bebelman, JPM | VU/F/BETA/S&F/Medchem/RBS | O2.03E65 | - |  |  |  | 1 | Compaq dc7900 CMT
EQ010970 | 011324 | Orbital shaker |  | Benchtop Gyratory Shaker | New Brunswick Scientific | Bebelman, JPM | VU/F/BETA/S&F/Medchem/RBS | O2.03E65 | - |  |  |  | 1 | G33
EQ010969 |  | Rotator |  | Rotator | IKA | Bebelman, JPM | VU/F/BETA/S&F/Medchem/RBS | O2.03E22 | - |  |  |  | 1 | IKA LOOPSTER digital
EQ010968 | pre-pcr | Pipette |  | Pipette 1000 | Sartorius | Noort, wendy | VU/F/FGB/BW/Myolab | O2.13W35 | - |  |  |  | 1
EQ010967 | pre-pcr | Pipette |  | Pipette 10 | Sartorius | Noort, wendy | VU/F/FGB/BW/Myolab | O2.13W35 | - |  |  |  | 1
EQ010966 | pre-pcr | Pipette |  | Pipette 100 | Sartorius | Noort, wendy | VU/F/FGB/BW/Myolab | O2.13W35 | - |  |  |  | 1
EQ010965 | pre-pcr | Pipette |  | Pipette 1000 | Sartorius | Noort, wendy | VU/F/FGB/BW/Myolab | O2.13W35 | - |  |  |  | 1
EQ010964 | pre-pcr | Pipette |  | Pipette 200 | Sartorius | Noort, wendy | VU/F/FGB/BW/Myolab | O2.13W35 | - |  |  |  | 1
EQ010963 | pre-pcr | Pipette |  | Pipette 20 | Sartorius | Noort, wendy | VU/F/FGB/BW/Myolab | O2.13W35 | - |  |  |  | 1
EQ010962 | histolab | Pipette |  | Pipette 200 | Sartorius | Noort, wendy | VU/F/FGB/BW/Myolab | O2.13W37 | - |  |  |  | 1
EQ010961 | histolab | Pipette |  | Pipette 1000 | Sartorius | Noort, wendy | VU/F/FGB/BW/Myolab | O2.13W37 | - |  |  |  | 1
EQ010960 | histolab | Pipette |  | Pipette 200 | Sartorius | Noort, wendy | VU/F/FGB/BW/Myolab | O2.13W37 | - |  |  |  | 1
EQ010959 | histolab | Pipette |  | Pipette 20 | Sartorius | Noort, wendy | VU/F/FGB/BW/Myolab | O2.13W37 | - |  |  |  | 1
EQ010958 | histolab | Pipette |  | Pipette 1000 | Sartorius | Noort, wendy | VU/F/FGB/BW/Myolab | O2.13W37 | - |  |  |  | 1
EQ010957 | histolab | Pipette |  | Pipette 20 | Sartorius | Noort, wendy | VU/F/FGB/BW/Myolab | O2.13W37 | - |  |  |  | 1
EQ010956 | BIBRO-1117 | Fridge |  | Liebherr Fridge | Liebherr | Bebelman, JPM | VU/F/BETA/S&F/Medchem/RBS | O2.02E77 | - |  |  |  | 1 | MediLine
EQ010955 |  | Pipette |  | Rainin Multichannel Pipette 20-200μL | Rainin | Bebelman, JPM | VU/F/BETA/S&F/Medchem/RBS | O2.02E77 | - |  |  |  | 1 | Pipet-Lite XLS L-200 Multichannel Pipette
EQ010954 |  | Pipette |  | Rainin Multichannel Pipette 5-50μL | Rainin | Bebelman, JPM | VU/F/BETA/S&F/Medchem/RBS | O2.02E77 | - |  |  |  | 1 | Pipet-Lite LTS Multichannel Pipette 5-50μL
EQ010953 |  | Microscope |  | Carl Zeiss Microscope | Carl Zeiss | Bebelman, JPM | VU/F/BETA/S&F/Medchem/RBS | O2.02E77 | - |  |  |  | 1 | Axiovert 25
EQ010952 |  | Adapter |  | Adapter | Cincon Electronics | Bebelman, JPM | VU/F/BETA/S&F/Medchem/RBS | O2.02E77 | - |  |  |  | 1 | TRG10R120
EQ010951 | pre-pcr | Pipette |  | Pipette 200 | Sartorius | Noort, wendy | VU/F/FGB/BW/Myolab | O2.13W35 | - |  |  |  | 1
EQ010950 | cell culture | Pipette |  | Pipette 1000 | Gilson | Noort, wendy | VU/F/FGB/BW/Myolab | O2.13W31 | - |  |  |  | 1 | Pipetman 1000
EQ010949 | cell culture | Pipette |  | Pipette 20 | Gilson | Noort, wendy | VU/F/FGB/BW/Myolab | O2.13W31 | - |  |  |  | 1 | Pipetman 20
EQ010948 | cell culture | Pipette |  | Pipette 200 | Gilson | Noort, wendy | VU/F/FGB/BW/Myolab | O2.13W31 | - |  |  |  | 1 | Pipetman 200
EQ010947 | 000705 | Centrifuge |  | Eppendorf Centrifuge | Eppendorf | Bebelman, JPM | VU/F/BETA/S&F/Medchem/RBS | O2.02E77 | - |  |  |  | 1 | Centrifuge 5417C
EQ010946 | cell culture | Pipette |  | Pipette 2 | Gilson | Noort, wendy | VU/F/FGB/BW/Myolab | O2.13W31 | - |  |  |  | 1 | Pipetman 2
EQ010945 | 003117 | Vortex |  | VWR Vortex | VWR | Bebelman, JPM | VU/F/BETA/S&F/Medchem/RBS | O2.02E77 | - |  |  |  | 1 | VV3
EQ010944 | cell culture | Pipette |  | Pipette 100 | Gilson | Noort, wendy | VU/F/FGB/BW/Myolab | O2.13W31 | - |  |  |  | 1 | Pipetman 100
EQ010943 | cell culture | Pipette |  | Pipette 10 | Gilson | Noort, wendy | VU/F/FGB/BW/Myolab | O2.13W31 | - |  |  |  | 1 | Pipetman 10
EQ010942 | cell culture | Pipette |  | Pipette 1000 | Gilson | Noort, wendy | VU/F/FGB/BW/Myolab | O2.13W31 | - |  |  |  | 1 | Pipetman 1000
EQ010941 | qPCR | Pipette |  | Electronic Pipette | HIRSCHMANN LABORGERATE | Noort, wendy | VU/F/FGB/BW/Myolab | O2.13W31 | - |  |  |  | 1 | Pipetus
EQ010940 | qPCR | Pipette |  | Pipette 10 | Biohit | Noort, wendy | VU/F/FGB/BW/Myolab | O2.13W27 | - |  |  |  | 1
EQ010939 | qPCR | Pipette |  | Pipette 1000 | Sartorius | Noort, wendy | VU/F/FGB/BW/Myolab | O2.13W27 | - |  |  |  | 1
EQ010938 | qPCR | Pipette |  | Pipette 200 | Sartorius | Noort, wendy | VU/F/FGB/BW/Myolab | O2.13W27 | - |  |  |  | 1
EQ010937 | qPCR | Pipette |  | Pipette 20 | Sartorius | Noort, wendy | VU/F/FGB/BW/Myolab | O2.13W27 | - |  |  |  | 1
EQ010936 | qPCR | Pipette |  | Pipette 100 | Sartorius | Noort, wendy | VU/F/FGB/BW/Myolab | O2.13W27 | - |  |  |  | 1
EQ010935 | qPCR | Pipette |  | Pipette 10 | Sartorius | Noort, wendy | VU/F/FGB/BW/Myolab | O2.13W27 | - |  |  |  | 1
EQ010934 |  | Centrifuge |  | Centrifuge | Thermo Fisher Scientific | Bebelman, JPM | VU/F/BETA/S&F/Medchem/RBS | O2.02E77 | - |  |  |  | 1 | SL 40 F
EQ010933 | Incubator 8 | Incubator |  | CO2 Incubator | Thermo Fisher Scientific | Bebelman, JPM | VU/F/BETA/S&F/Medchem/RBS | O2.02E77 | - |  |  |  | 1 | HERAcell 150i
EQ010932 | qPCR | Pipette |  | Pipette 1000 | Sartorius | Noort, wendy | VU/F/FGB/BW/Myolab | O2.13W27 | - |  |  |  | 1
EQ010931 | Incubator 7 | Incubator |  | CO2 Incubator | Thermo Fisher Scientific | Bebelman, JPM | VU/F/BETA/S&F/Medchem/RBS | O2.02E77 | - |  |  |  | 1 | HERAcell 150i
EQ010930 | qPCR | Pipette |  | Pipette 10 | Sartorius | Noort, wendy | VU/F/FGB/BW/Myolab | O2.13W27 | - |  |  |  | 1
EQ010929 |  | Pipette |  | Pipette 120 | Biohit | Noort, wendy | VU/F/FGB/BW/Myolab | O2.13W27 | - |  |  |  | 1
EQ010928 |  | Pipette |  | Pipette 10 | Sartorius | Noort, wendy | VU/F/FGB/BW/Myolab | O2.13W27 | - |  |  |  | 1 | Picus
EQ010927 | 3E41a | Pipette |  | Electronic Pipette | Thermo Fisher Scientific | Bebelman, JPM | VU/F/BETA/S&F/Medchem/RBS | O2.02E77 | - |  |  |  | 1
EQ010926 |  | Pipette |  | Electronic Pipette | Thermo Fisher Scientific | Bebelman, JPM | VU/F/BETA/S&F/Medchem/RBS | O2.02E77 | - |  |  |  | 1 | S1 Pipet Filler
EQ010925 |  | Pipette |  | Pipette P20 | Gilson | Bebelman, JPM | VU/F/BETA/S&F/Medchem/RBS | O2.02E77 | - |  |  |  | 1 | Pipetman
EQ010924 |  | Pipette |  | Pipette 120 | Sartorius | Noort, wendy | VU/F/FGB/BW/Myolab | O2.13W27 | - |  |  |  | 1 | Picus
EQ010923 |  | Pipette |  | Pipette P200 | Gilson | Bebelman, JPM | VU/F/BETA/S&F/Medchem/RBS | O2.02E77 | - |  |  |  | 1 | Pipetman
EQ010922 | 6 | Pipette |  | Pipette P1000 | Gilson | Bebelman, JPM | VU/F/BETA/S&F/Medchem/RBS | O2.02E77 | - |  |  |  | 1 | Pipetman
EQ010921 |  | Pipette |  | Pipette 5 | Finnpipette | Noort, wendy | VU/F/FGB/BW/Myolab | O2.13W27 | - |  |  |  | 1
EQ010920 | immuno | Pipette |  | Pipette 1000 | Sartorius | Noort, wendy | VU/F/FGB/BW/Myolab | O2.13W27 | - |  |  |  | 1
EQ010919 |  | Pipette |  | Pipette P20 | Gilson | Bebelman, JPM | VU/F/BETA/S&F/Medchem/RBS | O2.02E77 | - |  |  |  | 1 | Pipetman
EQ010918 | immuno | Pipette |  | Pipette 200 | Sartorius | Noort, wendy | VU/F/FGB/BW/Myolab | O2.13W27 | - |  |  |  | 1
EQ010917 |  | Pipette |  | Pipette P200 | Gilson | Bebelman, JPM | VU/F/BETA/S&F/Medchem/RBS | O2.02E77 | - |  |  |  | 1 | Pipetman
EQ010916 | immuno | Pipette |  | Pipette 20 | Sartorius | Noort, wendy | VU/F/FGB/BW/Myolab | O2.13W27 | - |  |  |  | 1
EQ010915 |  | Pipette |  | Pipette P1000 | Gilson | Bebelman, JPM | VU/F/BETA/S&F/Medchem/RBS | O2.02E77 | - |  |  |  | 1 | Pipetman
EQ010914 |  | Pipette |  | Pipette 5000 | Sartorius | Noort, wendy | VU/F/FGB/BW/Myolab | O2.13W27 | - |  |  |  | 1
EQ010913 |  | Vacuum Pump |  | Vacuum Pumping Unit | Vacuubrand | Bebelman, JPM | VU/F/BETA/S&F/Medchem/RBS | O2.02E77 | - |  |  |  | 1 | PC 3004 Vario
EQ010912 | western blot | Pipette |  | Pipette 1000 | Sartorius | Noort, wendy | VU/F/FGB/BW/Myolab | O2.13W27 | - |  |  |  | 1
EQ010911 | western blot | Pipette |  | Pipette 200 | Sartorius | Noort, wendy | VU/F/FGB/BW/Myolab | O2.13W27 | - |  |  |  | 1
EQ010910 |  | Water Bath |  | Water Bath | VWR | Bebelman, JPM | VU/F/BETA/S&F/Medchem/RBS | O2.02E77 | - |  |  |  | 1 | 462-0559
EQ010909 | western blot | Pipette |  | Pipette 20 | Sartorius | Noort, wendy | VU/F/FGB/BW/Myolab | O2.13W27 | - |  |  |  | 1
EQ010908 |  | Multimeter |  | WPI Voltohmmeter | World Precision Instruments | Bebelman, JPM | VU/F/BETA/S&F/Medchem/RBS | O2.02E77 | - |  |  |  | 1 | EVOM2
EQ010907 |  | Pump/Compressor |  | Pump | VU | Bebelman, JPM | VU/F/BETA/S&F/Medchem/RBS | O2.02E77 | - |  |  |  | 1
EQ010906 |  | Shaker/Mixer |  | Stuart See-Saw Rocker | Stuart Scientific | Bebelman, JPM | VU/F/BETA/S&F/Medchem/RBS | O2.02E77 | - |  |  |  | 1 | SSL4
EQ010905 |  | Projector |  | Mitsubishi Beamer | Mitsubishi | Koningstein, Greg | VU/F/BETA/A-LIFE/MM | O2.06E65 | - |  |  |  | 1 | LVP-X80U
EQ010904 |  | Computer |  | HP Laptop | Hewlett Packard (HP) | Koningstein, Greg | VU/F/BETA/A-LIFE/MM | O2.06E65 | - |  |  |  | 1 | ProBook 6570b
EQ010903 |  | Projector |  | InFocus Beamer | Infocus | Koningstein, Greg | VU/F/BETA/A-LIFE/MM | O2.06E65 | - |  |  |  | 1 | IN1102
EQ010902 |  | Projector |  | Epson Beamer | Epson | Koningstein, Greg | VU/F/BETA/A-LIFE/MM | O2.06E65 | - |  |  |  | 1 | H387B
EQ010901 |  | Speakers |  | Sound Projector | Loewe | Koningstein, Greg | VU/F/BETA/A-LIFE/MM | O2.06E65 | - |  |  |  | 1 | Individual SoundProjector
EQ010900 |  | Computer |  | Lenovo Laptop | Lenovo | Koningstein, Greg | VU/F/BETA/A-LIFE/MM | O2.06E65 | - |  |  |  | 1 | IdeaPad 5 14ITL05
EQ010899 |  | Extension Cable |  | Extension Cable | VU | Koningstein, Greg | VU/F/BETA/A-LIFE/MM | O2.06E65 | - |  |  |  | 1
EQ010898 | VUMC15116433 | Cold light source |  | Microscope Cold Light Source | Schott | Koningstein, Greg | VU/F/BETA/A-LIFE/MM | O2.06E65 | - |  |  |  | 1 | KL150B
EQ010897 |  | Cooling Unit |  | Air Condition Unit | Aermec | Koningstein, Greg | VU/F/BETA/A-LIFE/MM | O2.06E29 | - |  |  |  | 1
EQ010896 | 006822;192 | Freezer |  | Liebherr Fridge/Freezer | Liebherr | Koningstein, Greg | VU/F/BETA/A-LIFE/MM | O2.06E65 | - |  |  |  | 1 | Comfort
EQ010895 | VUMC080995633 | Cold light source |  | Microscope Cold Light Source | Leica | Koningstein, Greg | VU/F/BETA/A-LIFE/MM | O2.06E65 | - |  |  |  | 1 | CLS150LS
EQ010894 | VUMC080995824 | Power Supply |  | Microscope | Leica | Koningstein, Greg | VU/F/BETA/A-LIFE/MM | O2.06E65 | - |  |  |  | 1 | MZ16FA
EQ010893 |  | Computer Monitor |  | HP Computer Monitor | Hewlett Packard (HP) | Koningstein, Greg | VU/F/BETA/A-LIFE/MM | O2.06E65 | - |  |  |  | 1 | Omen 32
EQ010892 | VUMC080995634 | Power Supply |  | Microscope Camera | Leica | Koningstein, Greg | VU/F/BETA/A-LIFE/MM | O2.06E65 | - |  |  |  | 1
EQ010891 |  | Cooling Unit |  | Air Condition Unit | Aermec | Koningstein, Greg | VU/F/BETA/A-LIFE/MM | O2.06E29 | - |  |  |  | 1
EQ010890 |  | Computer |  | HP Computer | Hewlett Packard (HP) | Koningstein, Greg | VU/F/BETA/A-LIFE/MM | O2.06E65 | - |  |  |  | 1 | Z440
EQ010889 | VUMC130996294 | Power Supply |  | Microscope Power Supply | Leica | Koningstein, Greg | VU/F/BETA/A-LIFE/MM | O2.06E65 | - |  |  |  | 1
EQ010888 |  | Vacuum Cleaner |  | Vacuum Cleaner | Karcher | Koningstein, Greg | VU/F/BETA/A-LIFE/MM | O2.06E29 | - |  |  |  | 1 | WD 3
EQ010887 | 6E29-02; Bibro-503; 009950 | Freezer |  | Ultra Low Freezer -86C | Snijders | Koningstein, Greg | VU/F/BETA/A-LIFE/MM | O2.06E29 | - |  |  |  | 1 | Evosafe-Series VF720 86
EQ010886 |  | Temperature Control Module |  | Temperature Controller | Pecon | Koningstein, Greg | VU/F/BETA/A-LIFE/MM | O2.06E65 | - |  |  |  | 1 | CellVivo TempController 2000-2
EQ010885 | 6E29-01; Bibro-522 | Freezer |  | Ultra Low Freezer -86C | Snijders | Koningstein, Greg | VU/F/BETA/A-LIFE/MM | O2.06E29 | - |  |  |  | 1 | Evosafe-Series VF720 86
EQ010884 | VUMC016101 | Cold light source |  | Microscope Cold Light Source | Leica | Koningstein, Greg | VU/F/BETA/A-LIFE/MM | O2.06E65 | - |  |  |  | 1 | CLS150X
EQ010883 | 007396 | Temperature Control Module |  | CO2/Ln2 Back-Up Module | New Brunswick Scientific | Koningstein, Greg | VU/F/BETA/A-LIFE/MM | O2.06E29 | - |  |  |  | 1 | CO2/Ln2 Back-Up Module
EQ010882 |  | Camera controller |  | Olympus Control Box | Olympus | Koningstein, Greg | VU/F/BETA/A-LIFE/MM | O2.06E65 | - |  |  |  | 1 | IX3-CBH
EQ010881 | 06e65 | Computer |  | PC | Terra | Koningstein, Greg | VU/F/BETA/A-LIFE/MM | O2.06E65 | - |  |  |  | 1 | 1300062
EQ010880 | Optima MAX-TL#2 | Centrifuge |  | Ultracentrifuge | Beckman Coulter | Koningstein, Greg | VU/F/BETA/A-LIFE/MM | O2.06E29 | - |  |  |  | 1 | Optima MAX-XP Ultracentrifuge
EQ010879 | 007397; Optima MAX-TL#1 | Centrifuge |  | Ultracentrifuge | Beckman Coulter | Koningstein, Greg | VU/F/BETA/A-LIFE/MM | O2.06E29 | - |  |  |  | 1 | Optima MAX-XP Ultracentrifuge
EQ010878 |  | Power Supply |  | Olympus Power Supply | Olympus | Koningstein, Greg | VU/F/BETA/A-LIFE/MM | O2.06E65 | - |  |  |  | 1 | IX3-SSU
EQ010877 | Bibro-1046 | Centrifuge |  | Ultracentrifuge | Beckman Coulter | Koningstein, Greg | VU/F/BETA/A-LIFE/MM | O2.06E29 | - |  |  |  | 0 | Optima XE-90 Ultracentrifuge
EQ010876 | Bibro-1046 | Fridge |  | Fridge | Liebherr | Koningstein, Greg | VU/F/BETA/A-LIFE/MM | O2.06E29 | - |  |  |  | 1 | Comfort
EQ010875 | VUMC016103 | Computer Monitor |  | HP Monitor | Hewlett Packard (HP) | Koningstein, Greg | VU/F/BETA/A-LIFE/MM | O2.06E65 | - |  |  |  | 1 | EliteDisplay E41i
EQ010874 |  | Light Source |  | CoolLED Light Source | CoolLED | Koningstein, Greg | VU/F/BETA/A-LIFE/MM | O2.06E65 | - |  |  |  | 1 | pE-4000
EQ010873 | 6E65-101; BIBRO-785 | Freezer |  | Freezer | Liebherr | Koningstein, Greg | VU/F/BETA/A-LIFE/MM | O2.06E65 | - |  |  |  | 1 | Comfort
EQ010872 | 6E29-301; Bibro-1070 | Fridge |  | Fridge | Liebherr | Koningstein, Greg | VU/F/BETA/A-LIFE/MM | O2.06E29 | - |  |  |  | 1 | MediLine
EQ010871 | 006964 | Power Supply |  | Microscope Power Supply | Olympus | Koningstein, Greg | VU/F/BETA/A-LIFE/MM | O2.06E65 | - |  |  |  | 1 | BH-2
EQ010870 |  | Microscope |  | Olympus Automated Inverted Microscope | Olympus | Koningstein, Greg | VU/F/BETA/A-LIFE/MM | O2.06E65 | - |  |  |  | 1 | IX83
EQ010869 | 006965 | Microscope |  | Microscope | Olympus | Koningstein, Greg | VU/F/BETA/A-LIFE/MM | O2.06E65 | - |  |  |  | 1 | BH-2
EQ010868 | 007395; Bibro-416 | Freezer |  | Ultra Low Temp Freezer | New Brunswick Scientific | Koningstein, Greg | VU/F/BETA/A-LIFE/MM | O2.06E29 | - |  |  |  | 1 | C340-86
EQ010867 |  | Computer |  | HP PC | Hewlett Packard (HP) | Koningstein, Greg | VU/F/BETA/A-LIFE/MM | O2.06E65 | - |  |  |  | 1
EQ010866 |  | Camera |  | Hamamatsu Camera | Hamamatsu | Koningstein, Greg | VU/F/BETA/A-LIFE/MM | O2.06E65 | - |  |  |  | 1 | ORCA-flash4.0LT
EQ010865 |  | Extension Cable |  | Extension Cable | VU | Koningstein, Greg | VU/F/BETA/A-LIFE/MM | O2.06E65 | - |  |  |  | 1
EQ010864 | 022992 | Computer Monitor |  | HP Monitor | Hewlett Packard (HP) | Koningstein, Greg | VU/F/BETA/A-LIFE/MM | O2.06E65 | - |  |  |  | 1 | HP Compaq LA2205wg
EQ010863 | VUMC880995810 | Power Supply |  | Microscope Power Supply | Carl Zeiss | Koningstein, Greg | VU/F/BETA/A-LIFE/MM | O2.06E65 | - |  |  |  | 1
EQ010862 | VUMC880995810 | Microscope |  | Microscope | Carl Zeiss | Koningstein, Greg | VU/F/BETA/A-LIFE/MM | O2.06E65 | - |  |  |  | 1 | Axioskop
EQ010861 |  | Extension Cable |  | Extension Cable | VU | Koningstein, Greg | VU/F/BETA/A-LIFE/MM | O2.06E65 | - |  |  |  | 1
EQ010860 | 07e43 | Computer Monitor |  | Dell Monitor | Dell | Koningstein, Greg | VU/F/BETA/A-LIFE/MM | O2.06E65 | - |  |  |  | 1
EQ010859 |  | Extension Cable |  | Extension Cable | VU | Koningstein, Greg | VU/F/BETA/A-LIFE/MM | O2.07E65 | - |  |  |  | 1 | KF-BG-7
EQ010858 | VUMC950996089 | Roller mixer |  | Roller Apparatus | Wheaton | Koningstein, Greg | VU/F/BETA/A-LIFE/MM | O2.07E65 | - |  |  |  | 1
EQ010857 | VUMC019589 | Shaker/Mixer |  | Shaker | Hettich | Koningstein, Greg | VU/F/BETA/A-LIFE/MM | O2.07E65 | - |  |  |  | 1
EQ010856 | RA-033282 | Data Logger |  | Bibro IP | VU | Koningstein, Greg | VU/F/BETA/A-LIFE/MM | O2.07E65 | - |  |  |  | 1 | BibroIPv2
EQ010855 | VUMC120995258;MEPAGA.002 | Power Supply |  | Bio-Rad Power Supply | Bio-Rad | Koningstein, Greg | VU/F/BETA/A-LIFE/MM | O2.07E63 | - |  |  |  | 1 | PowerPac Basic
EQ010854 |  | Rotator |  | Rotator | Stuart Scientific | Koningstein, Greg | VU/F/BETA/A-LIFE/MM | O2.07E65 | - |  |  |  | 1 | SB2
EQ010853 | 006801 | Roller mixer |  | Snijders Rock 'n Roller | Snijders | Koningstein, Greg | VU/F/BETA/A-LIFE/MM | O2.07E63 | - |  |  |  | 1 | Rock 'n Roller 34201
EQ010852 |  | Shaker/Mixer |  | Orbital Shaker | Ohaus | Koningstein, Greg | VU/F/BETA/A-LIFE/MM | O2.07E65 | - |  |  |  | 1 | RS-232 Orbital Shaker
EQ010851 | 010916 | Hot Plate |  | Roth Hot Plate | Roth | Koningstein, Greg | VU/F/BETA/A-LIFE/MM | O2.07E63 | - |  |  |  | 1 | MH 15
EQ010850 | RA-035583 | Data Logger |  | Bibro IP | VU | Koningstein, Greg | VU/F/BETA/A-LIFE/MM | O2.07E63 | - |  |  |  | 1 | BibroIPv2
EQ010849 | 006784 | Rotator |  | Tube Rotator | Labinco | Koningstein, Greg | VU/F/BETA/A-LIFE/MM | O2.07E63 | - |  |  |  | 1
EQ010848 | VUMC040573 | Shaker/Mixer |  | Platform Shaker | New Brunswick Scientific | Koningstein, Greg | VU/F/BETA/A-LIFE/MM | O2.07E65 | - |  |  |  | 1 | Innova2300
EQ010847 | VUMC035486 | Shaker/Mixer |  | Platform Shaker | New Brunswick Scientific | Koningstein, Greg | VU/F/BETA/A-LIFE/MM | O2.07E65 | - |  |  |  | 1 | Innova2300
EQ010846 | elektronica beta vu: 006765 | Block Heater |  | Block heater | Grant Instruments | Koningstein, Greg | VU/F/BETA/A-LIFE/MM | O2.07E35 | - |  |  |  | 1 | QBT1
EQ010845 |  | Centrifuge |  | Centrifuge | Hettich | Koningstein, Greg | VU/F/BETA/A-LIFE/MM | O2.07E35 | - |  |  |  | 1
EQ010844 | VUmc 028475 | Centrifuge |  | Centrifuge | Eppendorf | Koningstein, Greg | VU/F/BETA/A-LIFE/MM | O2.07E35 | - |  |  |  | 1
EQ010843 | VUmc 120995181 | Block Heater |  | Block heater | Labnet | Koningstein, Greg | VU/F/BETA/A-LIFE/MM | O2.07E35 | - |  |  |  | 1
EQ010842 | VUmc 016068 | Centrifuge |  | Centrifuge | Eppendorf | Koningstein, Greg | VU/F/BETA/A-LIFE/MM | O2.07E35 | - |  |  |  | 1 | 6305
EQ010841 |  | Spectrophotometer |  | spectrophotometer | Jenway | Koningstein, Greg | VU/F/BETA/A-LIFE/MM | O2.07E35 | - |  |  |  | 1 | 6305
EQ010840 | VUmc 016120 | Roller mixer |  | Multi roller | CAT | Koningstein, Greg | VU/F/BETA/A-LIFE/MM | O2.07E35 | - |  |  |  | 1
EQ010839 |  | Water Bath |  | Water bath | Julabo | Koningstein, Greg | VU/F/BETA/A-LIFE/MM | O2.07E35 | - |  |  |  | 1
EQ010838 | VUmc 016041 | Vortex |  | Vortex | Retsch | Koningstein, Greg | VU/F/BETA/A-LIFE/MM | O2.07E35 | - |  |  |  | 1
EQ010837 |  | Gas Burner |  | Gas burner | WLD-Tec | Koningstein, Greg | VU/F/BETA/A-LIFE/MM | O2.07E35 | - |  |  |  | 1
EQ010836 | VUmc 018606 | Vortex |  | Vortex | Fisherbrand | Koningstein, Greg | VU/F/BETA/A-LIFE/MM | O2.07E35 | - |  |  |  | 1
EQ010835 |  | Gas Burner |  | Gas burner | WLD-Tec | Koningstein, Greg | VU/F/BETA/A-LIFE/MM | O2.07E35 | - |  |  |  | 1
EQ010834 |  | Pipette |  | Electronic pipette | HIRSCHMANN LABORGERATE | Koningstein, Greg | VU/F/BETA/A-LIFE/MM | O2.07E35 | - |  |  |  | 1
EQ010833 |  | Gas Burner |  | Gas burner | WLD-Tec | Koningstein, Greg | VU/F/BETA/A-LIFE/MM | O2.07E35 | - |  |  |  | 1
EQ010832 |  | Vortex |  | Vortex | Fisherbrand | Koningstein, Greg | VU/F/BETA/A-LIFE/MM | O2.07E35 | - |  |  |  | 1
EQ010831 | BIBRO-1063 | Freezer |  | Freezer | Liebherr | Koningstein, Greg | VU/F/BETA/A-LIFE/MM | O2.07E35 | - |  |  |  | 1
EQ010830 |  | Radio |  | Radio | Sony | Koningstein, Greg | VU/F/BETA/A-LIFE/MM | O2.07E35 | - |  |  |  | 1
EQ010829 | BIBRO-1062 | Fridge |  | Fridge | Liebherr | Koningstein, Greg | VU/F/BETA/A-LIFE/MM | O2.07E35 | - |  |  |  | 1
EQ010828 |  | Gas Burner |  | Gas burner | WLD-Tec | Koningstein, Greg | VU/F/BETA/A-LIFE/MM | O2.07E35 | - |  |  |  | 1
EQ010827 | VUmc018524 | Vortex |  | Vortex | Fisherbrand | Koningstein, Greg | VU/F/BETA/A-LIFE/MM | O2.07E35 | - |  |  |  | 1
EQ010826 |  | Pipette |  | Electronic pipette | HIRSCHMANN LABORGERATE | Koningstein, Greg | VU/F/BETA/A-LIFE/MM | O2.07E35 | - |  |  |  | 1
EQ010825 |  | Centrifuge |  | Centrifuge | Eppendorf | Koningstein, Greg | VU/F/BETA/A-LIFE/MM | O2.07E35 | - |  |  |  | 0
EQ010824 | VUmc 028471 | Centrifuge |  | Centrifuge | Eppendorf | Koningstein, Greg | VU/F/BETA/A-LIFE/MM | O2.07E35 | - |  |  |  | 1
EQ010823 |  | Gas Burner |  | Gas burner | WLD-Tec | Koningstein, Greg | VU/F/BETA/A-LIFE/MM | O2.07E35 | - |  |  |  | 1
EQ010822 | VUmc 016122 | Vortex |  | Vortex | Fisherbrand | Koningstein, Greg | VU/F/BETA/A-LIFE/MM | O2.07E35 | - |  |  |  | 1 | FB15024
EQ010821 |  | Pipette |  | Electronic pipette | Accu-jet | Koningstein, Greg | VU/F/BETA/A-LIFE/MM | O2.07E35 | - |  |  |  | 1
EQ010820 |  | Vortex |  | Vortex | IKA | Koningstein, Greg | VU/F/BETA/A-LIFE/MM | O2.07E35 | - |  |  |  | 1
EQ010819 |  | Gas Burner |  | Gas burner | WLD-Tec | Koningstein, Greg | VU/F/BETA/A-LIFE/MM | O2.07E35 | - |  |  |  | 1
EQ010818 | Red | Power Supply |  | Light Source Power Supply | Carl Zeiss | Koningstein, Greg | VU/F/BETA/A-LIFE/MM | O2.07E43 | - |  |  |  | 1
EQ010817 | VUmc 016061 | Vortex |  | Vortex | Retsch | Koningstein, Greg | VU/F/BETA/A-LIFE/MM | O2.07E35 | - |  |  |  | 1
EQ010816 |  | Magnetic Stirrer |  | Stirrer plate | Heidolph | Koningstein, Greg | VU/F/BETA/A-LIFE/MM | O2.07E35 | - |  |  |  | 0
EQ010815 | VUmc; 000995670 | Centrifuge |  | Centrifuge | Eppendorf | Koningstein, Greg | VU/F/BETA/A-LIFE/MM | O2.07E43 | - |  |  |  | 1 | 5415 C
EQ010814 |  | Magnetic Stirrer |  | Stirrer plate | Heidolph | Koningstein, Greg | VU/F/BETA/A-LIFE/MM | O2.07E35 | - |  |  |  | 1
EQ010813 |  | Gas Burner |  | Gas burner | WLD-Tec | Koningstein, Greg | VU/F/BETA/A-LIFE/MM | O2.07E35 | - |  |  |  | 1
EQ010812 |  | Pipette |  | Electronic pipette | HIRSCHMANN LABORGERATE | Koningstein, Greg | VU/F/BETA/A-LIFE/MM | O2.07E35 | - |  |  |  | 1
EQ010811 | VUmc 016040 | Vortex |  | Vortex | IKA | Koningstein, Greg | VU/F/BETA/A-LIFE/MM | O2.07E35 | - |  |  |  | 1
EQ010810 |  | Gas Burner |  | Gas burner | WLD-Tec | Koningstein, Greg | VU/F/BETA/A-LIFE/MM | O2.07E35 | - |  |  |  | 1
EQ010809 | VUmc 018617 | Vortex |  | Vortex | Winn b.v. | Koningstein, Greg | VU/F/BETA/A-LIFE/MM | O2.07E35 | - |  |  |  | 1
EQ010808 |  | Gas Burner |  | Gas burner | WLD-Tec | Koningstein, Greg | VU/F/BETA/A-LIFE/MM | O2.07E35 | - |  |  |  | 1
EQ010807 | VUmc 016069 | Shaker/Mixer |  | Shaker | VWR | Koningstein, Greg | VU/F/BETA/A-LIFE/MM | O2.07E35 | - |  |  |  | 1
EQ010806 |  | Centrifuge |  | Centrifuge | Eppendorf | Koningstein, Greg | VU/F/BETA/A-LIFE/MM | O2.07E35 | - |  |  |  | 1
EQ010805 | UVA NEN3140-6141 | Fridge |  | Fridge | Bosch | Koningstein, Greg | VU/F/BETA/A-LIFE/MM | O2.07E35 | - |  |  |  | 1
EQ010804 | elektronica beta vu: 006760 | Vortex |  | Vortex | Labinco | Koningstein, Greg | VU/F/BETA/A-LIFE/MM | O2.07E35 | - |  |  |  | 0 | L24
EQ010803 |  | Pipette |  | Electronic pipette | VWR | Koningstein, Greg | VU/F/BETA/A-LIFE/MM | O2.07E35 | - |  |  |  | 1
EQ010802 |  | Gas Burner |  | Gas burner | WLD-Tec | Koningstein, Greg | VU/F/BETA/A-LIFE/MM | O2.07E35 | - |  |  |  | 1
EQ010801 | elektronica beta vu: 006943 | Vortex |  | Vortex | Winn b.v. | Koningstein, Greg | VU/F/BETA/A-LIFE/MM | O2.07E35 | - |  |  |  | 1
EQ010800 |  | Gas Burner |  | Gas burner | WLD-Tec | Koningstein, Greg | VU/F/BETA/A-LIFE/MM | O2.07E35 | - |  |  |  | 1
EQ010799 | elektronica beta vu: 006918 | Vortex |  | Vortex | Kema Keur | Koningstein, Greg | VU/F/BETA/A-LIFE/MM | O2.07E35 | - |  |  |  | 1
EQ010798 |  | Freezer |  | Freezer | Liebherr | Koningstein, Greg | VU/F/BETA/A-LIFE/MM | O2.07E35 | - |  |  |  | 1
EQ010797 | VUmc; 070995184 | Shaker/Mixer |  | Platform Shaker | Heidolph | Koningstein, Greg | VU/F/BETA/A-LIFE/MM | O2.07E43 | - |  |  |  | 1 | Duomax 1030
EQ010796 |  | Biological Safety Cabinet |  | Biosafety cabinet | Kojair | Koningstein, Greg | VU/F/BETA/A-LIFE/MM | O2.07E35 | - |  |  |  | 0 | 026536
EQ010795 | VUmc; 020995762 | Shaker/Mixer |  | Shaker | Edmund Bühler | Koningstein, Greg | VU/F/BETA/A-LIFE/MM | O2.07E43 | - |  |  |  | 1 | Swip
EQ010794 | VUmc; 050995690 | Cell Disrupter |  | Ultrasonic Cell Disrupter | Biospec Products | Koningstein, Greg | VU/F/BETA/A-LIFE/MM | O2.07E43 | - |  |  |  | 1 | Mini Beadbeater
EQ010793 |  | Biological Safety Cabinet |  | Biosafety cabinet | Kojair | Koningstein, Greg | VU/F/BETA/A-LIFE/MM | O2.07E35 | - |  |  |  | 1 | 026536
EQ010792 | 003-01686 | Microscope |  | Microscope | Carl Zeiss | Koningstein, Greg | VU/F/BETA/A-LIFE/MM | O2.07E43 | - |  |  |  | 1
EQ010791 |  | Gas Burner |  | Gas burner | Jouan | Koningstein, Greg | VU/F/BETA/A-LIFE/MM | O2.07E35 | - |  |  |  | 1
EQ010790 | VUmc 035971 | Centrifuge |  | Centrifuge | Eppendorf | Koningstein, Greg | VU/F/BETA/A-LIFE/MM | O2.07E35 | - |  |  |  | 1 | 5804 R
EQ010789 | VUmc; 016132 | Oven |  | Mini Oven | Julabo | Koningstein, Greg | VU/F/BETA/A-LIFE/MM | O2.07E43 | - |  |  |  | 1 | WS100
EQ010788 | elektronica beta vu: 006785 | Centrifuge |  | Centrifuge | Eppendorf | Koningstein, Greg | VU/F/BETA/A-LIFE/MM | O2.07E35 | - |  |  |  | 1 | 5424
EQ010787 |  | Power Supply |  | Microscope Power Supply | Carl Zeiss | Koningstein, Greg | VU/F/BETA/A-LIFE/MM | O2.07E43 | - |  |  |  | 1
EQ010786 |  | Magnetic Stirrer |  | Magnetic Stirrer/Hot Plate | Retsch | Koningstein, Greg | VU/F/BETA/A-LIFE/MM | O2.07E43 | - |  |  |  | 1 | EM 220T
EQ010785 | elektronica beta vu: 006765 | Block Heater |  | Blocker heater | Grant Instruments | Koningstein, Greg | VU/F/BETA/A-LIFE/MM | O2.07E35 | - |  |  |  | 1 | QBT1
EQ010784 | VUmc; 016119 | Centrifuge |  | Centrifuge | Hettich | Koningstein, Greg | VU/F/BETA/A-LIFE/MM | O2.07E43 | - |  |  |  | 1 | MIKRO 200
EQ010783 | VUmc 016047 | Magnetic Stirrer |  | Stirrer plate | Stuart Scientific | Koningstein, Greg | VU/F/BETA/A-LIFE/MM | O2.07E35 | - |  |  |  | 1 | SSL4
EQ010782 |  | Imager |  | GE Imager | GE Healthcare | Koningstein, Greg | VU/F/BETA/A-LIFE/MM | O2.07E67 | - |  |  |  | 1 | Amersham Imager 600
EQ010781 | 006984; Green; V | Cell Disrupter |  | Ultrasonic Cell Disrupter | Branson | Koningstein, Greg | VU/F/BETA/A-LIFE/MM | O2.07E43 | - |  |  |  | 1 | Sonifier 250
EQ010780 | VUMC018620 | Power Supply |  | Bio-Rad Power Supply | Bio-Rad | Koningstein, Greg | VU/F/BETA/A-LIFE/MM | O2.07E67 | - |  |  |  | 1 | PowerPac Basic
EQ010779 |  | Balance |  | Analytical Balance | Sartorius | Koningstein, Greg | VU/F/BETA/A-LIFE/MM | O2.07E43 | - |  |  |  | 1
EQ010778 | VUMC018619 | Power Supply |  | Bio-Rad Power Supply | Bio-Rad | Koningstein, Greg | VU/F/BETA/A-LIFE/MM | O2.07E67 | - |  |  |  | 1 | PowerPac Basic
EQ010777 | VUMC018611 | Power Supply |  | Bio-Rad Power Supply | Bio-Rad | Koningstein, Greg | VU/F/BETA/A-LIFE/MM | O2.07E67 | - |  |  |  | 1 | PowerPac HC
EQ010776 | 006810 | Power Supply |  | Bio-Rad Power Supply | Bio-Rad | Koningstein, Greg | VU/F/BETA/A-LIFE/MM | O2.07E67 | - |  |  |  | 1 | PowerPac 200
EQ010775 | 009934 | Power Supply |  | Bio-Rad Power Supply | Bio-Rad | Koningstein, Greg | VU/F/BETA/A-LIFE/MM | O2.07E67 | - |  |  |  | 1 | PowerPac HC
EQ010774 | VUmc; 000995163 | Incubator |  | Incubator | Memmert | Koningstein, Greg | VU/F/BETA/A-LIFE/MM | O2.07E43 | - |  |  |  | 1
EQ010773 | VUmc; 000995162 | Incubator |  | Incubator | Memmert | Koningstein, Greg | VU/F/BETA/A-LIFE/MM | O2.07E43 | - |  |  |  | 1
EQ010772 | 7E43-101; BIBRO-730 | Fridge |  | Refridgerator | Liebherr | Koningstein, Greg | VU/F/BETA/A-LIFE/MM | O2.07E43 | - |  |  |  | 1 | Comfort
EQ010771 | 7E43-102; BIBRO-732 | Fridge |  | Refridgerator | Liebherr | Koningstein, Greg | VU/F/BETA/A-LIFE/MM | O2.07E43 | - |  |  |  | 1 | Comfort
EQ010770 | 009933 | Water Bath |  | Colora Water Bath | Colora | Koningstein, Greg | VU/F/BETA/A-LIFE/MM | O2.07E67 | - |  |  |  | 1 | KC25
EQ010769 |  | Transilluminator |  | Herolab Transilluminator | Herolab | Koningstein, Greg | VU/F/BETA/A-LIFE/MM | O2.07E67 | - |  |  |  | 1 | UVT-20 LE
EQ010768 | VUMC15.111.6437 | Magnetic Stirrer |  | Retsch Stirrer | Retsch | Koningstein, Greg | VU/F/BETA/A-LIFE/MM | O2.07E67 | - |  |  |  | 1 | EM 2200
EQ010767 | 006920 | Pump/Compressor |  | Linear Pump | Gardner Denver | Koningstein, Greg | VU/F/BETA/A-LIFE/MM | O2.07E67 | - |  |  |  | 1 | 3120005
EQ010766 |  | Peristaltic Pump |  | Masterflex Peristaltic Pump | Cole-Parmer | Koningstein, Greg | VU/F/BETA/A-LIFE/MM | O2.07E67 | - |  |  |  | 1 | Masterflex L/S
EQ010765 |  | Peristaltic Pump |  | Masterflex Peristaltic Pump | Cole-Parmer | Koningstein, Greg | VU/F/BETA/A-LIFE/MM | O2.07E67 | - |  |  |  | 1 | Masterflex L/S
EQ010764 | 7E43-301; LKexv 3910-22A F30; BIBRO-1064 | Fridge |  | Refridgerator | Liebherr | Koningstein, Greg | VU/F/BETA/A-LIFE/MM | O2.07E43 | - |  |  |  | 1 | MediLine
EQ010763 | 006755 | Peristaltic Pump |  | Autoclude Peristaltic Pump | Autoclude | Koningstein, Greg | VU/F/BETA/A-LIFE/MM | O2.07E67 | - |  |  |  | 1 | Model V
EQ010762 | VUmc; 016081 | Centrifuge |  | Centrifuge | Beckman Coulter | Koningstein, Greg | VU/F/BETA/A-LIFE/MM | O2.07E43 | - |  |  |  | 1 | Avanti J-E
EQ010761 | 006968; Green; I | Centrifuge |  | Centrifuge | Beckman Coulter | Koningstein, Greg | VU/F/BETA/A-LIFE/MM | O2.07E43 | - |  |  |  | 1 | Avanti J-26 XP
EQ010760 | 006879 | Heat sealer |  | Sealer | Bestron | Koningstein, Greg | VU/F/BETA/A-LIFE/MM | O2.07E67 | - |  |  |  | 1 | DCS 390
EQ010759 |  | Transfer System |  | Bio-Rad Transfer Cell | Bio-Rad | Koningstein, Greg | VU/F/BETA/A-LIFE/MM | O2.07E67 | - |  |  |  | 1 | Trans-Blot SD
EQ010758 |  | Microscope |  | Microscope | Carl Zeiss | Koningstein, Greg | VU/F/BETA/A-LIFE/MM | O2.07E43 | - |  |  |  | 1 | Stemi SV 11
EQ010757 | 009935 | Power Supply |  | LKB Power Supply | LKB | Koningstein, Greg | VU/F/BETA/A-LIFE/MM | O2.07E67 | - |  |  |  | 1 | 2197 Power Supply
EQ010756 | VUmc; 110996454 | Light Source |  | Microscope Light Source | Schott | Koningstein, Greg | VU/F/BETA/A-LIFE/MM | O2.07E43 | - |  |  |  | 1 | KL 1500 compact
EQ010755 |  | Vacuum Pump |  | Vacuubrand Vacuum Pump | Vacuubrand | Koningstein, Greg | VU/F/BETA/A-LIFE/MM | O2.07E67 | - |  |  |  | 1 | Diaphragm Vacuum Pump MZ 2C
EQ010754 | 07E43-103; BIBRO-709 | Fridge |  | Refridgerator | Liebherr | Koningstein, Greg | VU/F/BETA/A-LIFE/MM | O2.07E43 | - |  |  |  | 1 | MediLine
EQ010753 |  | Printer |  | Label printer | Brady NL | Koningstein, Greg | VU/F/BETA/A-LIFE/MM | O2.07E31 | - |  |  |  | 1
EQ010752 | elektronica beta vu: 006878 | Vortex |  | Vortex | IKA | Koningstein, Greg | VU/F/BETA/A-LIFE/MM | O2.07E31 | - |  |  |  | 1
EQ010751 |  | Pipette |  | Electronic pipette | VWR | Koningstein, Greg | VU/F/BETA/A-LIFE/MM | O2.07E31 | - |  |  |  | 1
EQ010750 |  | Gas Burner |  | Gas burner | WLD-Tec | Koningstein, Greg | VU/F/BETA/A-LIFE/MM | O2.07E31 | - |  |  |  | 1
EQ010749 |  | Gas Burner |  | Gas burner | WLD-Tec | Koningstein, Greg | VU/F/BETA/A-LIFE/MM | O2.07E31 | - |  |  |  | 1
EQ010748 | elektronica beta vu: 006788 | Vortex |  | Vortex | Labinco | Koningstein, Greg | VU/F/BETA/A-LIFE/MM | O2.07E31 | - |  |  |  | 1 | L46
EQ010747 |  | Pipette |  | Powerpette | VWR | Koningstein, Greg | VU/F/BETA/A-LIFE/MM | O2.07E31 | - |  |  |  | 1
EQ010746 |  | Gas Burner |  | Gas burner | WLD-Tec | Koningstein, Greg | VU/F/BETA/A-LIFE/MM | O2.07E31 | - |  |  |  | 1
EQ010745 | PhD Set 1; Cat Sticker; 294 | Pipette |  | Pipette P100 | Gilson | Sadighi, Artadokht | VU/F/BETA/S&F/BAC | O2.07W39 | - |  |  |  | 1 | Pipetman
EQ010744 | PhD Set 1; Cat Sticker | Pipette |  | Pipette P200 | Gilson | Sadighi, Artadokht | VU/F/BETA/S&F/BAC | O2.07W39 | - |  |  |  | 1 | Pipetman
EQ010743 |  | Radio |  | Radio | Samsung | Koningstein, Greg | VU/F/BETA/A-LIFE/MM | O2.07E31 | - |  |  |  | 1
EQ010742 |  | Pipette |  | Gilson Pipetman P1000 | Gilson | Sadighi, Artadokht | VU/F/BETA/S&F/BAC | O2.07W39 | - |  |  |  | 1 | Pipetman P1000
EQ010741 | elektronica beta vu: 006786 | Centrifuge |  | Centrifuge | Eppendorf | Koningstein, Greg | VU/F/BETA/A-LIFE/MM | O2.07E31 | - |  |  |  | 0
EQ010740 | PhD Set 1; Cat Sticker | Pipette |  | Pipette P20 | Gilson | Sadighi, Artadokht | VU/F/BETA/S&F/BAC | O2.07W39 | - |  |  |  | 1 | Pipetman
EQ010739 | 6W43; White; Technician Set | Pipette |  | Pipette P20 | Gilson | Sadighi, Artadokht | VU/F/BETA/S&F/BAC | O2.07W39 | - |  |  |  | 1 | Pipetman
EQ010738 | NB 26727 | Pipette |  | Gilson Pipetmann P1000 | Gilson | Sadighi, Artadokht | VU/F/BETA/S&F/BAC | O2.07W39 | - |  |  |  | 1 | Pipetman P1000
EQ010737 |  | Gas Burner |  | Gas burner | WLD-Tec | Koningstein, Greg | VU/F/BETA/A-LIFE/MM | O2.07E31 | - |  |  |  | 1
EQ010736 | 6W43; White; Technician Set | Pipette |  | Pipette P2 | Gilson | Sadighi, Artadokht | VU/F/BETA/S&F/BAC | O2.07W39 | - |  |  |  | 1 | Pipetman
EQ010735 |  | Vortex |  | Vortex | Labinco | Koningstein, Greg | VU/F/BETA/A-LIFE/MM | O2.07E31 | - |  |  |  | 1 | L24
EQ010734 | AL 57290 | Pipette |  | Gilson Pipette P100 | Gilson | Sadighi, Artadokht | VU/F/BETA/S&F/BAC | O2.06W33 | - |  |  |  | 1 | Pipetman P100
EQ010733 |  | Pipette |  | Electronic pipette | Integra | Koningstein, Greg | VU/F/BETA/A-LIFE/MM | O2.07E31 | - |  |  |  | 1
EQ010732 | elektronica beta vu: 010917 | Magnetic Stirrer |  | Stirrer plate | Roth | Koningstein, Greg | VU/F/BETA/A-LIFE/MM | O2.07E31 | - |  |  |  | 1
EQ010731 | 011434; 011435; 011436 | Shaker/Mixer |  | Incubation Shaker | Infors ht | Koningstein, Greg | VU/F/BETA/A-LIFE/MM | O2.08E29 | - |  |  |  | 0 | Multitron
EQ010730 | elektronica beta vu: 006856 | Water Bath |  | Water bath | HLC | Koningstein, Greg | VU/F/BETA/A-LIFE/MM | O2.07E31 | - |  |  |  | 1
EQ010729 | 011434 | Cooling Unit |  | Cooling Unit | Infors ht | Koningstein, Greg | VU/F/BETA/A-LIFE/MM | O2.07E29 | - |  |  |  | 0 | Multitron
EQ010728 | elektronica beta vu: 006791 | Vortex |  | Vortex | Labinco | Koningstein, Greg | VU/F/BETA/A-LIFE/MM | O2.07E31 | - |  |  |  | 1
EQ010727 |  | Pipette |  | electronic pipette | Thermo | Koningstein, Greg | VU/F/BETA/A-LIFE/MM | O2.07E31 | - |  |  |  | 1
EQ010726 | elektronica beta vu: 009939 | Centrifuge |  | Centrifuge | Eppendorf | Koningstein, Greg | VU/F/BETA/A-LIFE/MM | O2.07E31 | - |  |  |  | 1
EQ010725 |  | Gas Burner |  | Gas burner | WLD-Tec | Koningstein, Greg | VU/F/BETA/A-LIFE/MM | O2.07E31 | - |  |  |  | 1
EQ010724 | BIBRO-715 | Freezer |  | Freezer | Liebherr | Koningstein, Greg | VU/F/BETA/A-LIFE/MM | O2.07E31 | - |  |  |  | 1
EQ010723 |  | Gas Burner |  | Gas burner | WLD-Tec | Koningstein, Greg | VU/F/BETA/A-LIFE/MM | O2.07E31 | - |  |  |  | 1
EQ010722 | elektronica beta vu: 010915; VUmc 016124 | Vortex |  | Vortex | Scientific Industries Inc. | Koningstein, Greg | VU/F/BETA/A-LIFE/MM | O2.07E31 | - |  |  |  | 1
EQ010721 | VUMC03.099.5529 | Transilluminator |  | UVP Transilluminator | UVP | Koningstein, Greg | VU/F/BETA/A-LIFE/MM | O2.07E69 | - |  |  |  | 1 | High Performance Ultraviolet Transilluminator (TFM-26)
EQ010720 | 006843 | Power Supply |  | Delta Power Supply | Delta Elektronika | Koningstein, Greg | VU/F/BETA/A-LIFE/MM | O2.07E69 | - |  |  |  | 1 | E0300-0.1
EQ010719 | elektronica beta vu: 01772 | Centrifuge |  | Centrifuge | Eppendorf | Koningstein, Greg | VU/F/BETA/A-LIFE/MM | O2.07E31 | - |  |  |  | 1 | 5425
EQ010718 | 006793 | Radio |  | Radio | Xiron | Koningstein, Greg | VU/F/BETA/A-LIFE/MM | O2.07E69 | - |  |  |  | 1
EQ010717 |  | Gas Burner |  | Gas burner | WLD-Tec | Koningstein, Greg | VU/F/BETA/A-LIFE/MM | O2.07E31 | - |  |  |  | 1
EQ010716 |  | Vortex |  | Vortex | IKA | Koningstein, Greg | VU/F/BETA/A-LIFE/MM | O2.07E31 | - |  |  |  | 1
EQ010715 | VUMC040091 | Microwave oven |  | Samsung Microwave | Samsung | Koningstein, Greg | VU/F/BETA/A-LIFE/MM | O2.07E69 | - |  |  |  | 1 | MS28F303TAK
EQ010714 |  | Balance |  | Kern Balance | Kern | Koningstein, Greg | VU/F/BETA/A-LIFE/MM | O2.07E69 | - |  |  |  | 1 | PCB 200-2
EQ010713 | VUMC016076 | Power Supply |  | Delta Power Supply | Delta Elektronika | Koningstein, Greg | VU/F/BETA/A-LIFE/MM | O2.07E69 | - |  |  |  | 1 | E0300-0.1
EQ010712 |  | Power Supply |  | Bio-Rad Power Supply | Bio-Rad | Koningstein, Greg | VU/F/BETA/A-LIFE/MM | O2.07E69 | - |  |  |  | 1 | PowerPac Basic
EQ010711 |  | Power Supply |  | Bio-Rad Power Supply | Bio-Rad | Koningstein, Greg | VU/F/BETA/A-LIFE/MM | O2.07E69 | - |  |  |  | 1 | PowerPac Basic
EQ010710 | BIBRO-1061 | Fridge |  | Fridge | Liebherr | Koningstein, Greg | VU/F/BETA/A-LIFE/MM | O2.07E31 | - |  |  |  | 1
EQ010709 | VUMC018616 | Power Supply |  | Bio-Rad Power Supply | Bio-Rad | Koningstein, Greg | VU/F/BETA/A-LIFE/MM | O2.07E69 | - |  |  |  | 1 | PowerPac Basic
EQ010708 |  | Shaker/Mixer |  | Sample Mixer | Invitrogen | Koningstein, Greg | VU/F/BETA/A-LIFE/MM | O2.07E31 | - |  |  |  | 1
EQ010707 | 006983 | Transilluminator |  | Fotodyne Transilluminator | Fotodyne | Koningstein, Greg | VU/F/BETA/A-LIFE/MM | O2.07E69 | - |  |  |  | 1 | FotoPrepI
EQ010706 | 006800 | Power Supply |  | Electrophoresis Power Supply | Pharmacia Biotech | Koningstein, Greg | VU/F/BETA/A-LIFE/MM | O2.07E67 | - |  |  |  | 1 | EPS200
EQ010705 | 006844 | Power Supply |  | Power Supply | Delta Elektronika | Koningstein, Greg | VU/F/BETA/A-LIFE/MM | O2.07E67 | - |  |  |  | 1 | E0300-0.1
EQ010704 | 006846 | Power Supply |  | Power Supply | Delta Elektronika | Koningstein, Greg | VU/F/BETA/A-LIFE/MM | O2.07E67 | - |  |  |  | 1 | E0300-0.1
EQ010703 | 006813 | Power Supply |  | Power Supply | Delta Elektronika | Koningstein, Greg | VU/F/BETA/A-LIFE/MM | O2.07E67 | - |  |  |  | 1 | E0300-0.1
EQ010702 | VUMC940995508 | Block Heater |  | Thermolyne Block Heater | Barnstead thermolyne | Koningstein, Greg | VU/F/BETA/A-LIFE/MM | O2.07E69 | - |  |  |  | 1 | 16500 Dri-Bath
EQ010701 | elektronica beta vu: 006868 | Block Heater |  | Heater | Lab-Line | Koningstein, Greg | VU/F/BETA/A-LIFE/MM | O2.07E31 | - |  |  |  | 1
EQ010700 | VUMC140996063 | Shaker/Mixer |  | VWR Rocking Platform | VWR | Koningstein, Greg | VU/F/BETA/A-LIFE/MM | O2.07E69 | - |  |  |  | 1 | Rocking Platform
EQ010699 | 006845 | Power Supply |  | Power Supply | Delta Elektronika | Koningstein, Greg | VU/F/BETA/A-LIFE/MM | O2.07E67 | - |  |  |  | 1 | E0300-0.1
EQ010698 | elektronica beta vu: 009936 | Shaker/Mixer |  | Thermomixer | Eppendorf | Koningstein, Greg | VU/F/BETA/A-LIFE/MM | O2.07E31 | - |  |  |  | 1
EQ010697 | 000942 | Block Heater |  | Block Heater | VU | Koningstein, Greg | VU/F/BETA/A-LIFE/MM | O2.07E69 | - |  |  |  | 1
EQ010696 | VUMC016045 | Microplate reader |  | BioTek Microplate Reader | Bio-Tek Instruments | Koningstein, Greg | VU/F/BETA/A-LIFE/MM | O2.07E69 | - |  |  |  | 1 | Epoch
EQ010695 |  | Microscope |  | Microscope | Reichert | Koningstein, Greg | VU/F/BETA/A-LIFE/MM | O2.07E29 | - |  |  |  | 1 | MicroStar120
EQ010694 | elektronica beta vu: 006922 | Centrifuge |  | Centrifuge | Eppendorf | Koningstein, Greg | VU/F/BETA/A-LIFE/MM | O2.07E71 | - |  |  |  | 1 | 5415R
EQ010693 | 021046 | Computer |  | HP Computer | Hewlett Packard (HP) | Koningstein, Greg | VU/F/BETA/A-LIFE/MM | O2.07E69 | - |  |  |  | 1 | Compaq 8000 Elite Small Form Factor
EQ010692 | 020365 | Computer Monitor |  | HP Computer Monitor | Hewlett Packard (HP) | Koningstein, Greg | VU/F/BETA/A-LIFE/MM | O2.07E69 | - |  |  |  | 1 | LA2205wg
EQ010691 | 008069 | Gel imager |  | Bio-Rad Gel Doc Imager | Bio-Rad | Koningstein, Greg | VU/F/BETA/A-LIFE/MM | O2.07E69 | - |  |  |  | 1 | Gel Doc EZ
EQ010690 | VUMC15.111.6442 | Power Supply |  | Power Supply | Bio-Rad | Koningstein, Greg | VU/F/BETA/A-LIFE/MM | O2.07E67 | - |  |  |  | 1 | 1000/500
EQ010689 | 006855 | Electrophoresis Power Supply |  | Electrophoresis Power Supply | Amersham Sciences | Koningstein, Greg | VU/F/BETA/A-LIFE/MM | O2.07E67 | - |  |  |  | 1 | EPS 301
EQ010688 | 006807 | Electrophoresis Power Supply |  | Electrophoresis Power Supply | Amersham Sciences | Koningstein, Greg | VU/F/BETA/A-LIFE/MM | O2.07E67 | - |  |  |  | 1 | EPS 301
EQ010687 |  | Extension Cable |  | Extension Cable | Brennenstuhl | Koningstein, Greg | VU/F/BETA/A-LIFE/MM | O2.07E69 | - |  |  |  | 1
EQ010686 | elektronica beta vu: 006926 | Water Bath |  | water bath | New Brunswick Scientific | Koningstein, Greg | VU/F/BETA/A-LIFE/MM | O2.07E31 | - |  |  |  | 1 | CLASSIC C76
EQ010685 | elektronica beta vu: 006849 | Water Bath |  | water bath | Julabo | Koningstein, Greg | VU/F/BETA/A-LIFE/MM | O2.07E31 | - |  |  |  | 1
EQ010684 | 006854 | Electrophoresis Power Supply |  | Electrophoresis Power Supply | Amersham Sciences | Koningstein, Greg | VU/F/BETA/A-LIFE/MM | O2.07E67 | - |  |  |  | 1 | EPS 301
EQ010683 | 006809 | Magnetic Stirrer |  | Magnetic Stirrer | Heidolph | Koningstein, Greg | VU/F/BETA/A-LIFE/MM | O2.07E67 | - |  |  |  | 1 | MR Hei-Mix L
EQ010682 | VUMC016071 | Magnetic Stirrer |  | Magnetic Stirrer | Heidolph | Koningstein, Greg | VU/F/BETA/A-LIFE/MM | O2.07E67 | - |  |  |  | 1 | MR Hei-Mix S
EQ010681 | elektronica beta vu: 006787 | Water Bath |  | water bath | Julabo | Koningstein, Greg | VU/F/BETA/A-LIFE/MM | O2.07E31 | - |  |  |  | 1
EQ010680 | 009938 | Magnetic Stirrer |  | Magnetic Stirrer | Retsch | Koningstein, Greg | VU/F/BETA/A-LIFE/MM | O2.07E67 | - |  |  |  | 1 | Ruhromag
EQ010679 | elektronica beta vu: 006858 | Shaker/Mixer |  | Shaker | Scientific Industries Inc. | Koningstein, Greg | VU/F/BETA/A-LIFE/MM | O2.07E31 | - |  |  |  | 1
EQ010678 | BIBRO-1066; 7E67-301 | Fridge |  | Fridge | Liebherr | Koningstein, Greg | VU/F/BETA/A-LIFE/MM | O2.07E67 | - |  |  |  | 1 | MedLine
EQ010677 | BIBRO-724; 07E67-101 | Freezer |  | Freezer | Liebherr | Koningstein, Greg | VU/F/BETA/A-LIFE/MM | O2.07E67 | - |  |  |  | 1 | Comfort
EQ010676 |  | Extension Cable |  | Extension Cable | Brennenstuhl | Koningstein, Greg | VU/F/BETA/A-LIFE/MM | O2.07E67 | - |  |  |  | 1 | Vario-Line VL-X
EQ010675 |  | Magnetic Stirrer |  | Stirrer plate | IKA | Koningstein, Greg | VU/F/BETA/A-LIFE/MM | O2.07E31 | - |  |  |  | 1 | KS 260 basic
EQ010674 |  | Computer Monitor |  | HP Monitor | Hewlett Packard (HP) | Koningstein, Greg | VU/F/BETA/A-LIFE/MM | O2.07E67 | - |  |  |  | 1
EQ010673 | 026870 | Computer |  | HP PC | Hewlett Packard (HP) | Koningstein, Greg | VU/F/BETA/A-LIFE/MM | O2.07E67 | - |  |  |  | 1
EQ010672 |  | Photoscanner |  | Scanner | Epson | Koningstein, Greg | VU/F/BETA/A-LIFE/MM | O2.07E67 | - |  |  |  | 1 | Epson Perfection V100 Photo
EQ010671 |  | Computer Monitor |  | Philips Monitor | Philips | Koningstein, Greg | VU/F/BETA/A-LIFE/MM | O2.07E67 | - |  |  |  | 1 | Brillance 200WP
EQ010670 |  | Densitometer |  | Calibrated Densitometer | Bio-Rad | Koningstein, Greg | VU/F/BETA/A-LIFE/MM | O2.07E67 | - |  |  |  | 1 | GS-800
EQ010669 |  | Sealer |  | Sealer | Audion electro | Koningstein, Greg | VU/F/BETA/A-LIFE/MM | O2.08E67 | - |  |  |  | 1
EQ010668 |  | Power Supply |  | Power Supply | Bio-Rad | Koningstein, Greg | VU/F/BETA/A-LIFE/MM | O2.07E67 | - |  |  |  | 1 | PowerPac 300
EQ010667 |  | Sealer |  | Sealer | Audion electro | Koningstein, Greg | VU/F/BETA/A-LIFE/MM | O2.08E67 | - |  |  |  | 1
EQ010666 |  | Autoclave |  | Autoclave | MMM Group | Koningstein, Greg | VU/F/BETA/A-LIFE/MM | O2.08E71 | - |  |  |  | 1
EQ010665 |  | Radio |  | Radio/CD Player | Proline | Koningstein, Greg | VU/F/BETA/A-LIFE/MM | O2.08E71 | - |  |  |  | 1
EQ010664 | 007394; 2 | Autoclave |  | Autoclave | Prestige Medical | Koningstein, Greg | VU/F/BETA/A-LIFE/MM | O2.08E71 | - |  |  |  | 0 | Classic
EQ010663 | 3 | Autoclave |  | Autoclave | Prestige Medical | Koningstein, Greg | VU/F/BETA/A-LIFE/MM | O2.08E71 | - |  |  |  | 1 | Classic
EQ010662 |  | Dishwasher |  | Dish Washer | Miele | Koningstein, Greg | VU/F/BETA/A-LIFE/MM | O2.08E71 | - |  |  |  | 1 | G 7883 CD
EQ010661 |  | Dishwasher |  | Dish Washer | Miele | Koningstein, Greg | VU/F/BETA/A-LIFE/MM | O2.08E71 | - |  |  |  | 1 | G 7883 CD
EQ010660 | PR-056866 | Label Writer |  | Label Printer | Zebra | Koningstein, Greg | VU/F/BETA/A-LIFE/MM | O2.08E69 | - |  |  |  | 1 | ZD420
EQ010659 | 006753 | Balance |  | Analytical Balance | Sartorius | Koningstein, Greg | VU/F/BETA/A-LIFE/MM | O2.08E69 | - |  |  |  | 1
EQ010658 |  | Gas Burner |  | Gas Burner | WLD-Tec | Koningstein, Greg | VU/F/BETA/A-LIFE/MM | O2.07E71 | - |  |  |  | 1 | Flame 100
EQ010657 | VUmc; 110996465 | Balance |  | Balance | Sartorius | Koningstein, Greg | VU/F/BETA/A-LIFE/MM | O2.08E69 | - |  |  |  | 1
EQ010656 |  | Autoclave |  | Autoclave | Prestige Medical | Koningstein, Greg | VU/F/BETA/A-LIFE/MM | O2.07E71 | - |  |  |  | 1 | Classic
EQ010655 | Green; V | Magnetic Stirrer |  | Magnetic Stirrer/Hot Plate | Heidolph | Koningstein, Greg | VU/F/BETA/A-LIFE/MM | O2.08E69 | - |  |  |  | 1 | MR Hei-Mix L
EQ010654 |  | Centrifuge |  | Eppendorf Centrifuge | Eppendorf | Koningstein, Greg | VU/F/BETA/A-LIFE/MM | O2.07E71 | - |  |  |  | 1 | Centrifuge 5425
EQ010653 | VU | pH Meter |  | PH Meter | Consort | Koningstein, Greg | VU/F/BETA/A-LIFE/MM | O2.08E69 | - |  |  |  | 1 | P600
EQ010652 |  | Block Heater |  | Techne Block Heater | Techne | Koningstein, Greg | VU/F/BETA/A-LIFE/MM | O2.07E71 | - |  |  |  | 1 | Dri-Block DB-2D
EQ010651 | VUmc; 018623 | Magnetic Stirrer |  | Magnetic Stirrer/Hot Plate | Retsch | Koningstein, Greg | VU/F/BETA/A-LIFE/MM | O2.08E69 | - |  |  |  | 1 | EM220T
EQ010650 |  | Computer |  | Dell Laptop | Dell | Koningstein, Greg | VU/F/BETA/A-LIFE/MM | O2.08E69 | - |  |  |  | 1
EQ010649 |  | Water Bath |  | Grant Water Bath | Grant Instruments | Koningstein, Greg | VU/F/BETA/A-LIFE/MM | O2.07E71 | - |  |  |  | 1 | TX150
EQ010648 |  | Ice Machine |  | Ice Maker | Hoshizaki | Koningstein, Greg | VU/F/BETA/A-LIFE/MM | O2.08E69 | - |  |  |  | 1 | FM-80KE-N
EQ010647 | 8E69-101; MMI 09.11.11; 119544 | Fridge |  | Refridgerator | Bosch | Koningstein, Greg | VU/F/BETA/A-LIFE/MM | O2.08E69 | - |  |  |  | 1
EQ010646 |  | Shaker/Mixer |  | Thermo Digital Rocker | Thermo Fisher Scientific | Koningstein, Greg | VU/F/BETA/A-LIFE/MM | O2.07E71 | - |  |  |  | 1 | Compact Digital Rocker
EQ010645 |  | Autoclave |  | Autoclave | MMM Group | Koningstein, Greg | VU/F/BETA/A-LIFE/MM | O2.08E69 | - |  |  |  | 1
EQ010644 |  | Rotator |  | VWR Tube Rotator | VWR | Koningstein, Greg | VU/F/BETA/A-LIFE/MM | O2.07E71 | - |  |  |  | 1 | VWR Tube Rotator
EQ010643 |  | Speakers |  | Philips Audio System | Philips | Koningstein, Greg | VU/F/BETA/A-LIFE/MM | O2.07E71 | - |  |  |  | 1 | MZ-3
EQ010642 |  | Radio |  | Radio | Renkforce | Koningstein, Greg | VU/F/BETA/A-LIFE/MM | O2.07E71 | - |  |  |  | 1
EQ010641 |  | Magnetic Stirrer |  | Magnetic Stirrer | RM | Koningstein, Greg | VU/F/BETA/A-LIFE/MM | O2.07E67 | - |  |  |  | 1 | A-06 Magneetroerder
EQ010640 |  | Extension Cable |  | Extension Cable | VU | Koningstein, Greg | VU/F/BETA/A-LIFE/MM | O2.07E71 | - |  |  |  | 1
EQ010639 | BIBRO-1067 | Fridge |  | Liebherr Fridge | Liebherr | Koningstein, Greg | VU/F/BETA/A-LIFE/MM | O2.07E71 | - |  |  |  | 1 | MediLine
EQ010638 |  | Microscope |  | Microscope | Reichert | Koningstein, Greg | VU/F/BETA/A-LIFE/MM | O2.07E29 | - |  |  |  | 1 | MicroStar120
EQ010637 | 006936 | Power Supply |  | Microscope Power Supply | Wild Heerbrugg | Koningstein, Greg | VU/F/BETA/A-LIFE/MM | O2.07E29 | - |  |  |  | 1
EQ010636 | 006867 | Microwave oven |  | Microwave | Bosch | Koningstein, Greg | VU/F/BETA/A-LIFE/MM | O2.07E29 | - |  |  |  | 1
EQ010635 | MBUVA.002 | Peristaltic Pump |  | Peristaltic Pump | Integra | Koningstein, Greg | VU/F/BETA/A-LIFE/MM | O2.08E67 | - |  |  |  | 1 | IBS Dose-it 803
EQ010634 | 006971 | Centrifuge |  | Centrifuge | Eppendorf | Koningstein, Greg | VU/F/BETA/A-LIFE/MM | O2.07E29 | - |  |  |  | 1 | 5804R
EQ010633 |  | Hot Plate |  | Hot Plate | Severin | Koningstein, Greg | VU/F/BETA/A-LIFE/MM | O2.08E67 | - |  |  |  | 1
EQ010632 | 7E29-101; BIBRO-703 | Freezer |  | Freezer | Liebherr | Koningstein, Greg | VU/F/BETA/A-LIFE/MM | O2.07E29 | - |  |  |  | 1 | MediLine
EQ010631 | 7E71-302; BIBRO-1060 | Fridge |  | Fridge | Liebherr | Koningstein, Greg | VU/F/BETA/A-LIFE/MM | O2.07E29 | - |  |  |  | 1 | MedLine
EQ010630 |  | Hot Plate |  | Hot Plate | VU | Koningstein, Greg | VU/F/BETA/A-LIFE/MM | O2.08E67 | - |  |  |  | 1
EQ010629 | BIBRO-727 | Freezer |  | Liebherr Freezer | Liebherr | Koningstein, Greg | VU/F/BETA/A-LIFE/MM | O2.07E71 | - |  |  |  | 1 | Comfort
EQ010628 | 7E29-301; BIBRO-1059 | Fridge |  | Fridge | Liebherr | Koningstein, Greg | VU/F/BETA/A-LIFE/MM | O2.07E29 | - |  |  |  | 1 | MedLine
EQ010627 | 006790; Green; I | Spot UV irradiation unit |  | UV Crosslinker | Salmenkipp | Koningstein, Greg | VU/F/BETA/A-LIFE/MM | O2.08E67 | - |  |  |  | 1 | Bio-Link
EQ010626 | 006840 | Incubator |  | Incubator | Jouan | Koningstein, Greg | VU/F/BETA/A-LIFE/MM | O2.07E29 | - |  |  |  | 1
EQ010625 | VUMC090995514 | Incubator |  | Nuaire CO2 Incubator | NuAire | Koningstein, Greg | VU/F/BETA/A-LIFE/MM | O2.07E71 | - |  |  |  | 1 | NU-5510E
EQ010624 |  | Adapter |  | Adapter | VU | Koningstein, Greg | VU/F/BETA/A-LIFE/MM | O2.07E71 | - |  |  |  | 1
EQ010623 | 006937 | Microplate reader |  | Microplate Reader | Bio-Rad | Koningstein, Greg | VU/F/BETA/A-LIFE/MM | O2.08E67 | - |  |  |  | 1 | iMark
EQ010622 | 006881 | Spectrophotometer |  | UV Visible Spectrophotometer | Pharmacia Biotech | Koningstein, Greg | VU/F/BETA/A-LIFE/MM | O2.07E29 | - |  |  |  | 1 | Ultrospec 2000
EQ010621 | 014893 | Computer |  | Dell Computer | Dell | Koningstein, Greg | VU/F/BETA/A-LIFE/MM | O2.08E67 | - |  |  |  | 1 | Optiplex 990
EQ010620 | BIBRO-740 | Freezer |  | Freezer | Liebherr | Koningstein, Greg | VU/F/BETA/A-LIFE/MM | O2.08E31 | - |  |  |  | 1
EQ010619 |  | Computer Monitor |  | Dell Monitor | Dell | Koningstein, Greg | VU/F/BETA/A-LIFE/MM | O2.08E67 | - |  |  |  | 1 | MON11-097
EQ010618 | BIBRO-586 | Freezer |  | Freezer | Liebherr | Koningstein, Greg | VU/F/BETA/A-LIFE/MM | O2.08E31 | - |  |  |  | 1
EQ010617 | 006762 | Vortex |  | Retsch Vortex | Retsch | Koningstein, Greg | VU/F/BETA/A-LIFE/MM | O2.07E71 | - |  |  |  | 1 | MIX TM01
EQ010616 | 006798 | UV/VIS Detector |  | UV/VIS Detector | Perkin-Elmer | Koningstein, Greg | VU/F/BETA/A-LIFE/MM | O2.07E29 | - |  |  |  | 1 | MBA2000
EQ010615 |  | Gel Dryer |  | Gel Dryer | VU | Koningstein, Greg | VU/F/BETA/A-LIFE/MM | O2.08E67 | - |  |  |  | 1
EQ010614 |  | Gas Burner |  | Gas Burner | WLD-Tec | Koningstein, Greg | VU/F/BETA/A-LIFE/MM | O2.07E71 | - |  |  |  | 1 | Flame 100
EQ010613 | VUMC15.111.7291 | Balance |  | Scale | Sartorius | Koningstein, Greg | VU/F/BETA/A-LIFE/MM | O2.07E29 | - |  |  |  | 1
EQ010612 |  | Label Writer |  | Thermal Labeling System | Brady NL | Koningstein, Greg | VU/F/BETA/A-LIFE/MM | O2.08E67 | - |  |  |  | 1 | TLS PC Link
EQ010611 | elektronica beta vu: 006841 | Incubator |  | Incubator | Jouan | Koningstein, Greg | VU/F/BETA/A-LIFE/MM | O2.08E31 | - |  |  |  | 1
EQ010610 | 006927 | Orbital shaker |  | Water Bath Shaker | New Brunswick Scientific | Koningstein, Greg | VU/F/BETA/A-LIFE/MM | O2.07E71 | - |  |  |  | 1 | C67
EQ010609 | VUmc 028474 | Centrifuge |  | Centrifuge | Eppendorf | Koningstein, Greg | VU/F/BETA/A-LIFE/MM | O2.08E31 | - |  |  |  | 1 | 5424 R
EQ010608 |  | Electrophoresis device |  | Electrophoresis System | Amersham Sciences | Koningstein, Greg | VU/F/BETA/A-LIFE/MM | O2.08E67 | - |  |  |  | 1 | IPGphor
EQ010607 | VUMC018618;006923 | Vortex |  | Labinco Vortex | Labinco | Koningstein, Greg | VU/F/BETA/A-LIFE/MM | O2.07E71 | - |  |  |  | 1 | L24
EQ010606 |  | dry-bath |  | Dry-bath | Barnstead thermolyne | Koningstein, Greg | VU/F/BETA/A-LIFE/MM | O2.08E31 | - |  |  |  | 1
EQ010605 |  | Gas Burner |  | Gas Burner | WLD-Tec | Koningstein, Greg | VU/F/BETA/A-LIFE/MM | O2.07E71 | - |  |  |  | 1 | Flame 100
EQ010604 | 008067 | Centrifuge |  | Centrifuge Concentrator | Eppendorf | Koningstein, Greg | VU/F/BETA/A-LIFE/MM | O2.07E29 | - |  |  |  | 1 | Multitron
EQ010603 |  | Magnetic Stirrer |  | Stirrer plate | Heidolph | Koningstein, Greg | VU/F/BETA/A-LIFE/MM | O2.08E31 | - |  |  |  | 1
EQ010602 | 006767 | Vortex |  | IKA Vortex | IKA | Koningstein, Greg | VU/F/BETA/A-LIFE/MM | O2.07E71 | - |  |  |  | 1 | MS2 Minishaker
EQ010601 | 006973 | Orbital shaker |  | Incubator Shaker | New Brunswick Scientific | Koningstein, Greg | VU/F/BETA/A-LIFE/MM | O2.07E29 | - |  |  |  | 1 | Innova44
EQ010600 |  | Extension Cable |  | extension cable | VU | Koningstein, Greg | VU/F/BETA/A-LIFE/MM | O2.08E31 | - |  |  |  | 1
EQ010599 |  | Magnetic Stirrer |  | Stirrer plate | Stuart Scientific | Koningstein, Greg | VU/F/BETA/A-LIFE/MM | O2.08E31 | - |  |  |  | 1 | SSL4
EQ010598 |  | Electroporator |  | Electroporator | Thermo Fisher Scientific | Koningstein, Greg | VU/F/BETA/A-LIFE/MM | O2.08E67 | - |  |  |  | 1 | 006799; Basic Cellject; Green; I
EQ010597 |  | Computer |  | lab computer | Lenovo | Koningstein, Greg | VU/F/BETA/A-LIFE/MM | O2.08E31 | - |  |  |  | 1
EQ010596 |  | Gas Burner |  | Gas burner | WLD-Tec | Koningstein, Greg | VU/F/BETA/A-LIFE/MM | O2.08E31 | - |  |  |  | 1
EQ010595 |  | Peristaltic Pump |  | Peristaltic Pump | LKB | Koningstein, Greg | VU/F/BETA/A-LIFE/MM | O2.08E67 | - |  |  |  | 1
EQ010594 |  | Gas Burner |  | Gas burner | WLD-Tec | Koningstein, Greg | VU/F/BETA/A-LIFE/MM | O2.08E31 | - |  |  |  | 1
EQ010593 |  | Thermal Cycler / PCR System |  | PCR System | Thermo Fisher Scientific | Koningstein, Greg | VU/F/BETA/A-LIFE/MM | O2.08E67 | - |  |  |  | 1 | ProFlex
EQ010592 |  | Roller mixer |  | Roller mixer | CAT | Koningstein, Greg | VU/F/BETA/A-LIFE/MM | O2.08E31 | - |  |  |  | 1
EQ010591 | VU; 006874; Green; V; KNABBEL | Thermal Cycler / PCR System |  | Thermal Cycler | Biometra | Koningstein, Greg | VU/F/BETA/A-LIFE/MM | O2.08E67 | - |  |  |  | 1 | T Personal
EQ010590 | VUmc 016064 | Vortex |  | Vortex | Retsch | Koningstein, Greg | VU/F/BETA/A-LIFE/MM | O2.08E31 | - |  |  |  | 1
EQ010589 | 006876 | Centrifuge |  | Centrifuge | Roth | Koningstein, Greg | VU/F/BETA/A-LIFE/MM | O2.08E67 | - |  |  |  | 1 | Rotilabo Centrifuge
EQ010588 |  | Gas Burner |  | Gas burner | WLD-Tec | Koningstein, Greg | VU/F/BETA/A-LIFE/MM | O2.08E31 | - |  |  |  | 1
EQ010587 | VU; 006875; Green; V; BABBEL | Thermal Cycler / PCR System |  | Thermal Cycler | Biometra | Koningstein, Greg | VU/F/BETA/A-LIFE/MM | O2.08E67 | - |  |  |  | 1 | T Personal
EQ010586 | BIBRO-772 | Freezer |  | Freezer | Liebherr | Koningstein, Greg | VU/F/BETA/A-LIFE/MM | O2.08E31 | - |  |  |  | 1
EQ010585 | elektronica beta vu: 006938 | Fridge |  | fridge | Liebherr | Koningstein, Greg | VU/F/BETA/A-LIFE/MM | O2.08E31 | - |  |  |  | 1
EQ010584 |  | Pipette |  | Pipette filler | HIRSCHMANN LABORGERATE | Koningstein, Greg | VU/F/BETA/A-LIFE/MM | O2.08E31 | - |  |  |  | 1
EQ010583 | VUmc 018640 | Vortex |  | Vortex | IKA | Koningstein, Greg | VU/F/BETA/A-LIFE/MM | O2.08E31 | - |  |  |  | 1 | Genius 3
EQ010582 | VUmc; 040978 | Thermal Cycler / PCR System |  | Thermal Cycler | Eppendorf | Koningstein, Greg | VU/F/BETA/A-LIFE/MM | O2.08E67 | - |  |  |  | 1 | Mastercycler X50a
EQ010581 | 006979; Green; I | Vacuum Pump |  | Vacuum Pump | Vacuubrand | Koningstein, Greg | VU/F/BETA/A-LIFE/MM | O2.08E67 | - |  |  |  | 1
EQ010580 | VUmc; 060995393 | Incubator |  | Incubator | Memmert | Koningstein, Greg | VU/F/BETA/A-LIFE/MM | O2.08E67 | - |  |  |  | 1
EQ010579 | VUmc 028470 | Centrifuge |  | Centrifuge | Eppendorf | Koningstein, Greg | VU/F/BETA/A-LIFE/MM | O2.08E31 | - |  |  |  | 1
EQ010578 | 006972 | Orbital shaker |  | Incubator Shaker | New Brunswick Scientific | Koningstein, Greg | VU/F/BETA/A-LIFE/MM | O2.07E29 | - |  |  |  | 1 | Innova44
EQ010577 | VUmc; 900995629 | Cell Disrupter |  | Ultrasonic Disintegrator | MSE | Koningstein, Greg | VU/F/BETA/A-LIFE/MM | O2.08E67 | - |  |  |  | 1 | Soniprep 150
EQ010576 |  | Telephone |  | Phone | Mitel | Koningstein, Greg | VU/F/BETA/A-LIFE/MM | O2.08E29 | - |  |  |  | 1
EQ010575 | 8E67-201; 006819; BIBRO-1065; Green; I | Fridge |  | Refridgerator | Liebherr | Koningstein, Greg | VU/F/BETA/A-LIFE/MM | O2.08E67 | - |  |  |  | 1 | Premium
EQ010574 |  | Computer |  | Acer PC | Acer | Koningstein, Greg | VU/F/BETA/A-LIFE/MM | O2.08E29 | - |  |  |  | 1 | XC-1760
EQ010573 |  | Spectrophotometer |  | Spectrophotometer | VWR | Koningstein, Greg | VU/F/BETA/A-LIFE/MM | O2.08E31 | - |  |  |  | 0 | V-1200
EQ010572 | 8E31-301; BIBRO-584 | Fridge |  | Fridge | Liebherr | Koningstein, Greg | VU/F/BETA/A-LIFE/MM | O2.08E29 | - |  |  |  | 1 | MedLine
EQ010571 | MMI oud._3; BIBRO-1071 | Fridge |  | Refridgerator | Privileg | Koningstein, Greg | VU/F/BETA/A-LIFE/MM | O2.08E67 | - |  |  |  | 1
EQ010570 | Green; I | Peristaltic Pump |  | Peristaltic Pump | Pharmacia Biotech | Koningstein, Greg | VU/F/BETA/A-LIFE/MM | O2.08E67 | - |  |  |  | 1 | Pump P-50
EQ010569 | 006761 | Incubator |  | Incubator | Jouan | Koningstein, Greg | VU/F/BETA/A-LIFE/MM | O2.08E29 | - |  |  |  | 1 | Innovens
EQ010568 |  | Centrifuge |  | Centrifuge | Eppendorf | Koningstein, Greg | VU/F/BETA/A-LIFE/MM | O2.08E31 | - |  |  |  | 1 | centrifuge 5804R
EQ010567 |  | UV/VIS Detector |  | UV Detector | Pharmacia Biotech | Koningstein, Greg | VU/F/BETA/A-LIFE/MM | O2.08E67 | - |  |  |  | 1 | LKB Control & Optical Unit UV-1
EQ010566 |  | Speakers |  | speaker | VU | Koningstein, Greg | VU/F/BETA/A-LIFE/MM | O2.08E31 | - |  |  |  | 1
EQ010565 |  | Speakers |  | speaker | Trust | Koningstein, Greg | VU/F/BETA/A-LIFE/MM | O2.08E31 | - |  |  |  | 1
EQ010564 |  | Speakers |  | speaker | Trust | Koningstein, Greg | VU/F/BETA/A-LIFE/MM | O2.08E31 | - |  |  |  | 1
EQ010563 | MMI DEC 2004; VUMC040995582 | Centrifuge |  | Centrifuge | Hettich | Koningstein, Greg | VU/F/BETA/A-LIFE/MM | O2.08E29 | - |  |  |  | 1 | Universal 32R
EQ010562 | 007009; Green; I | UV/VIS Detector |  | UV Detector | Pharmacia Biotech | Koningstein, Greg | VU/F/BETA/A-LIFE/MM | O2.08E67 | - |  |  |  | 1 | LKB Control & Optical Unit UV-1
EQ010561 |  | Computer |  | lab computer | Dell | Koningstein, Greg | VU/F/BETA/A-LIFE/MM | O2.08E31 | - |  |  |  | 1
EQ010560 | VUMC016058 | Ultrasonic Cleaner |  | Ultrasonic Cleaner | VWR | Koningstein, Greg | VU/F/BETA/A-LIFE/MM | O2.08E29 | - |  |  |  | 1 | Ultrasonic Cleaner
EQ010559 | 007008; Green; I | Chart Recorder |  | Chart Recorder | Pharmacia Biotech | Koningstein, Greg | VU/F/BETA/A-LIFE/MM | O2.08E67 | - |  |  |  | 1 | LKB-REC 102
EQ010558 | Green; I | Fraction Collector |  | Fraction Collector | Pharmacia Biotech | Koningstein, Greg | VU/F/BETA/A-LIFE/MM | O2.08E67 | - |  |  |  | 1 | GranFrac
EQ010557 | 15.111.6385 | Shaker/Mixer |  | Incubator Shaker | New Brunswick Scientific | Koningstein, Greg | VU/F/BETA/A-LIFE/MM | O2.08E29 | - |  |  |  | 1 | Excells E24 Incubator Shaker Series
EQ010556 |  | Computer Monitor |  | HP Monitor | Hewlett Packard (HP) | Koningstein, Greg | VU/F/BETA/A-LIFE/MM | O2.08E67 | - |  |  |  | 1
EQ010555 | 200233467 | Shaker/Mixer |  | Incubator Shaker | New Brunswick Scientific | Koningstein, Greg | VU/F/BETA/A-LIFE/MM | O2.08E29 | - |  |  |  | 1 | Classic Series C24 Incubator Shaker
EQ010554 | VUmc; 016096; MMI-PC664 | Computer |  | HP Computer | Hewlett Packard (HP) | Koningstein, Greg | VU/F/BETA/A-LIFE/MM | O2.08E67 | - |  |  |  | 0 | EliteDesk
EQ010553 |  | Microwave oven |  | Microwave | Alaska | Koningstein, Greg | VU/F/BETA/A-LIFE/MM | O2.08E29 | - |  |  |  | 1
EQ010552 | 011897 | Liquid Chromatograph |  | Protein Purification System | Cytiva | Koningstein, Greg | VU/F/BETA/A-LIFE/MM | O2.08E67 | - |  |  |  | 1 | Akta Pure
EQ010551 | 981013701/FKv 5443-20 / n/a | Fridge |  | Refridgerator | Liebherr | Koningstein, Greg | VU/F/BETA/A-LIFE/MM | O2.08E67 | - |  |  |  | 1
EQ010550 | VUMC019592 | Shaker/Mixer |  | Platform Shaker | Heidolph | Koningstein, Greg | VU/F/BETA/A-LIFE/MM | O2.08E29 | - |  |  |  | 1 | Titramax 1000 Inkubator 1000
EQ010549 |  | Microplate reader |  | Multi Mode Reader | Bio-Tek Instruments | Koningstein, Greg | VU/F/BETA/A-LIFE/MM | O2.08E29 | - |  |  |  | 1 | Synergy HTX
EQ010548 |  | Computer Monitor |  | HP Monitor | Hewlett Packard (HP) | Koningstein, Greg | VU/F/BETA/A-LIFE/MM | O2.08E29 | - |  |  |  | 1 | HP Compaq LA2306x
EQ010547 | VUMC016258 | Microplate reader |  | Microplate Reader | Bio-Tek Instruments | Koningstein, Greg | VU/F/BETA/A-LIFE/MM | O2.08E29 | - |  |  |  | 1 | Synergy H1
EQ010546 | elektronica beta vu: 006961; VUmc 016118 | Shaker/Mixer |  | Incubator shaker | New Brunswick Scientific | Koningstein, Greg | VU/F/BETA/A-LIFE/MM | O2.08E31 | - |  |  |  | 1 | C25 incubato shaker
EQ010545 | 007013; Green; V | Freezer |  | Freezer | Liebherr | Koningstein, Greg | VU/F/BETA/A-LIFE/MM | O2.08E67 | - |  |  |  | 1
EQ010544 |  | Pipette |  | Pipette Eppendorf P100 | Eppendorf | Meer, TK van der | VU/F/BETA/S&F/Medchem/FAR A | O2.06E31 | - |  |  |  | 1 | P100
EQ010543 |  | Pipette |  | Pipette Eppendorf P20 | Eppendorf | Meer, TK van der | VU/F/BETA/S&F/Medchem/FAR A | O2.06E31 | - |  |  |  | 1 | P20
EQ010542 |  | Pipette |  | Pipette Eppendorf P20 | Eppendorf | Meer, TK van der | VU/F/BETA/S&F/Medchem/FAR A | O2.06E31 | - |  |  |  | 1 | P20
EQ010541 |  | Pipette |  | Pipette Eppendorf P1000 | Eppendorf | Meer, TK van der | VU/F/BETA/S&F/Medchem/FAR A | O2.06E35 | - |  |  |  | 1 | P1000
EQ010540 |  | Pipette |  | Pipette Eppendorf P100 | Eppendorf | Meer, TK van der | VU/F/BETA/S&F/Medchem/FAR A | O2.06E31 | - |  |  |  | 1 | P100
EQ010539 | 2004003 | Block Heater |  | Dry Block Heater | Techne | Meer, TK van der | VU/F/BETA/S&F/Medchem/FAR A | O2.06E31 | - |  |  |  | 1 | Dri-Block DB 2D
EQ010538 |  | Pipette |  | Pipette Eppendorf P100 | Eppendorf | Meer, TK van der | VU/F/BETA/S&F/Medchem/FAR A | O2.06E35 | - |  |  |  | 1 | P100
EQ010537 |  | Pipette |  | Pipette Eppendorf P100 | Eppendorf | Meer, TK van der | VU/F/BETA/S&F/Medchem/FAR A | O2.06E31 | - |  |  |  | 1 | P100
EQ010536 | 2004001 | Shaker/Mixer |  | Dry Block Shaker | Eppendorf | Meer, TK van der | VU/F/BETA/S&F/Medchem/FAR A | O2.06E31 | - |  |  |  | 1 | Thermomixer comfort
EQ010535 |  | Pipette |  | Pipette Eppendorf P20 | Eppendorf | Meer, TK van der | VU/F/BETA/S&F/Medchem/FAR A | O2.06E31 | - |  |  |  | 1 | P20
EQ010534 |  | Vortex |  | Vortex | Labinco | Meer, TK van der | VU/F/BETA/S&F/Medchem/FAR A | O2.06E31 | - |  |  |  | 1 | L46
EQ010533 | RNC2000008 | Power Supply |  | Electrophoresis Power Supply | Bio-Rad | Meer, TK van der | VU/F/BETA/S&F/Medchem/FAR A | O2.06E31 | - |  |  |  | 1 | PowerPac 1000
EQ010532 |  | Pipette |  | Pipette Eppendorf P20 | Eppendorf | Meer, TK van der | VU/F/BETA/S&F/Medchem/FAR A | O2.06E31 | - |  |  |  | 1 | P20
EQ010531 |  | Power Supply |  | Electrophoresis Power Supply | Bio-Rad | Meer, TK van der | VU/F/BETA/S&F/Medchem/FAR A | O2.06E31 | - |  |  |  | 1 | PowerPac 1000
EQ010530 |  | Pipette |  | Pipette Eppendorf P250 | Eppendorf | Meer, TK van der | VU/F/BETA/S&F/Medchem/FAR A | O2.06E31 | - |  |  |  | 1 | P250
EQ010529 |  | Pipette |  | Pipette Eppendorf P100 | Eppendorf | Meer, TK van der | VU/F/BETA/S&F/Medchem/FAR A | O2.06E31 | - |  |  |  | 1 | P100
EQ010528 |  | Pipette |  | Pipette Biohit P20 | Biohit | Meer, TK van der | VU/F/BETA/S&F/Medchem/FAR A | O2.06E31 | - |  |  |  | 1 | P20
EQ010527 |  | Pipette |  | Pipette Biohit P1000 | Biohit | Meer, TK van der | VU/F/BETA/S&F/Medchem/FAR A | O2.06E31 | - |  |  |  | 1 | P1000
EQ010526 |  | Pipette |  | Pipette Biohit P10 | Biohit | Meer, TK van der | VU/F/BETA/S&F/Medchem/FAR A | O2.06E31 | - |  |  |  | 1 | P10
EQ010525 |  | Pipette |  | Pipette Biohit P200 | Biohit | Meer, TK van der | VU/F/BETA/S&F/Medchem/FAR A | O2.06E31 | - |  |  |  | 1 | P200
EQ010524 |  | Pipette |  | Pipette Biohit P1000 | Biohit | Meer, TK van der | VU/F/BETA/S&F/Medchem/FAR A | O2.06E31 | - |  |  |  | 1 | P1000
EQ010523 |  | Pipette |  | Pipette Biohit P20 | Biohit | Meer, TK van der | VU/F/BETA/S&F/Medchem/FAR A | O2.06E31 | - |  |  |  | 1 | P20
EQ010522 |  | Pipette |  | multipipette plus | Eppendorf | Meer, TK van der | VU/F/BETA/S&F/Medchem/FAR A | O2.06E31 | - |  |  |  | 1 | multipipette plus
EQ010521 |  | Pipette |  | multipipette plus | Eppendorf | Meer, TK van der | VU/F/BETA/S&F/Medchem/FAR A | O2.06E31 | - |  |  |  | 1 | multipipette plus
EQ010520 |  | Pipette |  | pipette 200 | Eppendorf | Meer, TK van der | VU/F/BETA/S&F/Medchem/FAR A | O2.06E31 | - |  |  |  | 1 | P200
EQ010519 |  | Freezer |  | freezer | Liebherr | Meer, TK van der | VU/F/BETA/S&F/Medchem/FAR A | O2.06E37 | - |  |  |  | 1
EQ010518 |  | Freezer |  | freezer | Liebherr | Meer, TK van der | VU/F/BETA/S&F/Medchem/FAR A | O2.06E37 | - |  |  |  | 1
EQ010517 |  | Pipette |  | xxx | Sartorius | Meer, TK van der | VU/F/BETA/S&F/Medchem/FAR A | O2.06E35 | - |  |  |  | 0 | Proline Plus 20-200µL
EQ010516 |  | Pipette |  | Sartorius Pipette 20-200µL | Sartorius | Meer, TK van der | VU/F/BETA/S&F/Medchem/FAR A | O2.06E31 | - |  |  |  | 1 | Proline Plus 20-200µL
EQ010515 |  | Centrifuge |  | Microcentrifuge | Beun De Ronde | Meer, TK van der | VU/F/BETA/S&F/Medchem/FAR A | O2.06E31 | - |  |  |  | 1 | Micro Centaur
EQ010514 |  | Fridge |  | fridge | Liebherr | Meer, TK van der | VU/F/BETA/S&F/Medchem/FAR A | O2.06E37 | - |  |  |  | 1
EQ010513 |  | Pipette |  | Sartorius Pipette 100-1000µL | Sartorius | Meer, TK van der | VU/F/BETA/S&F/Medchem/FAR A | O2.06E31 | - |  |  |  | 1 | Proline Plus 100-1000µL
EQ010512 | W4; Molecular Microbiologie | Centrifuge |  | Centrifuge | Eppendorf | Meer, TK van der | VU/F/BETA/S&F/Medchem/FAR A | O2.06E31 | - |  |  |  | 1 | 5415 C
EQ010511 | SLC3879 | Fridge |  | fridge | Liebherr | Meer, TK van der | VU/F/BETA/S&F/Medchem/FAR A | O2.06E37 | - |  |  |  | 1
EQ010510 |  | Pipette |  | Biohit Pipette 5-50µL | Biohit | Meer, TK van der | VU/F/BETA/S&F/Medchem/FAR A | O2.06E31 | - |  |  |  | 1 | Proline 5-50µL
EQ010509 |  | Power Supply |  | power led supply | Amuza | Meer, TK van der | VU/F/BETA/S&F/Medchem/FAR A | O2.06E39 | - |  |  |  | 1
EQ010508 |  | Pipette |  | Rainin Pipette 2-20µL | Rainin | Meer, TK van der | VU/F/BETA/S&F/Medchem/FAR A | O2.06E31 | - |  |  |  | 1 | Pipet-Lite L-20
EQ010507 | LKUv 1610-23B 001 | Fridge |  | Refridgerator | Liebherr | Meer, TK van der | VU/F/BETA/S&F/Medchem/FAR A | O2.06E31 | - |  |  |  | 1 | MediLine
EQ010506 |  | Pipette |  | Rainin Pipette 100-1000µL | Rainin | Meer, TK van der | VU/F/BETA/S&F/Medchem/FAR A | O2.06E31 | - |  |  |  | 1 | Pipet-Lite L-1000
EQ010505 | 6E31-301; LKexv 3910-22A F30 | Fridge |  | Refridgerator | Liebherr | Meer, TK van der | VU/F/BETA/S&F/Medchem/FAR A | O2.06E31 | - |  |  |  | 1 | MediLine
EQ010504 |  | Power Supply |  | power led supply | Amuza | Meer, TK van der | VU/F/BETA/S&F/Medchem/FAR A | O2.06E39 | - |  |  |  | 1
EQ010503 |  | Pipette |  | Rainin Pipette 20-200µL | Rainin | Meer, TK van der | VU/F/BETA/S&F/Medchem/FAR A | O2.06E31 | - |  |  |  | 1 | Pipet-Lite L-200
EQ010502 |  | Extension Cable |  | Extension Cable | VU | Meer, TK van der | VU/F/BETA/S&F/Medchem/FAR A | O2.06E35 | - |  |  |  | 1
EQ010501 |  | Pipette |  | electronic pipette repetman | Gilson | Meer, TK van der | VU/F/BETA/S&F/Medchem/FAR A | O2.06E39 | - |  |  |  | 1
EQ010500 | 03.099.6059; B-251 | Incubator |  | Incubator | NuAire | Meer, TK van der | VU/F/BETA/S&F/Medchem/FAR A | O2.06E31 | - |  |  |  | 1 | DH Autoflow CO2 Air-Jacketed Incubator
EQ010499 | O2-06E31-LF01; MSC II 01 | Biological Safety Cabinet |  | Biosafety Cabinet | Kojair | Meer, TK van der | VU/F/BETA/S&F/Medchem/FAR A | O2.06E31 | - |  |  |  | 1 | Biowizard silver line
EQ010498 | 92.099.5529 | Water Bath |  | Water Bath | Memmert | Meer, TK van der | VU/F/BETA/S&F/Medchem/FAR A | O2.06E31 | - |  |  |  | 1
EQ010497 | 05.100.0089;ONC-0296 | Spectrophotometer |  | Perkin Elmer Tri-Carb | Perkin-Elmer | Meer, TK van der | VU/F/BETA/S&F/Medchem/FAR A | O2.06E35 | - |  |  |  | 1 | Tri-Carb 2800TR
EQ010496 | 2000009 | Oven |  | Oven | Memmert | Meer, TK van der | VU/F/BETA/S&F/Medchem/FAR A | O2.06E39 | - |  |  |  | 1
EQ010495 |  | Computer Monitor |  | HP Computer Monitor | Hewlett Packard (HP) | Meer, TK van der | VU/F/BETA/S&F/Medchem/FAR A | O2.06E35 | - |  |  |  | 1 | EliteDisplay E231
EQ010494 | SL3908 | Fridge |  | fridge | Liebherr | Meer, TK van der | VU/F/BETA/S&F/Medchem/FAR A | O2.06E39 | - |  |  |  | 1
EQ010493 | 92.099.5528 | Oven |  | Oven | Memmert | Meer, TK van der | VU/F/BETA/S&F/Medchem/FAR A | O2.06E31 | - |  |  |  | 1
EQ010492 | Wizard | Photon Counter |  | Perkin Elmer Gamma Counter | Perkin-Elmer | Cenijn, Peter | VU/F/BETA/A-LIFE/E&H | O2.06E35 | - |  |  |  | 1 | 2470 Automatic Gamma Counter Wizard2
EQ010491 |  | Computer interface |  | Elo Touch Computer | Elo Touch Solutions | Meer, TK van der | VU/F/BETA/S&F/Medchem/FAR A | O2.06E35 | - |  |  |  | 1
EQ010490 |  | Computer |  | Dell Computer | Dell | Meer, TK van der | VU/F/BETA/S&F/Medchem/FAR A | O2.06E35 | - |  |  |  | 1 | Optiplex 755
EQ010489 | MCF; RNC | Pipette |  | Pipette Proline 50 | Biohit | Meer, TK van der | VU/F/BETA/S&F/Medchem/FAR A | O2.06E33 | - |  |  |  | 1 | Proline
EQ010488 |  | Computer Monitor |  | Dell Computer Monitor | Dell | Meer, TK van der | VU/F/BETA/S&F/Medchem/FAR A | O2.06E35 | - |  |  |  | 1
EQ010487 |  | Pipette |  | Pipette P20 | Gilson | Meer, TK van der | VU/F/BETA/S&F/Medchem/FAR A | O2.06E33 | - |  |  |  | 1 | Pipetman
EQ010486 |  | Pipette |  | Pipette P1000 | Gilson | Meer, TK van der | VU/F/BETA/S&F/Medchem/FAR A | O2.06E33 | - |  |  |  | 1 | Pipetman
EQ010485 |  | Cell Harvester |  | Harvester | Perkin-Elmer | Meer, TK van der | VU/F/BETA/S&F/Medchem/FAR A | O2.06E39 | - |  |  |  | 1 | unifilter-96
EQ010484 | 6E33-301; LKexv 3910-22A F30 | Fridge |  | Refridgerator | Liebherr | Meer, TK van der | VU/F/BETA/S&F/Medchem/FAR A | O2.06E33 | - |  |  |  | 1 | MediLine
EQ010483 |  | Microplate reader |  | Wallac Trilux Microbeta | Wallac | Meer, TK van der | VU/F/BETA/S&F/Medchem/FAR A | O2.06E35 | - |  |  |  | 1 | Trilux 1450 Microbeta
EQ010482 | 008634 | Shaker/Mixer |  | Microplate thermoshaker | Grant Instruments | Meer, TK van der | VU/F/BETA/S&F/Medchem/FAR A | O2.06E39 | - |  |  |  | 1 | PHMP-4
EQ010481 |  | Computer Monitor |  | Lenovo Monitor | Lenovo | Meer, TK van der | VU/F/BETA/S&F/Medchem/FAR A | O2.06E33 | - |  |  |  | 1 | ThinkVision
EQ010480 |  | Extension Cable |  | extension cables | VU | Meer, TK van der | VU/F/BETA/S&F/Medchem/FAR A | O2.06E39 | - |  |  |  | 1
EQ010479 | MicroBeta 2 | Microplate reader |  | Perkin Elmer Microplate Counter | Perkin-Elmer | Meer, TK van der | VU/F/BETA/S&F/Medchem/FAR A | O2.06E35 | - |  |  |  | 1 | MicroBeta2 2450 Microplate Counter
EQ010478 |  | Cell Harvester |  | Cell Harvester | Perkin-Elmer | Meer, TK van der | VU/F/BETA/S&F/Medchem/FAR A | O2.06E33 | - |  |  |  | 1 | C961961
EQ010477 | MicroBeta 2 | Computer interface |  | Elo Touch Computer | Elo Touch Solutions | Meer, TK van der | VU/F/BETA/S&F/Medchem/FAR A | O2.06E35 | - |  |  |  | 1
EQ010476 |  | Shaker/Mixer |  | Microplate thermoshaker | Grant Instruments | Meer, TK van der | VU/F/BETA/S&F/Medchem/FAR A | O2.06E39 | - |  |  |  | 1 | P300
EQ010475 |  | Vacuum Pump |  | KNF Vacuum Pump | KNF | Meer, TK van der | VU/F/BETA/S&F/Medchem/FAR A | O2.06E43 | - |  |  |  | 1 | N860.3ft.40.18
EQ010474 |  | Contamination Monitor |  | Contamination Monitor | Thermo Fisher Scientific | Meer, TK van der | VU/F/BETA/S&F/Medchem/FAR A | O2.06E00A | - |  |  |  | 1 | RadEye B20
EQ010473 | SL3921 | Freezer |  | Liebherr Freezer | Liebherr | Meer, TK van der | VU/F/BETA/S&F/Medchem/FAR A | O2.06E43 | - |  |  |  | 1 | MediLine
EQ010472 |  | Cell Harvester |  | Packard Harvester | Packard | Meer, TK van der | VU/F/BETA/S&F/Medchem/FAR A | O2.06E43 | - |  |  |  | 1 | Harvester
EQ010471 | RNC MED. CHEM | Pipette |  | electronic pipette 300 | Integra | Meer, TK van der | VU/F/BETA/S&F/Medchem/FAR A | O2.06E39 | - |  |  |  | 1 | P300
EQ010470 | Z 53745 N | Pipette |  | Gilson Pipetman P1000 | Gilson | Meer, TK van der | VU/F/BETA/S&F/Medchem/FAR A | O2.06E43 | - |  |  |  | 1 | Pipetman P1000
EQ010469 | CM 63294 | Pipette |  | Gilson Pipetman P200 | Gilson | Meer, TK van der | VU/F/BETA/S&F/Medchem/FAR A | O2.06E43 | - |  |  |  | 1 | Pipetman P200
EQ010468 |  | Pipette |  | Gilson Pipetman P20 | Gilson | Meer, TK van der | VU/F/BETA/S&F/Medchem/FAR A | O2.06E43 | - |  |  |  | 1 | P20
EQ010467 | E 14807 O | Pipette |  | Gilson Pipetman P1000 | Gilson | Meer, TK van der | VU/F/BETA/S&F/Medchem/FAR A | O2.06E43 | - |  |  |  | 1 | Pipetman P1000
EQ010466 | CN 57709 | Pipette |  | Gilson Pipetman P1000 | Gilson | Meer, TK van der | VU/F/BETA/S&F/Medchem/FAR A | O2.06E43 | - |  |  |  | 1 | Pipetman P1000
EQ010465 | DA 56198 | Pipette |  | Gilson Pipetman P200 | Gilson | Meer, TK van der | VU/F/BETA/S&F/Medchem/FAR A | O2.06E39 | - |  |  |  | 1 | Pipetman P200
EQ010464 | D 22640 N | Pipette |  | Gilson Pipetman P200 | Gilson | Meer, TK van der | VU/F/BETA/S&F/Medchem/FAR A | O2.06E43 | - |  |  |  | 1 | Pipetman P200
EQ010463 |  | Contamination Monitor |  | Contamination Monitor | Med | Meer, TK van der | VU/F/BETA/S&F/Medchem/FAR A | O2.06E00A | - |  |  |  | 1 | CoMo 170
EQ010462 |  | Pipette |  | Rainin Multichannel Pipette 20-300μL | Rainin | Meer, TK van der | VU/F/BETA/S&F/Medchem/FAR A | O2.06E43 | - |  |  |  | 1 | L300 20-300μL
EQ010461 | BWCK 01; O2-06E00A-BK01 | Biological Safety Cabinet |  | Safety Cabinet | Duperthal | Meer, TK van der | VU/F/BETA/S&F/Medchem/FAR A | O2.06E00A | - |  |  |  | 1 | Type 90
EQ010460 |  | Vortex |  | Retsch Vortex | Retsch | Meer, TK van der | VU/F/BETA/S&F/Medchem/FAR A | O2.06E43 | - |  |  |  | 1
EQ010459 | 010515; MOLFAR silica only; Blue; I | Incubator |  | Incubator | Heraeus | Meer, TK van der | VU/F/BETA/S&F/Medchem/FAR A | O2.06E00A | - |  |  |  | 1
EQ010458 |  | Orbital shaker |  | Heidolph Orbital Shaker | Heidolph | Meer, TK van der | VU/F/BETA/S&F/Medchem/FAR A | O2.06E43 | - |  |  |  | 1 | Titramax 1000
EQ010457 |  | Vortex |  | Vortex | VU | Meer, TK van der | VU/F/BETA/S&F/Medchem/FAR A | O2.06E43 | - |  |  |  | 1
EQ010456 | L 79 10189 | Pipette |  | Gilson Pipetman P200 | Gilson | Meer, TK van der | VU/F/BETA/S&F/Medchem/FAR A | O2.06E43 | - |  |  |  | 1 | Pipetman P200
EQ010455 |  | Pipette |  | Gilson Pipetman P20 | Gilson | Meer, TK van der | VU/F/BETA/S&F/Medchem/FAR A | O2.06E43 | - |  |  |  | 1 | P20
EQ010454 |  | Pipette |  | Gilson Pipetman P1000 | Gilson | Meer, TK van der | VU/F/BETA/S&F/Medchem/FAR A | O2.06E43 | - |  |  |  | 1 | P1000
EQ010453 | RNC MED. CHEM | Pipette |  | pipetman 350 | Gilson | Meer, TK van der | VU/F/BETA/S&F/Medchem/FAR A | O2.06E39 | - |  |  |  | 1
EQ010452 | FAR MC/DS; LTS tips; 300 | Multi channel pipet |  | Multichannel Pipette L300 12 Channel | Rainin | Meer, TK van der | VU/F/BETA/S&F/Medchem/FAR A | O2.06E41 | - |  |  |  | 1 | pipet-lite
EQ010451 | Yellow; RMC Med.Chem.; 213 | Pipette |  | Pipette P1000 | Gilson | Meer, TK van der | VU/F/BETA/S&F/Medchem/FAR A | O2.06E41 | - |  |  |  | 1 | Pipetman
EQ010450 |  | Pipette |  | Gilson Pipetman P20 | Gilson | Meer, TK van der | VU/F/BETA/S&F/Medchem/FAR A | O2.06E43 | - |  |  |  | 1 | P20
EQ010449 | RNC | Pipette |  | pipetman | Gilson | Meer, TK van der | VU/F/BETA/S&F/Medchem/FAR A | O2.06E39 | - |  |  |  | 0
EQ010448 | B 21571 M | Pipette |  | Pipette P200 | Gilson | Meer, TK van der | VU/F/BETA/S&F/Medchem/FAR A | O2.06E41 | - |  |  |  | 1 | Pipetman P200
EQ010447 | White | Pipette |  | Pipette P20 | Gilson | Meer, TK van der | VU/F/BETA/S&F/Medchem/FAR A | O2.06E41 | - |  |  |  | 1 | Pipetman
EQ010446 | L 26618 L | Pipette |  | Gilson Pipetman P200 | Gilson | Meer, TK van der | VU/F/BETA/S&F/Medchem/FAR A | O2.06E41 | - |  |  |  | 1 | Pipetman P200
EQ010445 | White | Pipette |  | Pipette P1000N | Gilson | Meer, TK van der | VU/F/BETA/S&F/Medchem/FAR A | O2.06E41 | - |  |  |  | 1 | Pipetman
EQ010444 |  | Vacuum Pump |  | Vacuum Pump | Vacuubrand | Meer, TK van der | VU/F/BETA/S&F/Medchem/FAR A | O2.06E41 | - |  |  |  | 1 | PC 3004 VARI0
EQ010443 |  | Pipette |  | pipetman P1000 | Gilson | Meer, TK van der | VU/F/BETA/S&F/Medchem/FAR A | O2.06E39 | - |  |  |  | 1 | P 1000
EQ010442 | 001956; Vortex 2 | Vortex |  | Vortex | Labinco | Meer, TK van der | VU/F/BETA/S&F/Medchem/FAR A | O2.06E41 | - |  |  |  | 1 | L46
EQ010441 |  | Microscope |  | Microscope | Nikon | Meer, TK van der | VU/F/BETA/S&F/Medchem/FAR A | O2.06E41 | - |  |  |  | 1 | TMS
EQ010440 | harvester 2 | Cell Harvester |  | Packard Harvester | Packard | Meer, TK van der | VU/F/BETA/S&F/Medchem/FAR A | O2.06E43 | - |  |  |  | 1 | Harvester
EQ010439 | SL3916; O2.06E41/F01; MKUv 1610-21I 001 | Fridge |  | Refridgerator | Liebherr | Meer, TK van der | VU/F/BETA/S&F/Medchem/FAR A | O2.06E41 | - |  |  |  | 1 | MediLine
EQ010438 |  | Pipette |  | multi pipette (eppendorf) | Eppendorf | Meer, TK van der | VU/F/BETA/S&F/Medchem/FAR A | O2.06E39 | - |  |  |  | 1
EQ010437 |  | Vacuum Pump |  | KNF Vacuum Pump | KNF | Meer, TK van der | VU/F/BETA/S&F/Medchem/FAR A | O2.06E43 | - |  |  |  | 1 | N860.3ft.40.18
EQ010436 |  | Vacuum Pump |  | Welch Vacuum Pump | Welch | Meer, TK van der | VU/F/BETA/S&F/Medchem/FAR A | O2.06E43 | - |  |  |  | 1 | 2511C-02
EQ010435 |  | Incubator |  | Incubator | Heraeus | Meer, TK van der | VU/F/BETA/S&F/Medchem/FAR A | O2.06E41 | - |  |  |  | 1 | Heracell
EQ010434 |  | Vacuum Pump |  | Welch Vacuum Pump | Welch | Meer, TK van der | VU/F/BETA/S&F/Medchem/FAR A | O2.06E43 | - |  |  |  | 1 | 2511C-02
EQ010433 | RNC 01 | Pipette |  | pipette | Eppendorf | Meer, TK van der | VU/F/BETA/S&F/Medchem/FAR A | O2.06E39 | - |  |  |  | 1 | 2643617
EQ010432 | 001955; Blue; I | Centrifuge |  | Microcentrifuge | Heraeus | Meer, TK van der | VU/F/BETA/S&F/Medchem/FAR A | O2.06E41 | - |  |  |  | 1 | Biofuge Pico
EQ010431 |  | Incubator |  | VWR Incubator | VWR | Meer, TK van der | VU/F/BETA/S&F/Medchem/FAR A | O2.06E43 | - |  |  |  | 1 | Incu-Line IL23
EQ010430 | MSC II 01; O2-06E41-LF01 | Biological Safety Cabinet |  | Biosafety Cabinet | Kojair | Meer, TK van der | VU/F/BETA/S&F/Medchem/FAR A | O2.06E41 | - |  |  |  | 1 | Biowizard silver line
EQ010429 |  | Shaker/Mixer |  | Grant-bio Thermoshaker | Grant Instruments | Meer, TK van der | VU/F/BETA/S&F/Medchem/FAR A | O2.06E43 | - |  |  |  | 1 | PHMP-4
EQ010428 | RNC 01 | Pipette |  | multipipette 5-50μm | Rainin | Meer, TK van der | VU/F/BETA/S&F/Medchem/FAR A | O2.06E39 | - |  |  |  | 1
EQ010427 | 002995 | Centrifuge |  | Eppendorf Centrifuge | Eppendorf | Meer, TK van der | VU/F/BETA/S&F/Medchem/FAR A | O2.06E43 | - |  |  |  | 1 | Centrifuge 5424
EQ010426 |  | Water Bath |  | GFL Water Bath | GFL | Meer, TK van der | VU/F/BETA/S&F/Medchem/FAR A | O2.06E43 | - |  |  |  | 1 | 1083
EQ010424 |  | Shaker/Mixer |  | Microplate thermoshaker | Grant Instruments | Meer, TK van der | VU/F/BETA/S&F/Medchem/FAR A | O2.06E39 | - |  |  |  | 1 | PHMP-4
EQ010423 |  | Vacuum Pump |  | Vacuum Pump | Leroy Somer (LS) | Sadighi, Artadokht | VU/F/BETA/S&F/BAC | O2.02W41 | - |  |  |  | 1 | Varmeca SOGEVAC SV65 BI FC
EQ010422 |  | Computer Monitor |  | Dell Monitor | Dell | Sadighi, Artadokht | VU/F/BETA/S&F/BAC | O2.02W41 | - |  |  |  | 1
EQ010421 | 005090 | Column Oven |  | Column Oven | Spark | Sadighi, Artadokht | VU/F/BETA/S&F/BAC | O2.02W41 | - |  |  |  | 1 | Mistral
EQ010420 | 010830; B | Liquid Chromatograph |  | Liquid Chromatograph | Shimadzu | Sadighi, Artadokht | VU/F/BETA/S&F/BAC | O2.02W41 | - |  |  |  | 1 | LC-20AB
EQ010419 | 052216 | Computer |  | Dell PC | Dell | Sadighi, Artadokht | VU/F/BETA/S&F/BAC | O2.02W41 | - |  |  |  | 1 | Precision 5820
EQ010418 | 009342 | Extension Cable |  | Extension Cable | VU | Sadighi, Artadokht | VU/F/BETA/S&F/BAC | O2.02W41 | - |  |  |  | 1
EQ010417 | 008395 | UV/VIS Detector |  | UV/VIS Detector | Shimadzu | Sadighi, Artadokht | VU/F/BETA/S&F/BAC | O2.02W41 | - |  |  |  | 1 | SPD-20A
EQ010416 | 009916 | Extension Cable |  | Extension Cable | VU | Sadighi, Artadokht | VU/F/BETA/S&F/BAC | O2.02W41 | - |  |  |  | 1
EQ010415 | 009842; H | Autosampler |  | Auto Sampler | Shimadzu | Sadighi, Artadokht | VU/F/BETA/S&F/BAC | O2.02W41 | - |  |  |  | 1 | SIL-20AC
EQ010414 | 004995 | Extension Cable |  | Extension Cable | VU | Sadighi, Artadokht | VU/F/BETA/S&F/BAC | O2.02W41 | - |  |  |  | 1
EQ010413 | IT TOF | HPLC System Controller |  | Communication Bus Module | Shimadzu | Sadighi, Artadokht | VU/F/BETA/S&F/BAC | O2.02W41 | - |  |  |  | 1 | CBM-20A
EQ010412 | 009644 | Computer Monitor |  | Dell Monitor | Dell | Sadighi, Artadokht | VU/F/BETA/S&F/BAC | O2.02W41 | - |  |  |  | 1
EQ010411 | 016694 | Computer Monitor |  | Computer Monitor HP | Hewlett Packard (HP) | Sadighi, Artadokht | VU/F/BETA/S&F/BAC | O2.02W41 | - |  |  |  | 1 | LA2405wg
EQ010410 | 020160; SHIMADZU HET2010 LCMS-2020 | Computer |  | PC Dell | Dell | Sadighi, Artadokht | VU/F/BETA/S&F/BAC | O2.02W41 | - |  |  |  | 1
EQ010409 | 007372 | Extension Cable |  | Extension Cable | VU | Sadighi, Artadokht | VU/F/BETA/S&F/BAC | O2.02W41 | - |  |  |  | 1
EQ010408 | 009335 | Extension Cable |  | Extension Cable | VU | Sadighi, Artadokht | VU/F/BETA/S&F/BAC | O2.02W41 | - |  |  |  | 1
EQ010407 | 005083 | Autosampler |  | Auto Injection Module | Gilson | Sadighi, Artadokht | VU/F/BETA/S&F/BAC | O2.02W41 | - |  |  |  | 1 | 235P Autoinjector
EQ010406 | Dongle; 018041 | Computer |  | PC HP | Hewlett Packard (HP) | Sadighi, Artadokht | VU/F/BETA/S&F/BAC | O2.02W41 | - |  |  |  | 1 | Compaq
EQ010405 |  | Mass Spectrometer |  | Mass Spectrometer | Sciex | Sadighi, Artadokht | VU/F/BETA/S&F/BAC | O2.02W41 | - |  |  |  | 1 | TripleTOF 5600+
EQ010404 |  | Extension Cable |  | Extension Cable | Kaiser | Sadighi, Artadokht | VU/F/BETA/S&F/BAC | O2.02W41 | - |  |  |  | 1
EQ010403 | 009776 | Column Oven |  | Column Oven | Shimadzu | Sadighi, Artadokht | VU/F/BETA/S&F/BAC | O2.02W41 | - |  |  |  | 1 | CTO-20AC Prominence
EQ010402 |  | Extension Cable |  | Extension Cable | Kaiser | Sadighi, Artadokht | VU/F/BETA/S&F/BAC | O2.02W41 | - |  |  |  | 1
EQ010401 | 009755 | UV/VIS Detector |  | UV/VIS Detector | Shimadzu | Sadighi, Artadokht | VU/F/BETA/S&F/BAC | O2.02W41 | - |  |  |  | 1 | SPD-20A Prominence
EQ010400 | 009913 | HPLC System Controller |  | Communication Bus Module | Shimadzu | Sadighi, Artadokht | VU/F/BETA/S&F/BAC | O2.02W41 | - |  |  |  | 1 | CBM-20A Prominence
EQ010399 | 008385; B | Liquid Chromatograph |  | Liquid Chromatograph | Shimadzu | Sadighi, Artadokht | VU/F/BETA/S&F/BAC | O2.02W41 | - |  |  |  | 1 | LC-20AD
EQ010398 |  | Degasser |  | Degasser | Shimadzu | Sadighi, Artadokht | VU/F/BETA/S&F/BAC | O2.02W41 | - |  |  |  | 1 | DGU-20A5 Prominence
EQ010397 | 009563 | Autosampler |  | Auto Sampler | Shimadzu | Sadighi, Artadokht | VU/F/BETA/S&F/BAC | O2.02W41 | - |  |  |  | 1 | SIL-30AC Nexera
EQ010396 | 009778 | Liquid Chromatograph |  | Liquid Chromatograph | Shimadzu | Sadighi, Artadokht | VU/F/BETA/S&F/BAC | O2.02W41 | - |  |  |  | 1 | LC-30AD Nexera
EQ010395 | 009777 | Liquid Chromatograph |  | Liquid Chromatograph | Shimadzu | Sadighi, Artadokht | VU/F/BETA/S&F/BAC | O2.02W41 | - |  |  |  | 1 | LC-30AD Nexera
EQ010394 | MCN set 11 P10-MS | Pipette |  | Pipette P10 | Gilson | Gouwenberg, Y | VU/F/BETA/CNCR/MCN | WN.C335 | - |  |  | 1 | 1 | P10G
EQ010393 | MCN set 11 P100-MS | Pipette |  | Pipette P100 | Gilson | Gouwenberg, Y | VU/F/BETA/CNCR/MCN | WN.C335 | - |  |  |  | 1 | P100L
EQ010392 | MCN set 11 P20-MS | Pipette |  | Pipette P20 | Gilson | Gouwenberg, Y | VU/F/BETA/CNCR/MCN | WN.C335 | - |  |  |  | 1 | P20L
EQ010391 | MCN set 11 P200-MS | Pipette |  | Pipette P200 | Gilson | Gouwenberg, Y | VU/F/BETA/CNCR/MCN | WN.C335 | - |  |  |  | 1 | P200L
EQ010390 | MCN set 11 P1000-MS | Pipette |  | Pipette P1000 | Gilson | Gouwenberg, Y | VU/F/BETA/CNCR/MCN | WN.C335 | - |  |  |  | 1 | P1000L
EQ010389 | Bibro 882 | Fridge |  | Fridge | Liebherr | Sadighi, Artadokht | VU/F/BETA/S&F/BAC | O2.02W41 | - |  |  |  | 1 | MediLine
EQ010388 | 025960 | Computer Monitor |  | Computer Monitor HP | Hewlett Packard (HP) | Sadighi, Artadokht | VU/F/BETA/S&F/BAC | O2.02W41 | - |  |  |  | 1 | Elite Display E231
EQ010387 | 5; 009914 | Autosampler |  | Auto Sampler | Shimadzu | Sadighi, Artadokht | VU/F/BETA/S&F/BAC | O2.02W41 | - |  |  |  | 1 | SIL-20AC
EQ010386 | 009679 | HPLC System |  | Communications Bus Module | Shimadzu | Sadighi, Artadokht | VU/F/BETA/S&F/BAC | O2.02W41 | - |  |  |  | 1 | CBM-20A
EQ010385 | 43; 009680 | UV/VIS Detector |  | UV/Vis Detector | Shimadzu | Sadighi, Artadokht | VU/F/BETA/S&F/BAC | O2.02W41 | - |  |  |  | 1 | SPD-20A
EQ010384 |  | Degasser |  | Degassing Unit | Shimadzu | Sadighi, Artadokht | VU/F/BETA/S&F/BAC | O2.02W41 | - |  |  |  | 1 | DGU-20A3
EQ010383 | 009049 | Column Oven |  | Column Oven | Shimadzu | Sadighi, Artadokht | VU/F/BETA/S&F/BAC | O2.02W41 | - |  |  |  | 1 | CTO-20AC
EQ010382 |  | Extension Cable |  | Extension Cable | VU | Sadighi, Artadokht | VU/F/BETA/S&F/BAC | O2.02W41 | - |  |  |  | 1
EQ010381 |  | Extension Cable |  | Extension Cable | VU | Sadighi, Artadokht | VU/F/BETA/S&F/BAC | O2.02W41 | - |  |  |  | 1
EQ010380 | 009736; A | Liquid Chromatograph |  | Liquid Chromatograph | Shimadzu | Sadighi, Artadokht | VU/F/BETA/S&F/BAC | O2.02W41 | - |  |  |  | 1 | LC-20AD
EQ010379 | 005081 | Autosampler |  | Auto Injection Module | Gilson | Sadighi, Artadokht | VU/F/BETA/S&F/BAC | O2.02W41 | - |  |  |  | 1 | 235P Autoinjector
EQ010378 | Dongle; 020670 | Computer |  | PC HP | Hewlett Packard (HP) | Sadighi, Artadokht | VU/F/BETA/S&F/BAC | O2.02W41 | - |  |  |  | 1 | Compaq
EQ010377 | 004452; 120 | Autosampler |  | Multiple Injection Module | Gilson | Sadighi, Artadokht | VU/F/BETA/S&F/BAC | O2.02W41 | - |  |  |  | 1 | 849 Multiple Injection Module
EQ010376 | 004451; 119 | Autosampler |  | Liquid Handler | Gilson | Sadighi, Artadokht | VU/F/BETA/S&F/BAC | O2.02W41 | - |  |  |  | 1 | 215 Liquid Handler
EQ010375 |  | Computer |  | PC HP | Hewlett Packard (HP) | Sadighi, Artadokht | VU/F/BETA/S&F/BAC | O2.02W41 | - |  |  |  | 1 | Compaq
EQ010374 | 017158 | Computer Monitor |  | Computer Monitor HP | Hewlett Packard (HP) | Sadighi, Artadokht | VU/F/BETA/S&F/BAC | O2.02W41 | - |  |  |  | 1 | LA2306x
EQ010373 | Pretty; TFT1166 | Computer Monitor |  | Computer Monitor HP | Hewlett Packard (HP) | Sadighi, Artadokht | VU/F/BETA/S&F/BAC | O2.02W41 | - |  |  |  | 1 | LA2205wg
EQ010372 |  | Mass Spectrometer |  | Liquid Chromatograph Mass Spectrometer | Shimadzu | Sadighi, Artadokht | VU/F/BETA/S&F/BAC | O2.02W41 | - |  |  |  | 1 | LCMS-8030
EQ010371 |  | Vacuum Pump |  | Vacuum Pump | Varian (Agilent) | Sadighi, Artadokht | VU/F/BETA/S&F/BAC | O2.02W41 | - |  |  |  | 1 | HS 602
EQ010370 | 004969 | Column Oven |  | Column Oven | Shimadzu | Sadighi, Artadokht | VU/F/BETA/S&F/BAC | O2.02W41 | - |  |  |  | 1 | CTO-10AC VP
EQ010369 |  | Syringe Pump |  | Infusion Syringe Pump | Harvard Apparatus | Sadighi, Artadokht | VU/F/BETA/S&F/BAC | O2.02W41 | - |  |  |  | 1 | 980638
EQ010368 |  | Centrifuge |  | Mini Centrifuge | Tomy | Sadighi, Artadokht | VU/F/BETA/S&F/BAC | O2.02W41 | - |  |  |  | 1 | Capsulefuge PMC-880
EQ010367 | 005234 | Vacuum Pump |  | Vacuum Pump | VWR | Sadighi, Artadokht | VU/F/BETA/S&F/BAC | O2.08W33 | - |  |  |  | 1 | PM20405-86
EQ010366 | 004963 | Vacuum Pump |  | Vacuum Pump | VWR | Sadighi, Artadokht | VU/F/BETA/S&F/BAC | O2.08W33 | - |  |  |  | 1 | PM20405-86
EQ010365 | 009699 | Vacuum Pump |  | Vacuum Pump | Millipore | Sadighi, Artadokht | VU/F/BETA/S&F/BAC | O2.08W33 | - |  |  |  | 1 | PJ 13543-86; XF5423050
EQ010364 | 009699 | Vacuum Pump |  | Vacuum Pump | KNF | Sadighi, Artadokht | VU/F/BETA/S&F/BAC | O2.08W33 | - |  |  |  | 1 | N86KN.18
EQ010363 | 009905 | Vortex |  | Vortex | Stuart Scientific | Sadighi, Artadokht | VU/F/BETA/S&F/BAC | O2.08W33 | - |  |  |  | 1 | SA8
EQ010362 | 004448 | Vortex |  | Vortex | IKA | Sadighi, Artadokht | VU/F/BETA/S&F/BAC | O2.08W33 | - |  |  |  | 1 | MS2 Minishaker
EQ010361 | 005213; Q01 | Hot Plate |  | Hot Plate Magnetic Stirrer | Heidolph | Sadighi, Artadokht | VU/F/BETA/S&F/BAC | O2.08W33 | - |  |  |  | 1 | MR 3001 K
EQ010360 | 005194; 500 | Hot Plate |  | Hot Plate Magnetic Stirrer | Heidolph | Sadighi, Artadokht | VU/F/BETA/S&F/BAC | O2.08W33 | - |  |  |  | 1 | MR 3001 K
EQ010359 | 009775; BAT AK 180 | Extension Cable |  | Extension Cable | VU | Sadighi, Artadokht | VU/F/BETA/S&F/BAC | O2.08W33 | - |  |  |  | 1
EQ010358 |  | HPLC Injector |  | Autoinjector | Gilson | Sadighi, Artadokht | VU/F/BETA/S&F/BAC | O2.08W33 | - |  |  |  | 1 | Autoinjector 234
EQ010357 | 010820; AFS11191LS | Laser |  | LIF Laser Module | Beckman Coulter | Sadighi, Artadokht | VU/F/BETA/S&F/BAC | O2.08W33 | - |  |  |  | 1 | LIF Laser
EQ010356 | 009892 | Electrophoresis device |  | Protein Characterisation System | Beckman Coulter | Sadighi, Artadokht | VU/F/BETA/S&F/BAC | O2.08W33 | - |  |  |  | 1 | PA 800 plus
EQ010355 | 011602 | Computer Monitor |  | Computer Monitor HP | Hewlett Packard (HP) | Sadighi, Artadokht | VU/F/BETA/S&F/BAC | O2.08W33 | - |  |  |  | 1 | LA2205wg
EQ010354 | 006566 | Computer Monitor |  | Computer Monitor HP | Hewlett Packard (HP) | Sadighi, Artadokht | VU/F/BETA/S&F/BAC | O2.08W33 | - |  |  |  | 1 | LA2205wg
EQ010353 | 009919 | Electrophoresis device |  | Protein Characterisation System | Beckman Coulter | Sadighi, Artadokht | VU/F/BETA/S&F/BAC | O2.08W33 | - |  |  |  | 1 | PA 800 plus
EQ010352 | 009908 | Capillar heater |  | Capillary Window Maker | MicroSolv | Sadighi, Artadokht | VU/F/BETA/S&F/BAC | O2.08W33 | - |  |  |  | 1 | The Window Maker
EQ010351 | TFT979 | Computer Monitor |  | Computer Monitor HP | Hewlett Packard (HP) | Sadighi, Artadokht | VU/F/BETA/S&F/BAC | O2.08W33 | - |  |  |  | 1 | HP L1950g
EQ010350 |  | Computer Monitor |  | Bruikbaar nummer | Dell | Limburg, Rob | VU/F/BETA/TC/Electronica | WN.P043 | - |  |  |  | 0
EQ010349 |  | Computer |  | PC ThinkCentre | Lenovo | Sadighi, Artadokht | VU/F/BETA/S&F/BAC | O2.08W33 | - |  |  |  | 1
EQ010348 | V; CE4 | Computer |  | PC ThinkCentre | Lenovo | Sadighi, Artadokht | VU/F/BETA/S&F/BAC | O2.08W33 | - |  |  |  | 1
EQ010347 | V; 009633 | Computer |  | PC ThinkCentre | Lenovo | Sadighi, Artadokht | VU/F/BETA/S&F/BAC | O2.08W33 | - |  |  |  | 1 | M Series
EQ010346 | CE2 | Computer |  | PC ThinkCentre | Lenovo | Sadighi, Artadokht | VU/F/BETA/S&F/BAC | O2.08W33 | - |  |  |  | 1 | LKXHX31
EQ010345 | 008193 | Electrophoresis device |  | Protein Characterisation System | Beckman Coulter | Sadighi, Artadokht | VU/F/BETA/S&F/BAC | O2.08W33 | - |  |  |  | 1 | ProteomeLab PA 800
EQ010344 | Green Tape | Pipette |  | Pipette P200 | Gilson | Sadighi, Artadokht | VU/F/BETA/S&F/BAC | O2.08W33 | - |  |  |  | 1 | Pipetman
EQ010343 | U 64898 L | Pipette |  | Gilson Pipetman P1000 | Gilson | Sadighi, Artadokht | VU/F/BETA/S&F/BAC | O2.08W33 | - |  |  |  | 1 | Pipetman P1000
EQ010342 | 183; Green Tape | Pipette |  | Pipette P5000 | Gilson | Sadighi, Artadokht | VU/F/BETA/S&F/BAC | O2.08W33 | - |  |  |  | 1 | Pipetman
EQ010341 |  | HPLC Pump |  | UHPLC Syringe Pump | Eksigent | Sadighi, Artadokht | VU/F/BETA/S&F/BAC | O2.08W33 | - |  |  |  | 1 | ekspert nanoLC 425
EQ010340 |  | Autosampler |  | UHPLC Autosampler | Eksigent | Sadighi, Artadokht | VU/F/BETA/S&F/BAC | O2.08W33 | - |  |  |  | 1 | ekspert nanoLC 400
EQ010339 | IVA066 | Mass Spectrometer |  | Linear Ion Trap Mass Spectrometer | Thermo Fisher Scientific | Sadighi, Artadokht | VU/F/BETA/S&F/BAC | O2.08W33 | - |  |  |  | 1 | LTQ XL; LTQ Orbitrap XL
EQ010338 | 005196 | Computer Monitor |  | Video Monitor | Hitachi | Sadighi, Artadokht | VU/F/BETA/S&F/BAC | O2.08W33 | - |  |  |  | 1 | VM-920K
EQ010337 |  | Extension Cable |  | Extension Cable Power Outlet | Olson | Sadighi, Artadokht | VU/F/BETA/S&F/BAC | O2.08W33 | - |  |  |  | 1
EQ010336 |  | Cooling Unit |  | Reciriculating Chiller | Thermo Fisher Scientific | Sadighi, Artadokht | VU/F/BETA/S&F/BAC | O2.08W33 | - |  |  |  | 1 | NESLab ThermoFlex 900
EQ010335 |  | Computer |  | PC Dell | Dell | Sadighi, Artadokht | VU/F/BETA/S&F/BAC | O2.08W33 | - |  |  |  | 1 | Optiplex XE2
EQ010334 | PC99-069; 023794 | Computer |  | PC Dell | Dell | Sadighi, Artadokht | VU/F/BETA/S&F/BAC | O2.08W33 | - |  |  |  | 1 | Dell Precision T3400
EQ010333 | 007258 | Extension Cable |  | Extension Cable | Kaiser | Sadighi, Artadokht | VU/F/BETA/S&F/BAC | O2.08W33 | - |  |  |  | 1
EQ010332 |  | Computer Monitor |  | Computer Monitor Dell | Dell | Sadighi, Artadokht | VU/F/BETA/S&F/BAC | O2.08W33 | - |  |  |  | 1
EQ010331 |  | Computer Monitor |  | Computer Monitor HP | Hewlett Packard (HP) | Sadighi, Artadokht | VU/F/BETA/S&F/BAC | O2.08W33 | - |  |  |  | 1 | ProDisplay P221
EQ010330 | Bibro-977; 8W33-302 | Fridge |  | Fridge | Liebherr | Sadighi, Artadokht | VU/F/BETA/S&F/BAC | O2.08W33 | - |  |  |  | 1 | MedLine
EQ010329 | Bibro-825; 8W33-102 | Freezer |  | Freezer | Liebherr | Sadighi, Artadokht | VU/F/BETA/S&F/BAC | O2.08W33 | - |  |  |  | 1 | Comfort
EQ010328 |  | Extension Cable |  | Extension Cable | Kaiser | Sadighi, Artadokht | VU/F/BETA/S&F/BAC | O2.08W33 | - |  |  |  | 1
EQ010327 | 009779; V | Autosampler |  | Auto Sampler | Shimadzu | Sadighi, Artadokht | VU/F/BETA/S&F/BAC | O2.08W33 | - |  |  |  | 1 | LC-30AD
EQ010326 | 009562 | Liquid Chromatograph |  | Liquid Chromatograph | Shimadzu | Sadighi, Artadokht | VU/F/BETA/S&F/BAC | O2.08W33 | - |  |  |  | 1 | LC-30AD
EQ010325 | 009564 | HPLC System Controller |  | Communications Bus Module | Shimadzu | Sadighi, Artadokht | VU/F/BETA/S&F/BAC | O2.08W33 | - |  |  |  | 1 | CBM-20A
EQ010324 | 009560 | Column Oven |  | Column Oven | Shimadzu | Sadighi, Artadokht | VU/F/BETA/S&F/BAC | O2.08W33 | - |  |  |  | 1 | CTO-30A
EQ010323 | 009559 | UV/VIS Detector |  | Diode Array Detector | Shimadzu | Sadighi, Artadokht | VU/F/BETA/S&F/BAC | O2.08W33 | - |  |  |  | 1 | SPD-M20A
EQ010322 |  | Degasser |  | Degassing Unit | Shimadzu | Sadighi, Artadokht | VU/F/BETA/S&F/BAC | O2.08W33 | - |  |  |  | 1 | DGU-20A5R
EQ010321 | 009561 | Liquid Chromatograph |  | Liquid Chromatograph | Shimadzu | Sadighi, Artadokht | VU/F/BETA/S&F/BAC | O2.08W33 | - |  |  |  | 1 | LC-30AD
EQ010320 | 009566 | Extension Cable |  | Extension Cable | Kaiser | Sadighi, Artadokht | VU/F/BETA/S&F/BAC | O2.08W33 | - |  |  |  | 1
EQ010319 |  | Extension Cable |  | Extension Cable | Kaiser | Sadighi, Artadokht | VU/F/BETA/S&F/BAC | O2.08W33 | - |  |  |  | 1
EQ010318 | Dongle; 004992; HP130 1 | Computer |  | PC HP | Hewlett Packard (HP) | Sadighi, Artadokht | VU/F/BETA/S&F/BAC | O2.08W33 | - |  |  |  | 1 | Compaq
EQ010317 |  | Computer Monitor |  | Computer Monitor HP | Hewlett Packard (HP) | Sadighi, Artadokht | VU/F/BETA/S&F/BAC | O2.08W33 | - |  |  |  | 1 | LA2205wg
EQ010316 | 009910 | Liquid Chromatograph |  | Liquid Chromatograph | Shimadzu | Sadighi, Artadokht | VU/F/BETA/S&F/BAC | O2.08W33 | - |  |  |  | 1 | LC-20AD
EQ010315 | 009825; C 2 | Liquid Chromatograph |  | Liquid Chromatograph | Shimadzu | Sadighi, Artadokht | VU/F/BETA/S&F/BAC | O2.08W33 | - |  |  |  | 1 | LC-20AD
EQ010314 | 009593 | UV/VIS Detector |  | UV/Vis Detector | Shimadzu | Sadighi, Artadokht | VU/F/BETA/S&F/BAC | O2.08W33 | - |  |  |  | 1 | SPD-20A
EQ010313 | 000039 | Extension Cable |  | Extension Cable | Kaiser | Sadighi, Artadokht | VU/F/BETA/S&F/BAC | O2.08W33 | - |  |  |  | 1
EQ010312 | 005094 | Column Oven |  | Column Oven | Spark | Sadighi, Artadokht | VU/F/BETA/S&F/BAC | O2.08W33 | - |  |  |  | 1 | Mistral
EQ010311 |  | Data Acquisition Instrument |  | USB DAQ 14-BIT | VU | Sadighi, Artadokht | VU/F/BETA/S&F/BAC | O2.08W33 | - |  |  |  | 1 | 2009 2961-01
EQ010310 | 018039 | Computer |  | PC HP | Hewlett Packard (HP) | Sadighi, Artadokht | VU/F/BETA/S&F/BAC | O2.08W33 | - |  |  |  | 1 | Compaq
EQ010309 | 007728 | Computer Monitor |  | Computer Monitor HP | Hewlett Packard (HP) | Sadighi, Artadokht | VU/F/BETA/S&F/BAC | O2.08W33 | - |  |  |  | 1 | LA2205wg
EQ010308 | FEW M330 | Extension Cable |  | Extension Cable | VU | Sadighi, Artadokht | VU/F/BETA/S&F/BAC | O2.08W33 | - |  |  |  | 1
EQ010307 | 009697 | Extension Cable |  | Extension Cable | Kaiser | Sadighi, Artadokht | VU/F/BETA/S&F/BAC | O2.08W33 | - |  |  |  | 1
EQ010306 |  | Fraction Collector |  | Microfraction Collector | LC Packings | Sadighi, Artadokht | VU/F/BETA/S&F/BAC | O2.08W33 | - |  |  |  | 1 | Robot
EQ010305 |  | Fraction Collector |  | Microfraction Collector | LC Packings | Sadighi, Artadokht | VU/F/BETA/S&F/BAC | O2.08W33 | - |  |  |  | 1 | Robot
EQ010304 | 016952 | Computer |  | PC HP | Hewlett Packard (HP) | Sadighi, Artadokht | VU/F/BETA/S&F/BAC | O2.08W33 | - |  |  |  | 1 | Compaq
EQ010303 |  | Computer Monitor |  | Computer Monitor HP | Hewlett Packard (HP) | Sadighi, Artadokht | VU/F/BETA/S&F/BAC | O2.08W33 | - |  |  |  | 1 | LA2205wg
EQ010302 |  | Data Acquisition Instrument |  | USB DAQ 12-BIT | VU | Sadighi, Artadokht | VU/F/BETA/S&F/BAC | O2.08W33 | - |  |  |  | 1 | 20069102
EQ010301 | 003014; B | Liquid Chromatograph |  | Liquid Chromatograph | Shimadzu | Sadighi, Artadokht | VU/F/BETA/S&F/BAC | O2.08W33 | - |  |  |  | 1 | LC-20AD
EQ010300 | 009826; A | Liquid Chromatograph |  | Liquid Chromatograph | Shimadzu | Sadighi, Artadokht | VU/F/BETA/S&F/BAC | O2.08W33 | - |  |  |  | 1 | LC-20AD
EQ010299 | 008396 | UV/VIS Detector |  | UV/Vis Detector | Shimadzu | Sadighi, Artadokht | VU/F/BETA/S&F/BAC | O2.08W33 | - |  |  |  | 1 | SPD-20A
EQ010298 | 011576 | Extension Cable |  | Extension Cable | Brennenstuhl | Sadighi, Artadokht | VU/F/BETA/S&F/BAC | O2.08W33 | - |  |  |  | 1
EQ010297 | 001369 | Column Oven |  | Column Oven | Spark | Sadighi, Artadokht | VU/F/BETA/S&F/BAC | O2.08W33 | - |  |  |  | 1 | Mistral; Separations
EQ010296 | 007040 | Column Oven |  | Column Oven | Spark | Sadighi, Artadokht | VU/F/BETA/S&F/BAC | O2.08W33 | - |  |  |  | 1 | Mistral
EQ010295 | 009824; O34B | UV/VIS Detector |  | UV/Vis Detector | Shimadzu | Sadighi, Artadokht | VU/F/BETA/S&F/BAC | O2.08W33 | - |  |  |  | 1 | SPD-20A
EQ010294 | 009754; B | Liquid Chromatograph |  | Liquid Chromatograph | Shimadzu | Sadighi, Artadokht | VU/F/BETA/S&F/BAC | O2.08W33 | - |  |  |  | 1 | LC-20AD
EQ010293 | 009575 | Liquid Chromatograph |  | Liquid Chromatograph | Shimadzu | Sadighi, Artadokht | VU/F/BETA/S&F/BAC | O2.08W33 | - |  |  |  | 1 | LC-20AD
EQ010292 | 009567; 173 | Column Oven |  | Column Oven | Spark | Sadighi, Artadokht | VU/F/BETA/S&F/BAC | O2.08W33 | - |  |  |  | 1 | Mistral
EQ010291 |  | Data Acquisition Instrument |  | USB DAQ 14-BIT | VU | Sadighi, Artadokht | VU/F/BETA/S&F/BAC | O2.08W33 | - |  |  |  | 1 | 2002961-01
EQ010290 |  | Computer Monitor |  | Computer Monitor HP | Hewlett Packard (HP) | Sadighi, Artadokht | VU/F/BETA/S&F/BAC | O2.08W33 | - |  |  |  | 1 | LA2205wg
EQ010289 | PC-017336 | Computer |  | HP Computer | Hewlett Packard (HP) | Sadighi, Artadokht | VU/F/BETA/S&F/BAC | O2.08W33 | - |  |  |  | 1 | HP Compaq 6200 Pro Small Form Factor
EQ010288 |  | Pipette |  | Multichannel Pipette P20 | Gilson | Sadighi, Artadokht | VU/F/BETA/S&F/BAC | O2.08W33 | - |  |  |  | 1 | Pipetman
EQ010287 | 362; Green Tape | Pipette |  | Pipette P5000 | Gilson | Sadighi, Artadokht | VU/F/BETA/S&F/BAC | O2.08W33 | - |  |  |  | 1 | Pipetman
EQ010286 |  | Computer |  | PC Lenovo | Lenovo | Sadighi, Artadokht | VU/F/BETA/S&F/BAC | O2.08W33 | - |  |  |  | 1 | MT-M 8113-DA1
EQ010285 | CE8 | Computer |  | PC ThinkCentre | ThinkCentre | Sadighi, Artadokht | VU/F/BETA/S&F/BAC | O2.08W33 | - |  |  |  | 1 | M Series
EQ010284 |  | Computer Monitor |  | Computer Monitor Dell | Dell | Sadighi, Artadokht | VU/F/BETA/S&F/BAC | O2.08W33 | - |  |  |  | 1
EQ010283 |  | Extension Cable |  | Extension Cable | VU | Sadighi, Artadokht | VU/F/BETA/S&F/BAC | O2.08W33 | - |  |  |  | 1
EQ010282 |  | Extension Cable |  | Extension Cable | Kaiser | Sadighi, Artadokht | VU/F/BETA/S&F/BAC | O2.08W33 | - |  |  |  | 1
EQ010281 | 009552 | Electrophoresis device |  | P/ACE MDQ Electrophoresis System | Beckman Coulter | Sadighi, Artadokht | VU/F/BETA/S&F/BAC | O2.08W33 | - |  |  |  | 1 | 144002; P/ACE MDQ Capillary Electrophoresis System
EQ010280 |  | Extension Cable |  | Extension Cable | Brennenstuhl | Sadighi, Artadokht | VU/F/BETA/S&F/BAC | O2.08W33 | - |  |  |  | 1 | B-136-S DE 3676 V3
EQ010279 | 041067 | Computer |  | PC HP | Hewlett Packard (HP) | Sadighi, Artadokht | VU/F/BETA/S&F/BAC | O2.08W33 | - |  |  |  | 1
EQ010278 |  | Computer Monitor |  | Computer Monitor Asus | Asus | Sadighi, Artadokht | VU/F/BETA/S&F/BAC | O2.08W33 | - |  |  |  | 1
EQ010277 |  | HPLC Pump |  | High Speed Pump | Agilent | Sadighi, Artadokht | VU/F/BETA/S&F/BAC | O2.08W33 | - |  |  |  | 1 | 1290 High Speed Pump
EQ010276 |  | Variable Wavelength Detector (VWD) |  | Variable Wavelength Detector | Agilent | Sadighi, Artadokht | VU/F/BETA/S&F/BAC | O2.08W33 | - |  |  |  | 1 | 1290 VWD
EQ010275 |  | Autosampler |  | Autosampler | Agilent | Sadighi, Artadokht | VU/F/BETA/S&F/BAC | O2.08W33 | - |  |  |  | 1 | 1290 Vial Sampler
EQ010274 |  | Noise Reducer |  | Noise Reduction Enclosure | MS Noise | Sadighi, Artadokht | VU/F/BETA/S&F/BAC | O2.08W33 | - |  |  |  | 1 | MS Noise
EQ010273 |  | Mass Spectrometer |  | Mass Spectrometer | Sciex | Sadighi, Artadokht | VU/F/BETA/S&F/BAC | O2.08W33 | - |  |  |  | 1 | Zeno TOF 7600
EQ010272 |  | Computer |  | PC Sciex | Sciex | Sadighi, Artadokht | VU/F/BETA/S&F/BAC | O2.08W33 | - |  |  |  | 1 | Sciex Workstation
EQ010271 |  | Computer Monitor |  | Computer Monitor Dell | Dell | Sadighi, Artadokht | VU/F/BETA/S&F/BAC | O2.08W33 | - |  |  |  | 1
EQ010270 |  | Centrifuge |  | Mini Centrifuge | Labnet | Sadighi, Artadokht | VU/F/BETA/S&F/BAC | O2.08W33 | - |  |  |  | 1 | Prism Mini
EQ010269 | 003844; 82 | Vortex |  | Vortex | VWR | Sadighi, Artadokht | VU/F/BETA/S&F/BAC | O2.08W33 | - |  |  |  | 1
EQ010268 |  | Rotator |  | Programmable Multi-Rotator | Biosan | Sadighi, Artadokht | VU/F/BETA/S&F/BAC | O2.08W33 | - |  |  |  | 1 | Multi Bio RS-24
EQ010267 | 007698 | Block Heater |  | Dry Block Heating Thermostat | Biosan | Sadighi, Artadokht | VU/F/BETA/S&F/BAC | O2.08W33 | - |  |  |  | 1 | Bio TDB-100
EQ010266 |  | Reagent Dispenser |  | Reagent Dispenser | Thermo Fisher Scientific | Sadighi, Artadokht | VU/F/BETA/S&F/BAC | O2.08W33 | - |  |  |  | 1 | Multidrop 384 / 832
EQ010265 | Bibro-815; 8W33-101 | Freezer |  | Freezer | Liebherr | Sadighi, Artadokht | VU/F/BETA/S&F/BAC | O2.08W33 | - |  |  |  | 1 | Comfort
EQ010264 | Bibro-976; 8W33-301 | Fridge |  | Fridge | Liebherr | Sadighi, Artadokht | VU/F/BETA/S&F/BAC | O2.08W33 | - |  |  |  | 1 | MedLine
EQ010263 | 015596 | Computer Monitor |  | Computer Monitor HP | Hewlett Packard (HP) | Sadighi, Artadokht | VU/F/BETA/S&F/BAC | O2.08W33 | - |  |  |  | 1 | Compaq LA2205wg
EQ010262 | 015503; 009693 | Computer |  | PC HP | Hewlett Packard (HP) | Sadighi, Artadokht | VU/F/BETA/S&F/BAC | O2.08W33 | - |  |  |  | 1
EQ010261 |  | Reagent Dispenser |  | Microplate Dispenser | Thermo Fisher Scientific | Sadighi, Artadokht | VU/F/BETA/S&F/BAC | O2.08W33 | - |  |  |  | 1 | Multidrop Combi 838
EQ010260 | 011569 | Extension Cable |  | Extension Cable | VU | Sadighi, Artadokht | VU/F/BETA/S&F/BAC | O2.08W33 | - |  |  |  | 1
EQ010259 | 042505 | Computer |  | PC HP | Hewlett Packard (HP) | Sadighi, Artadokht | VU/F/BETA/S&F/BAC | O2.08W33 | - |  |  |  | 1
EQ010258 |  | Computer Monitor |  | Bruikbaar nummer | Dell | Limburg, Rob | VU/F/BETA/TC/Electronica | WN.P043 | - |  |  |  | 0
EQ010257 |  | Computer Monitor |  | Computer Monitor HP | Hewlett Packard (HP) | Sadighi, Artadokht | VU/F/BETA/S&F/BAC | O2.08W33 | - |  |  |  | 1 | Compaq LA2205wg
EQ010256 | 003016; KA251 | Extension Cable |  | Extension Cable | Kaiser | Sadighi, Artadokht | VU/F/BETA/S&F/BAC | O2.08W33 | - |  |  |  | 1
EQ010255 |  | Microplate reader |  | Multimode Microplate Reader | Thermo Fisher Scientific | Sadighi, Artadokht | VU/F/BETA/S&F/BAC | O2.08W33 | - |  |  |  | 1 | Varioskan Lux
EQ010254 |  | Reagent Dispenser |  | Reagent Dispenser | Thermo Fisher Scientific | Sadighi, Artadokht | VU/F/BETA/S&F/BAC | O2.08W33 | - |  |  |  | 1 | Multidrop 384
EQ010253 | 009801 | Peristaltic Pump |  | CO2 Delivery Pump | Jasco | Sadighi, Artadokht | VU/F/BETA/S&F/BAC | O2.08W33 | - |  |  |  | 1 | PU-2080-CO2 Plus
EQ010252 | 009801 | Gas Chromatograph |  | Gas Chromatograph | Hewlett Packard (HP) | Sadighi, Artadokht | VU/F/BETA/S&F/BAC | O2.08W33 | - |  |  |  | 1 | HP 6890 Series
EQ010251 | 010936 | Power Supply |  | Power Supply | CTC Analytics | Sadighi, Artadokht | VU/F/BETA/S&F/BAC | O2.08W33 | - |  |  |  | 1 | MN 01-02
EQ010250 |  | Autosampler |  | Autosampler PAL | Da Vinci Laboratory Solutions | Sadighi, Artadokht | VU/F/BETA/S&F/BAC | O2.08W33 | - |  |  |  | 1 | PAL System
EQ010249 |  | Temperature Control Module |  | Temperature Controller Unit | Da Vinci Laboratory Solutions | Sadighi, Artadokht | VU/F/BETA/S&F/BAC | O2.08W33 | - |  |  |  | 1 | DVLS Temperature Controller
EQ010248 |  | Multiple wavelength detector (MWD) |  | Mass Selective Detector | Agilent | Sadighi, Artadokht | VU/F/BETA/S&F/BAC | O2.08W33 | - |  |  |  | 1 | 5977E MSD
EQ010247 | 010935 | Gas Chromatograph |  | Gas Chromatograph | Agilent | Sadighi, Artadokht | VU/F/BETA/S&F/BAC | O2.08W33 | - |  |  |  | 1 | 7820A
EQ010246 | 011739 | Extension Cable |  | Extension Cable | VU | Sadighi, Artadokht | VU/F/BETA/S&F/BAC | O2.08W33 | - |  |  |  | 1
EQ010245 | 011571 | Extension Cable |  | Extension Cable | VU | Sadighi, Artadokht | VU/F/BETA/S&F/BAC | O2.08W33 | - |  |  |  | 1
EQ010244 |  | Computer Monitor |  | Computer Monitor HP | Hewlett Packard (HP) | Sadighi, Artadokht | VU/F/BETA/S&F/BAC | O2.08W33 | - |  |  |  | 1 | Z Display
EQ010243 |  | Power/Energy Meter |  | three-phase field direction indicator | Benning | Limburg, Rob | VU/F/BETA/TC/Electronica | WN.P043 | - |  |  |  | 1 | Tritest Pro
EQ010242 |  | Vacuum Pump |  | Vacuum Pump | Pfeiffer | Sadighi, Artadokht | VU/F/BETA/S&F/BAC | O2.08W33 | - |  |  |  | 1 | Duo Line
EQ010241 | 009796; 240 | Liquid Chromatograph |  | Liquid Chromatograph | Shimadzu | Sadighi, Artadokht | VU/F/BETA/S&F/BAC | O2.08W33 | - |  |  |  | 1 | LC-10Ai
EQ010240 | 009797; 240 | Liquid Chromatograph |  | Liquid Chromatograph | Shimadzu | Sadighi, Artadokht | VU/F/BETA/S&F/BAC | O2.08W33 | - |  |  |  | 1 | LC-10Ai
EQ010239 |  | Computer |  | PC HP | Hewlett Packard (HP) | Sadighi, Artadokht | VU/F/BETA/S&F/BAC | O2.08W33 | - |  |  |  | 1 | HP Z230
EQ010238 | 004546 | Hot Plate |  | Hot Plate Magnetic Stirrer | Heidolph | Sadighi, Artadokht | VU/F/BETA/S&F/BAC | O2.08W33 | - |  |  |  | 1 | MR 3001K
EQ010237 | 010959 | Hot Plate |  | Hot Plate Magnetic Stirrer | IKA | Sadighi, Artadokht | VU/F/BETA/S&F/BAC | O2.08W33 | - |  |  |  | 1 | RCT Basic
EQ010236 |  | Data Acquisition Instrument |  | USB DAQ 14-BIT | VU | Sadighi, Artadokht | VU/F/BETA/S&F/BAC | O2.08W33 | - |  |  |  | 1 | 20069102
EQ010235 |  | Computer |  | PC HP | Hewlett Packard (HP) | Sadighi, Artadokht | VU/F/BETA/S&F/BAC | O2.08W33 | - |  |  |  | 1 | HP Compaq
EQ010234 |  | Computer |  | PC HP | Hewlett Packard (HP) | Sadighi, Artadokht | VU/F/BETA/S&F/BAC | O2.08W33 | - |  |  |  | 1 | HP Compaq
EQ010233 |  | Computer |  | PC HP | Hewlett Packard (HP) | Sadighi, Artadokht | VU/F/BETA/S&F/BAC | O2.08W33 | - |  |  |  | 1 | HP Compaq
EQ010232 |  | Computer |  | PC HP | Hewlett Packard (HP) | Sadighi, Artadokht | VU/F/BETA/S&F/BAC | O2.08W33 | - |  |  |  | 1 | HP Compaq
EQ010231 |  | UV/VIS Detector |  | UV/Vis Detector | Shimadzu | Sadighi, Artadokht | VU/F/BETA/S&F/BAC | O2.08W33 | - |  |  |  | 1 | SPD-10A VP
EQ010230 | 009813 | Liquid Chromatograph |  | Liquid Chromatograph | Shimadzu | Sadighi, Artadokht | VU/F/BETA/S&F/BAC | O2.08W33 | - |  |  |  | 1 | LC-10AD SP
EQ010229 | 009749 | Liquid Chromatograph |  | Liquid Chromatograph | Shimadzu | Sadighi, Artadokht | VU/F/BETA/S&F/BAC | O2.08W33 | - |  |  |  | 1 | LC-10AD VP
EQ010228 | 009761 | Liquid Chromatograph |  | Liquid Chromatograph | Shimadzu | Sadighi, Artadokht | VU/F/BETA/S&F/BAC | O2.08W33 | - |  |  |  | 1 | LC-20AT
EQ010227 | 009760 | Liquid Chromatograph |  | Liquid Chromatograph | Shimadzu | Sadighi, Artadokht | VU/F/BETA/S&F/BAC | O2.08W33 | - |  |  |  | 1 | LC-20AT
EQ010226 |  | Data Acquisition Instrument |  | USB DAQ 14-BIT | VU | Sadighi, Artadokht | VU/F/BETA/S&F/BAC | O2.08W33 | - |  |  |  | 1 | 20069102
EQ010225 | 11 | Data Acquisition Instrument |  | USB DAQ 14-BIT | VU | Sadighi, Artadokht | VU/F/BETA/S&F/BAC | O2.08W33 | - |  |  |  | 1 | 20069102
EQ010224 |  | Data Acquisition Instrument |  | USB DAQ 16-BIT | VU | Sadighi, Artadokht | VU/F/BETA/S&F/BAC | O2.08W33 | - |  |  |  | 1 | 20099101
EQ010223 |  | Data Acquisition Instrument |  | USB DAQ 16-BIT | VU | Sadighi, Artadokht | VU/F/BETA/S&F/BAC | O2.08W33 | - |  |  |  | 1 | 20099101
EQ010222 | 009705 | HPLC System Controller |  | Purification System | Gilson | Sadighi, Artadokht | VU/F/BETA/S&F/BAC | O2.08W33 | - |  |  |  | 1 | Asted XL On-Line Deproteinization
EQ010221 |  | HPLC System Controller |  | HPLC Pump Controller | Separations | Sadighi, Artadokht | VU/F/BETA/S&F/BAC | O2.08W33 | - |  |  |  | 1
EQ010220 | 1; 009822 | Centrifuge |  | Centrifuge 5810 R | Eppendorf | Sadighi, Artadokht | VU/F/BETA/S&F/BAC | O2.08W33 | - |  |  |  | 1 | 5810 R
EQ010219 |  | Pipette |  | Multichannel Pipette 10-200ul | VWR | Sadighi, Artadokht | VU/F/BETA/S&F/BAC | O2.08W31 | - |  |  |  | 1
EQ010218 | Matyas | Pipette |  | Multichannel Pipette P10 | Gilson | Sadighi, Artadokht | VU/F/BETA/S&F/BAC | O2.08W31 | - |  |  |  | 1 | Pipetman
EQ010217 | Matyas | Pipette |  | Multichannel Pipette P200 | Gilson | Sadighi, Artadokht | VU/F/BETA/S&F/BAC | O2.08W31 | - |  |  |  | 1 | Pipetman
EQ010216 |  | Pipette |  | Multichannel Pipette P200 | Gilson | Sadighi, Artadokht | VU/F/BETA/S&F/BAC | O2.08W31 | - |  |  |  | 1 | Pipetman
EQ010215 | Matyas; 514; Yellow Clip | Pipette |  | Pipette P20 | Gilson | Sadighi, Artadokht | VU/F/BETA/S&F/BAC | O2.08W31 | - |  |  |  | 1 | Pipetman
EQ010214 | C 17664 N | Pipette |  | Gilson Pipetman P5000 | Gilson | Sadighi, Artadokht | VU/F/BETA/S&F/BAC | O2.06W33 | - |  |  |  | 1 | Pipetman P5000
EQ010213 | Matyas; 361 | Pipette |  | Pipette P1000 | Gilson | Sadighi, Artadokht | VU/F/BETA/S&F/BAC | O2.08W31 | - |  |  |  | 1 | Pipetman
EQ010212 | Matyas; 513 | Pipette |  | Pipette P10 | Gilson | Sadighi, Artadokht | VU/F/BETA/S&F/BAC | O2.08W31 | - |  |  |  | 1 | Pipetman
EQ010211 | Matyas; 354 | Pipette |  | Pipette P2 | Gilson | Sadighi, Artadokht | VU/F/BETA/S&F/BAC | O2.08W31 | - |  |  |  | 1 | Pipetman
EQ010210 | Matyas | Pipette |  | Pipette P100 | Gilson | Sadighi, Artadokht | VU/F/BETA/S&F/BAC | O2.08W31 | - |  |  |  | 1 | Pipetman
EQ010209 |  | Vacuum Pump |  | Vacuum Pump | Vacuubrand | Sadighi, Artadokht | VU/F/BETA/S&F/BAC | O2.08W31 | - |  |  |  | 1 | PC 3004 Vario
EQ010208 |  | Densitometer |  | Cell Density Meter | Biochrom Ltd. | Sadighi, Artadokht | VU/F/BETA/S&F/BAC | O2.08W31 | - |  |  |  | 1 | Ultrospec 10
EQ010207 | 005976 | Hot Plate |  | Hot Plate Magnetic Stirrer | IKA | Sadighi, Artadokht | VU/F/BETA/S&F/BAC | O2.08W31 | - |  |  |  | 1 | RCT B
EQ010206 |  | Incubator |  | Incubator | Thermo Fisher Scientific | Sadighi, Artadokht | VU/F/BETA/S&F/BAC | O2.08W31 | - |  |  |  | 1 | HeraCell 240
EQ010205 | Bibro-788 | Fridge |  | Fridge | Liebherr | Sadighi, Artadokht | VU/F/BETA/S&F/BAC | O2.08W31 | - |  |  |  | 1 | Comfort
EQ010204 | Bibro-975; 8W31-301 | Fridge |  | Fridge | Liebherr | Sadighi, Artadokht | VU/F/BETA/S&F/BAC | O2.08W31 | - |  |  |  | 1 | MedLine
EQ010203 | 011561 | Water Bath |  | Hot Water Bath | GFL | Sadighi, Artadokht | VU/F/BETA/S&F/BAC | O2.08W31 | - |  |  |  | 1
EQ010202 |  | Hot Plate |  | Hot Plate Magnetic Stirrer | IKA | Sadighi, Artadokht | VU/F/BETA/S&F/BAC | O2.08W31 | - |  |  |  | 1 | RH Basic 2
EQ010201 |  | Multi channel pipet |  | Multichannel Pipette P200 8 Channel | Gilson | Sadighi, Artadokht | VU/F/BETA/S&F/BAC | O2.07W33 | - |  |  |  | 1 | Pipetman
EQ010200 |  | Pipette |  | Pipette P1000 | Eppendorf | Sadighi, Artadokht | VU/F/BETA/S&F/BAC | O2.07W33 | - |  |  |  | 1 | Research plus
EQ010199 |  | Pipette |  | Pipette P100 | Eppendorf | Sadighi, Artadokht | VU/F/BETA/S&F/BAC | O2.07W33 | - |  |  |  | 1 | Research plus
EQ010198 |  | Pipette |  | Pipette P200 | Eppendorf | Sadighi, Artadokht | VU/F/BETA/S&F/BAC | O2.07W33 | - |  |  |  | 1 | Research plus
EQ010197 |  | Pipette |  | Pipette P20 | Eppendorf | Sadighi, Artadokht | VU/F/BETA/S&F/BAC | O2.07W33 | - |  |  |  | 1 | Research plus
EQ010196 |  | Pipette |  | Pipette P1000 | Eppendorf | Sadighi, Artadokht | VU/F/BETA/S&F/BAC | O2.07W33 | - |  |  |  | 1 | Research plus
EQ010195 |  | Pipette |  | Pipette P10 | Eppendorf | Sadighi, Artadokht | VU/F/BETA/S&F/BAC | O2.07W33 | - |  |  |  | 1 | Research plus
EQ010194 |  | Fraction Collector |  | Fraction Collector | Gilson | Sadighi, Artadokht | VU/F/BETA/S&F/BAC | O2.07W33 | - |  |  |  | 1 | FC 204
EQ010193 | 010938 | Vacuum Pump |  | Vacuum Pump | Edwards | Sadighi, Artadokht | VU/F/BETA/S&F/BAC | O2.07W33 | - |  |  |  | 1 | 28
EQ010192 | 009712 | Vacuum Pump |  | Vacuum Pump | Edwards | Sadighi, Artadokht | VU/F/BETA/S&F/BAC | O2.07W33 | - |  |  |  | 1 | 28
EQ010191 |  | Multiple wavelength detector (MWD) |  | Light Scattering Detector | Shimadzu | Sadighi, Artadokht | VU/F/BETA/S&F/BAC | O2.07W33 | - |  |  |  | 1 | Low Temperature Evaporative LSD
EQ010190 |  | Computer Monitor |  | HP Monitor | Hewlett Packard (HP) | Sadighi, Artadokht | VU/F/BETA/S&F/BAC | O2.07W33 | - |  |  |  | 1
EQ010189 |  | Temperature Control Module |  | Temperature Controller | VU | Sadighi, Artadokht | VU/F/BETA/S&F/BAC | O2.07W33 | - |  |  |  | 1 | Fractiomate-TLC Temperature Controller
EQ010188 | Green | Computer |  | Dell Computer | Dell | Sadighi, Artadokht | VU/F/BETA/S&F/BAC | O2.07W33 | - |  |  |  | 1 | Optiplex 7010
EQ010187 | 011572 | Extension Cable |  | Extension Cable | VU | Sadighi, Artadokht | VU/F/BETA/S&F/BAC | O2.07W33 | - |  |  |  | 1
EQ010186 |  | HPLC System |  | Liquid Chromatograph | Shimadzu | Sadighi, Artadokht | VU/F/BETA/S&F/BAC | O2.07W33 | - |  |  |  | 1 | LC 10Ai
EQ010185 | 009683 | HPLC System |  | Liquid Chromatograph | Shimadzu | Sadighi, Artadokht | VU/F/BETA/S&F/BAC | O2.07W33 | - |  |  |  | 1 | LC 20AD
EQ010184 | 72; 003488 | Mass Spectrometer |  | Waters Q-Tof | Waters | Sadighi, Artadokht | VU/F/BETA/S&F/BAC | O2.07W33 | - |  |  |  | 1 | Q-Tof global
EQ010183 |  | Computer Monitor |  | HP Monitor | Hewlett Packard (HP) | Sadighi, Artadokht | VU/F/BETA/S&F/BAC | O2.07W33 | - |  |  |  | 1 | LA2405x
EQ010182 |  | TLC Visualiser |  | TLC Visualiser | Camag | Sadighi, Artadokht | VU/F/BETA/S&F/BAC | O2.07W33 | - |  |  |  | 0
EQ010181 |  | Computer |  | Lenovo Computer | Lenovo | Sadighi, Artadokht | VU/F/BETA/S&F/BAC | O2.07W33 | - |  |  |  | 0 | ThinkCentre
EQ010180 |  | Computer Monitor |  | Philips Monitor | Philips | Sadighi, Artadokht | VU/F/BETA/S&F/BAC | O2.07W33 | - |  |  |  | 0 | 170S
EQ010179 |  | TLC Scanner |  | TLC Scanner | Camag | Sadighi, Artadokht | VU/F/BETA/S&F/BAC | O2.07W33 | - |  |  |  | 0 | TLC Scanner 3
EQ010178 | Green | Chromatography Interface |  | Interface Module | Gilson | Sadighi, Artadokht | VU/F/BETA/S&F/BAC | O2.07W33 | - |  |  |  | 1 | 606C
EQ010177 | PC-016973 | Computer |  | HP Computer | Hewlett Packard (HP) | Sadighi, Artadokht | VU/F/BETA/S&F/BAC | O2.07W33 | - |  |  |  | 1 | HP Compaq 6200 Pro Small Form Factor
EQ010176 | 009595 | HPLC System |  | Liquid Chromatograph | Shimadzu | Sadighi, Artadokht | VU/F/BETA/S&F/BAC | O2.07W33 | - |  |  |  | 1 | LC 20AB
EQ010175 |  | Column Oven |  | Column Oven | Shimadzu | Sadighi, Artadokht | VU/F/BETA/S&F/BAC | O2.07W33 | - |  |  |  | 1 | CTO-10AC VP
EQ010174 |  | Autosampler |  | LC Autosampler | Shimadzu | Sadighi, Artadokht | VU/F/BETA/S&F/BAC | O2.07W33 | - |  |  |  | 1 | Prominence SIL-20AC
EQ010173 |  | UV/VIS Detector |  | UV/Vis Detector | Shimadzu | Sadighi, Artadokht | VU/F/BETA/S&F/BAC | O2.07W33 | - |  |  |  | 1 | Prominence SPD-20A
EQ010172 | 009677; Green; 105 | HPLC System |  | Liquid Chromatograph | Shimadzu | Sadighi, Artadokht | VU/F/BETA/S&F/BAC | O2.07W33 | - |  |  |  | 1 | LC 10Ai
EQ010171 | 009677; Green; 105 | HPLC System |  | Liquid Chromatograph | Shimadzu | Sadighi, Artadokht | VU/F/BETA/S&F/BAC | O2.07W33 | - |  |  |  | 1 | LC 10Ai
EQ010170 |  | Cooling Unit |  | Chiller | Van der Heijden labortechnik GmbH | Sadighi, Artadokht | VU/F/BETA/S&F/BAC | O2.07W33 | - |  |  |  | 1
EQ010169 | BIBRO-797; 7W33-101 | Fridge |  | Refridgerator | Liebherr | Sadighi, Artadokht | VU/F/BETA/S&F/BAC | O2.07W33 | - |  |  |  | 1 | Comfort
EQ010168 | BIBRO-978; 7W33-301; LKexv 3910-22A F30 | Fridge |  | Refridgerator | Liebherr | Sadighi, Artadokht | VU/F/BETA/S&F/BAC | O2.07W33 | - |  |  |  | 1 | MediLine
EQ010167 | 011577 | Extension Cable |  | Extension Cable | VU | Sadighi, Artadokht | VU/F/BETA/S&F/BAC | O2.07W33 | - |  |  |  | 1
EQ010166 |  | Computer |  | HP Computer | Hewlett Packard (HP) | Sadighi, Artadokht | VU/F/BETA/S&F/BAC | O2.07W33 | - |  |  |  | 1 | EliteDesk
EQ010165 |  | Computer Monitor |  | HP Monitor | Hewlett Packard (HP) | Sadighi, Artadokht | VU/F/BETA/S&F/BAC | O2.07W33 | - |  |  |  | 1
EQ010164 | 004970 | Column Oven |  | Column Oven | Shimadzu | Sadighi, Artadokht | VU/F/BETA/S&F/BAC | O2.07W33 | - |  |  |  | 1 | CTO-10AC VP
EQ010163 |  | HPLC Pump |  | Agilent Flexible Pump | Agilent | Sadighi, Artadokht | VU/F/BETA/S&F/BAC | O2.07W33 | - |  |  |  | 1 | Infinity II 1260 G7104A
EQ010162 |  | HPLC Pump |  | Agilent Flexible Pump | Agilent | Sadighi, Artadokht | VU/F/BETA/S&F/BAC | O2.07W33 | - |  |  |  | 1 | Infinity II 1260 G7104A
EQ010161 |  | Autosampler |  | Agilent Multisampler | Agilent | Sadighi, Artadokht | VU/F/BETA/S&F/BAC | O2.07W33 | - |  |  |  | 1 | Infinity II 1260 G7167B
EQ010160 | 009901; 1330 | HPLC Pump |  | Agilent NanoPump | Agilent | Sadighi, Artadokht | VU/F/BETA/S&F/BAC | O2.07W33 | - |  |  |  | 1 | 1100 Series G2226A
EQ010159 | 004677 | Degasser |  | Degasser | Separations | Sadighi, Artadokht | VU/F/BETA/S&F/BAC | O2.07W33 | - |  |  |  | 1 | GT-103
EQ010158 |  | UV/VIS Detector |  | Agilent ELSD | Agilent | Sadighi, Artadokht | VU/F/BETA/S&F/BAC | O2.07W33 | - |  |  |  | 1 | Infinity II 1260 G7102A
EQ010157 |  | Flow Controller |  | Flow Controller | Brooks Instrument | Sadighi, Artadokht | VU/F/BETA/S&F/BAC | O2.07W33 | - |  |  |  | 1 | 5876
EQ010156 | Green | Chromatography Interface |  | Interface Module | Gilson | Sadighi, Artadokht | VU/F/BETA/S&F/BAC | O2.07W33 | - |  |  |  | 1 | 606C
EQ010155 | 011438 | Extractors |  | Solid Phase Extractor | Gilson | Sadighi, Artadokht | VU/F/BETA/S&F/BAC | O2.07W33 | - |  |  |  | 1 | Aspec XL
EQ010154 |  | Autosampler |  | LC Autosampler | Shimadzu | Sadighi, Artadokht | VU/F/BETA/S&F/BAC | O2.07W33 | - |  |  |  | 1 | Prominence SIL-20AC
EQ010153 |  | UV/VIS Detector |  | UV/Vis Detector | Shimadzu | Sadighi, Artadokht | VU/F/BETA/S&F/BAC | O2.07W33 | - |  |  |  | 1 | Prominence SPD-20A
EQ010152 |  | HPLC System |  | Liquid Chromatograph | Shimadzu | Sadighi, Artadokht | VU/F/BETA/S&F/BAC | O2.07W33 | - |  |  |  | 1 | Prominence LC 20AB
EQ010151 | 005403 | Column Oven |  | Column Oven | Shimadzu | Sadighi, Artadokht | VU/F/BETA/S&F/BAC | O2.07W33 | - |  |  |  | 1 | CTO-10AC VP
EQ010150 | 010398; 50 | Thermostat |  | Agilent Autosampler Thermostat | Agilent | Sadighi, Artadokht | VU/F/BETA/S&F/BAC | O2.07W33 | - |  |  |  | 1 | 1200 Series G1329A
EQ010149 | 010399; 51 | HPLC Pump |  | Agilent Iso Pump | Agilent | Sadighi, Artadokht | VU/F/BETA/S&F/BAC | O2.07W33 | - |  |  |  | 1 | 1200 Series G1310A
EQ010148 | 011725 | Extension Cable |  | Extension Cable | Kema Keur | Sadighi, Artadokht | VU/F/BETA/S&F/BAC | O2.07W33 | - |  |  |  | 1
EQ010147 |  | Syringe Pump |  | Syringe Pump | New Era Pump Systems | Sadighi, Artadokht | VU/F/BETA/S&F/BAC | O2.07W33 | - |  |  |  | 1
EQ010146 |  | Mass Spectrometer |  | Bruker Impact II MS | Bruker | Sadighi, Artadokht | VU/F/BETA/S&F/BAC | O2.07W33 | - |  |  |  | 1 | Impact II
EQ010145 |  | Computer |  | HP Computer | Hewlett Packard (HP) | Sadighi, Artadokht | VU/F/BETA/S&F/BAC | O2.07W33 | - |  |  |  | 1 | Z4
EQ010144 |  | Computer Monitor |  | HP Monitor | Hewlett Packard (HP) | Sadighi, Artadokht | VU/F/BETA/S&F/BAC | O2.07W33 | - |  |  |  | 1
EQ010143 |  | Printer |  | Laserprinter | Hewlett Packard (HP) | Sadighi, Artadokht | VU/F/BETA/S&F/BAC | O2.07W33 | - |  |  |  | 1 | Laserjet P3015
EQ010142 | 009672 | Mass Spectrometer |  | CE-MS | Beckman Coulter | Sadighi, Artadokht | VU/F/BETA/S&F/BAC | O2.07W33 | - |  |  |  | 1 | CESI 8000
EQ010141 | 012042 | Computer |  | Dell Computer | Dell | Sadighi, Artadokht | VU/F/BETA/S&F/BAC | O2.07W33 | - |  |  |  | 1 | Optiplex 990
EQ010140 |  | Variable Wavelength Detector (VWD) |  | Agilent VWD | Agilent | Sadighi, Artadokht | VU/F/BETA/S&F/BAC | O2.07W33 | - |  |  |  | 1 | 1260 Infinity II G7114A
EQ010139 |  | Thermostat |  | Agilent Multicolumn Thermostat | Agilent | Sadighi, Artadokht | VU/F/BETA/S&F/BAC | O2.07W33 | - |  |  |  | 1 | 1260 Infinity II G7116A
EQ010138 |  | Autosampler |  | Agilent Multisampler | Agilent | Sadighi, Artadokht | VU/F/BETA/S&F/BAC | O2.07W33 | - |  |  |  | 1 | 1260 Infinity II G7167A
EQ010137 |  | HPLC Pump |  | Agilent Flexible Pump | Agilent | Sadighi, Artadokht | VU/F/BETA/S&F/BAC | O2.07W33 | - |  |  |  | 1 | 1260 Infinity II G7104C
EQ010136 |  | Computer Monitor |  | HP Monitor | Hewlett Packard (HP) | Sadighi, Artadokht | VU/F/BETA/S&F/BAC | O2.07W33 | - |  |  |  | 1
EQ010135 |  | Computer |  | HP Computer | Hewlett Packard (HP) | Sadighi, Artadokht | VU/F/BETA/S&F/BAC | O2.07W33 | - |  |  |  | 1
EQ010134 |  | Refractometer |  | Triple Detector Array | Viscotek | Sadighi, Artadokht | VU/F/BETA/S&F/BAC | O2.07W33 | - |  |  |  | 1 | TDA 302
EQ010133 | 36 | Column Oven |  | Column Oven | Shimadzu | Sadighi, Artadokht | VU/F/BETA/S&F/BAC | O2.07W33 | - |  |  |  | 1 | CTO-10AC VP
EQ010132 | LC_14 | Autosampler |  | GPCmax Sampling Module | Viscotek | Sadighi, Artadokht | VU/F/BETA/S&F/BAC | O2.07W33 | - |  |  |  | 1 | GPCmax VE 2001
EQ010131 | Green | Computer |  | HP Computer | Hewlett Packard (HP) | Sadighi, Artadokht | VU/F/BETA/S&F/BAC | O2.07W33 | - |  |  |  | 1 | HP220
EQ010130 |  | Computer Monitor |  | HP Monitor | Hewlett Packard (HP) | Sadighi, Artadokht | VU/F/BETA/S&F/BAC | O2.07W33 | - |  |  |  | 1 | LA2205wg
EQ010129 |  | Computer |  | HP Computer | Hewlett Packard (HP) | Sadighi, Artadokht | VU/F/BETA/S&F/BAC | O2.07W33 | - |  |  |  | 1 | Z440
EQ010128 | 020194 | Computer |  | HP Computer | Hewlett Packard (HP) | Sadighi, Artadokht | VU/F/BETA/S&F/BAC | O2.07W33 | - |  |  |  | 1 | Workstation xw6200
EQ010127 |  | Computer Monitor |  | HP Monitor | Hewlett Packard (HP) | Sadighi, Artadokht | VU/F/BETA/S&F/BAC | O2.07W33 | - |  |  |  | 1 | LP2065
EQ010126 |  | Printer |  | Laserprinter | Hewlett Packard (HP) | Sadighi, Artadokht | VU/F/BETA/S&F/BAC | O2.07W33 | - |  |  |  | 1 | Laserjet Enterprise m507
EQ010125 | PhD Set 2; White; 349 | Pipette |  | Pipette P10 | Gilson | Sadighi, Artadokht | VU/F/BETA/S&F/BAC | O2.06W31 | - |  |  |  | 1 | Pipetman
EQ010124 | PhD Set 2; White | Pipette |  | Pipette P2 | Gilson | Sadighi, Artadokht | VU/F/BETA/S&F/BAC | O2.06W31 | - |  |  |  | 1 | Pipetman
EQ010123 | PhD Set 2; White; 306 | Pipette |  | Pipette P20 | Gilson | Sadighi, Artadokht | VU/F/BETA/S&F/BAC | O2.06W31 | - |  |  |  | 1 | Pipetman
EQ010122 | PhD Set 2; White; 352 | Pipette |  | Pipette P1000 | Gilson | Sadighi, Artadokht | VU/F/BETA/S&F/BAC | O2.06W31 | - |  |  |  | 1 | Pipetman
EQ010121 | PhD Set 2; White; 395 | Pipette |  | Pipette P2 | Gilson | Sadighi, Artadokht | VU/F/BETA/S&F/BAC | O2.06W31 | - |  |  |  | 1 | Pipetman
EQ010120 | PhD Set 2; White; 301 | Pipette |  | Pipette P100 | Gilson | Sadighi, Artadokht | VU/F/BETA/S&F/BAC | O2.06W31 | - |  |  |  | 1 | Pipetman
EQ010119 | PhD Set 2; White | Pipette |  | Pipette P200 | Gilson | Sadighi, Artadokht | VU/F/BETA/S&F/BAC | O2.06W31 | - |  |  |  | 1 | Pipetman
EQ010118 | Yellow; 398 | Pipette |  | Pipette P10 | Gilson | Sadighi, Artadokht | VU/F/BETA/S&F/BAC | O2.06W33 | - |  |  |  | 1 | Pipetman
EQ010117 | Yellow; 173 | Pipette |  | Pipette P5000 | Gilson | Sadighi, Artadokht | VU/F/BETA/S&F/BAC | O2.06W33 | - |  |  |  | 1 | Pipetman
EQ010116 | Yellow; 516 | Pipette |  | Pipette P100 | Gilson | Sadighi, Artadokht | VU/F/BETA/S&F/BAC | O2.06W33 | - |  |  |  | 1 | Pipetman
EQ010115 | Yellow | Pipette |  | Pipette P200 | Gilson | Sadighi, Artadokht | VU/F/BETA/S&F/BAC | O2.06W33 | - |  |  |  | 1 | Pipetman
EQ010114 | HK 50574 | Pipette |  | Gilson Pipetman P1000 | Gilson | Sadighi, Artadokht | VU/F/BETA/S&F/BAC | O2.06W33 | - |  |  |  | 1 | Pipetman P1000 G&L
EQ010113 |  | Extension Cable |  | Extension Cable | VU | Sadighi, Artadokht | VU/F/BETA/S&F/BAC | O2.06W37 | - |  |  |  | 1
EQ010112 |  | Extension Cable |  | Extension Cable | VU | Sadighi, Artadokht | VU/F/BETA/S&F/BAC | O2.06W37 | - |  |  |  | 1
EQ010111 | PhD Set 3; Pink | Pipette |  | Pipette P1000 | Gilson | Sadighi, Artadokht | VU/F/BETA/S&F/BAC | O2.06W37 | - |  |  |  | 1 | Pipetman
EQ010110 | PhD Set 3; Pink | Pipette |  | Pipette P10 | Gilson | Sadighi, Artadokht | VU/F/BETA/S&F/BAC | O2.06W37 | - |  |  |  | 1 | Pipetman
EQ010109 | PhD Set 3; Pink | Pipette |  | Pipette P2 | Gilson | Sadighi, Artadokht | VU/F/BETA/S&F/BAC | O2.06W37 | - |  |  |  | 1 | Pipetman
EQ010108 | PhD Set 3; Pink | Pipette |  | Pipette P20 | Gilson | Sadighi, Artadokht | VU/F/BETA/S&F/BAC | O2.06W37 | - |  |  |  | 1 | Pipetman
EQ010107 | PhD Set 3; Pink | Pipette |  | Pipette P200 | Gilson | Sadighi, Artadokht | VU/F/BETA/S&F/BAC | O2.06W37 | - |  |  |  | 1 | Pipetman
EQ010106 | PhD Set 3; Pink | Pipette |  | Pipette P100 | Gilson | Sadighi, Artadokht | VU/F/BETA/S&F/BAC | O2.06W37 | - |  |  |  | 1 | Pipetman
EQ010105 | P 67685 K | Pipette |  | Gilson Pipetman P20 | Gilson | Sadighi, Artadokht | VU/F/BETA/S&F/BAC | O2.07W39 | - |  |  |  | 1 | Pipetman P20
EQ010104 | BA 61142 | Pipette |  | Gilson Pipetman P5000 | Gilson | Sadighi, Artadokht | VU/F/BETA/S&F/BAC | O2.07W39 | - |  |  |  | 1 | Pipetman P5000
EQ010103 | 511 | Pipette |  | Pipette P2 | Gilson | Sadighi, Artadokht | VU/F/BETA/S&F/BAC | O2.07W39 | - |  |  |  | 1 | Pipetman
EQ010102 |  | Pipette |  | Gilson Pipetman P20 | Gilson | Sadighi, Artadokht | VU/F/BETA/S&F/BAC | O2.07W39 | - |  |  |  | 1 | Pipetman P20
EQ010101 | 517 | Pipette |  | Pipette P200 | Gilson | Sadighi, Artadokht | VU/F/BETA/S&F/BAC | O2.07W39 | - |  |  |  | 1 | Pipetman
EQ010100 | 400 | Pipette |  | Pipette P100 | Gilson | Sadighi, Artadokht | VU/F/BETA/S&F/BAC | O2.07W39 | - |  |  |  | 1 | Pipetman
EQ010099 | W 50845 M | Pipette |  | Gilson Pipetman P2 | Gilson | Sadighi, Artadokht | VU/F/BETA/S&F/BAC | O2.06W33 | - |  |  |  | 1 | Pipetman P10
EQ010098 | 176 | Pipette |  | Pipette P20 | Gilson | Sadighi, Artadokht | VU/F/BETA/S&F/BAC | O2.07W39 | - |  |  |  | 1 | Pipetman
EQ010097 |  | Pipette |  | Pipette P1000 | Gilson | Sadighi, Artadokht | VU/F/BETA/S&F/BAC | O2.07W39 | - |  |  |  | 1 | Pipetman
EQ010096 | X 55548 D | Pipette |  | Pipette P1000 | Gilson | Sadighi, Artadokht | VU/F/BETA/S&F/BAC | O2.07W39 | - |  |  |  | 1 | Pipetman
EQ010095 | 512 | Pipette |  | Pipette P10 | Gilson | Sadighi, Artadokht | VU/F/BETA/S&F/BAC | O2.07W39 | - |  |  |  | 1 | Pipetman
EQ010094 |  | Pipette |  | Pipette P10mL | Gilson | Sadighi, Artadokht | VU/F/BETA/S&F/BAC | O2.07W39 | - |  |  |  | 1 | Pipetman
EQ010093 | NA 27236 | Pipette |  | Gilson Pipetman P10mL | Gilson | Sadighi, Artadokht | VU/F/BETA/S&F/BAC | O2.07W39 | - |  |  |  | 1 | Pipetman
EQ010092 |  | Pipette |  | Pipette P10mL | Gilson | Sadighi, Artadokht | VU/F/BETA/S&F/BAC | O2.07W39 | - |  |  |  | 1 | Pipetman
EQ010091 | CN 51512 | Pipette |  | Gilson Pipetman P20 | Gilson | Sadighi, Artadokht | VU/F/BETA/S&F/BAC | O2.06W33 | - |  |  |  | 1 | Pipetman P20
EQ010090 | T 66452 B | Pipette |  | Gilson Pipetman P10 ml | Gilson | Sadighi, Artadokht | VU/F/BETA/S&F/BAC | O2.06W33 | - |  |  |  | 1 | Pipetman P 10 ml
EQ010089 | W 54554 H | Pipette |  | Pipette P10mL | Gilson | Sadighi, Artadokht | VU/F/BETA/S&F/BAC | O2.07W39 | - |  |  |  | 1 | Pipetman
EQ010088 | U 75080 L | Pipette |  | Gilson Pipetman P10mL | Gilson | Sadighi, Artadokht | VU/F/BETA/S&F/BAC | O2.07W39 | - |  |  |  | 1 | Pipetman P10ml
EQ010087 | 401 | Pipette |  | Pipette P5000 | Gilson | Sadighi, Artadokht | VU/F/BETA/S&F/BAC | O2.07W39 | - |  |  |  | 1 | Pipetman
EQ010086 |  | Pipette |  | Pipette P2 | Gilson | Sadighi, Artadokht | VU/F/BETA/S&F/BAC | O2.07W39 | - |  |  |  | 1 | Pipetman
EQ010085 | 510 | Pipette |  | Pipette P2 | Gilson | Sadighi, Artadokht | VU/F/BETA/S&F/BAC | O2.07W39 | - |  |  |  | 1 | Pipetman
EQ010084 | E 63 12403 | Pipette |  | Gilson Pipetman P20 | Gilson | Sadighi, Artadokht | VU/F/BETA/S&F/BAC | O2.07W39 | - |  |  |  | 1 | Pipetman
EQ010083 | 515 | Pipette |  | Pipette P20 | Gilson | Sadighi, Artadokht | VU/F/BETA/S&F/BAC | O2.07W39 | - |  |  |  | 1 | Pipetman
EQ010082 | 60; mol.far | Pipette |  | Pipette P1000 | Gilson | Sadighi, Artadokht | VU/F/BETA/S&F/BAC | O2.07W39 | - |  |  |  | 1 | Pipetman
EQ010081 | 518 | Pipette |  | Pipette P200 | Gilson | Sadighi, Artadokht | VU/F/BETA/S&F/BAC | O2.07W39 | - |  |  |  | 1 | Pipetman
EQ010080 | 399 | Pipette |  | Pipette P20 | Gilson | Sadighi, Artadokht | VU/F/BETA/S&F/BAC | O2.07W39 | - |  |  |  | 1 | Pipetman
EQ010079 | 351; Red | Pipette |  | Pipette P200 | Gilson | Sadighi, Artadokht | VU/F/BETA/S&F/BAC | O2.07W39 | - |  |  |  | 1 | Pipetman
EQ010078 | 168; Red | Pipette |  | Pipette P100 | Gilson | Sadighi, Artadokht | VU/F/BETA/S&F/BAC | O2.07W39 | - |  |  |  | 1 | Pipetman
EQ010077 | 146; Red | Pipette |  | Pipette P5000 | Gilson | Sadighi, Artadokht | VU/F/BETA/S&F/BAC | O2.07W39 | - |  |  |  | 1 | Pipetman
EQ010076 | Red | Pipette |  | Pipette P200 | Gilson | Sadighi, Artadokht | VU/F/BETA/S&F/BAC | O2.07W39 | - |  |  |  | 1 | Pipetman
EQ010075 | Red | Pipette |  | Pipette P1000 | Gilson | Sadighi, Artadokht | VU/F/BETA/S&F/BAC | O2.07W39 | - |  |  |  | 1 | Pipetman
EQ010074 |  | Heater |  | Heater | Eurom | Sadighi, Artadokht | VU/F/BETA/S&F/BAC | O2.07W31 | - |  |  |  | 1
EQ010073 |  | Light Source |  | Microscope Light Source | Etaluma | Sadighi, Artadokht | VU/F/BETA/S&F/BAC | O2.07W31 | - |  |  |  | 1 | LS 620
EQ010072 |  | Motion Controller/Driver |  | Joystick | Märzhäuser Wetzlar (MW) | Sadighi, Artadokht | VU/F/BETA/S&F/BAC | O2.07W31 | - |  |  |  | 1
EQ010071 |  | Computer |  | HP Computer | Hewlett Packard (HP) | Sadighi, Artadokht | VU/F/BETA/S&F/BAC | O2.07W31 | - |  |  |  | 1 | Z2
EQ010070 |  | Computer Monitor |  | HP Monitor | Hewlett Packard (HP) | Sadighi, Artadokht | VU/F/BETA/S&F/BAC | O2.07W31 | - |  |  |  | 1
EQ010069 |  | Extension Cable |  | Extension Cable | Brennenstuhl | Sadighi, Artadokht | VU/F/BETA/S&F/BAC | O2.07W31 | - |  |  |  | 1
EQ010068 |  | Extension Cable |  | Extension Cable | VU | Sadighi, Artadokht | VU/F/BETA/S&F/BAC | O2.07W31 | - |  |  |  | 1
EQ010067 | 011727 | Extension Cable |  | Extension Cable | Kema Keur | Sadighi, Artadokht | VU/F/BETA/S&F/BAC | O2.07W31 | - |  |  |  | 1
EQ010066 |  | Extension Cable |  | Cable Reel | Brennenstuhl | Sadighi, Artadokht | VU/F/BETA/S&F/BAC | O2.07W31 | - |  |  |  | 1
EQ010065 |  | Computer Monitor |  | HP Monitor | Hewlett Packard (HP) | Sadighi, Artadokht | VU/F/BETA/S&F/BAC | O2.07W31 | - |  |  |  | 1 | Compaq LA2205wg
EQ010064 |  | Computer Monitor |  | HP Monitor | Hewlett Packard (HP) | Sadighi, Artadokht | VU/F/BETA/S&F/BAC | O2.07W31 | - |  |  |  | 1 | Compaq LA2205wg
EQ010063 | CZC5310DHG | Computer |  | HP Computer | Hewlett Packard (HP) | Sadighi, Artadokht | VU/F/BETA/S&F/BAC | O2.07W31 | - |  |  |  | 1 | Z440
EQ010062 |  | Mass Spectrometer |  | Bruker MaXis MS | Bruker | Sadighi, Artadokht | VU/F/BETA/S&F/BAC | O2.07W31 | - |  |  |  | 1 | maXis HD
EQ010061 | 010401; Green; I | Syringe Pump |  | Syringe Pump | kd Scientific | Sadighi, Artadokht | VU/F/BETA/S&F/BAC | O2.07W31 | - |  |  |  | 1
EQ010060 |  | Temperature Control Module |  | Temperature Controller | VU | Sadighi, Artadokht | VU/F/BETA/S&F/BAC | O2.07W31 | - |  |  |  | 1
EQ010059 |  | Motor driver |  | Motor Driver | Märzhäuser Wetzlar (MW) | Sadighi, Artadokht | VU/F/BETA/S&F/BAC | O2.07W31 | - |  |  |  | 1 | TANGO Desktop
EQ010058 |  | Fraction Collector |  | Agilent Bio FC | Agilent | Sadighi, Artadokht | VU/F/BETA/S&F/BAC | O2.07W31 | - |  |  |  | 1 | 1260 Infinity II G5664B
EQ010057 |  | HPLC Pump |  | Agilent Bio-Inert Pump | Agilent | Sadighi, Artadokht | VU/F/BETA/S&F/BAC | O2.07W31 | - |  |  |  | 1 | 1260 Infinity II G5654A
EQ010056 |  | Valve Driver |  | Agilent Valve Drive | Agilent | Sadighi, Artadokht | VU/F/BETA/S&F/BAC | O2.07W31 | - |  |  |  | 1 | 1260 Infinity II G1170A
EQ010055 |  | Variable Wavelength Detector (VWD) |  | Agilent VWD | Agilent | Sadighi, Artadokht | VU/F/BETA/S&F/BAC | O2.07W31 | - |  |  |  | 1 | 1260 Infinity II G7114B
EQ010054 |  | HPLC Pump |  | Agilent Flexible Pump | Agilent | Sadighi, Artadokht | VU/F/BETA/S&F/BAC | O2.07W31 | - |  |  |  | 1 | 1260 Infinity II G7131A
EQ010053 |  | Autosampler |  | Agilent Bio Multisampler | Agilent | Sadighi, Artadokht | VU/F/BETA/S&F/BAC | O2.07W31 | - |  |  |  | 1 | 1260 Infinity II G7137A
EQ010052 |  | Thermostat |  | Agilent Multicolumn Thermostat | Agilent | Sadighi, Artadokht | VU/F/BETA/S&F/BAC | O2.07W31 | - |  |  |  | 1 | 1260 Infinity II G7116B
EQ010051 | 011733 | Extension Cable |  | Extension Cable | Brennenstuhl | Sadighi, Artadokht | VU/F/BETA/S&F/BAC | O2.07W31 | - |  |  |  | 1
EQ010050 |  | UV/VIS Detector |  | Agilent DAD | Agilent | Sadighi, Artadokht | VU/F/BETA/S&F/BAC | O2.07W31 | - |  |  |  | 1 | 1260 Infinity II G7115A
EQ010049 |  | Thermostat |  | Agilent Multicolumn Thermostat | Agilent | Sadighi, Artadokht | VU/F/BETA/S&F/BAC | O2.07W31 | - |  |  |  | 1 | 1260 Infinity II G7116B
EQ010048 |  | HPLC Pump |  | Agilent Bio-Inert Pump | Agilent | Sadighi, Artadokht | VU/F/BETA/S&F/BAC | O2.07W31 | - |  |  |  | 1 | 1260 Infinity II G5654A
EQ010047 | 011738 | Extension Cable |  | Extension Cable | Brennenstuhl | Sadighi, Artadokht | VU/F/BETA/S&F/BAC | O2.07W31 | - |  |  |  | 1
EQ010046 |  | UV/VIS Detector |  | Agilent DAD | Agilent | Sadighi, Artadokht | VU/F/BETA/S&F/BAC | O2.07W31 | - |  |  |  | 1 | 1260 Infinity II G7117A
EQ010045 |  | Thermostat |  | Agilent Multicolumn Thermostat | Agilent | Sadighi, Artadokht | VU/F/BETA/S&F/BAC | O2.07W31 | - |  |  |  | 1 | 1260 Infinity II G7116A
EQ010044 |  | Autosampler |  | Agilent Multisampler | Agilent | Sadighi, Artadokht | VU/F/BETA/S&F/BAC | O2.07W31 | - |  |  |  | 1 | 1260 Infinity II G7167B
EQ010043 |  | HPLC Pump |  | Agilent High Speed Pump | Agilent | Sadighi, Artadokht | VU/F/BETA/S&F/BAC | O2.07W31 | - |  |  |  | 1 | 1260 Infinity II G7120A
EQ010042 |  | Valve Driver |  | Agilent Valve Drive | Agilent | Sadighi, Artadokht | VU/F/BETA/S&F/BAC | O2.07W31 | - |  |  |  | 1 | 1260 Infinity II G1170A
EQ010041 |  | Valve Driver |  | Agilent Valve Drive | Agilent | Sadighi, Artadokht | VU/F/BETA/S&F/BAC | O2.07W31 | - |  |  |  | 1 | 1260 Infinity II G1170A
EQ010040 |  | Valve Driver |  | Agilent Valve Drive | Agilent | Sadighi, Artadokht | VU/F/BETA/S&F/BAC | O2.07W31 | - |  |  |  | 1 | 1260 Infinity II G1170A
EQ010039 |  | Valve Driver |  | Agilent Valve Drive | Agilent | Sadighi, Artadokht | VU/F/BETA/S&F/BAC | O2.07W31 | - |  |  |  | 1 | 1260 Infinity II G1170A
EQ010038 |  | Valve Driver |  | Agilent Valve Drive | Agilent | Sadighi, Artadokht | VU/F/BETA/S&F/BAC | O2.07W31 | - |  |  |  | 1 | 1260 Infinity II G1170A
EQ010037 |  | Computer Monitor |  | Dell Monitor | Dell | Sadighi, Artadokht | VU/F/BETA/S&F/BAC | O2.07W31 | - |  |  |  | 1
EQ010036 |  | Power Supply |  | High Voltage Power Supply | Iseg | Limburg, Rob | VU/F/BETA/TC/Electronica | WN.P043 | - |  |  |  | 1 | T3300010_2HE
EQ010035 |  | Computer |  | HP Computer | Hewlett Packard (HP) | Sadighi, Artadokht | VU/F/BETA/S&F/BAC | O2.07W31 | - |  |  |  | 1
EQ010034 |  | Computer |  | HP Computer | Hewlett Packard (HP) | Sadighi, Artadokht | VU/F/BETA/S&F/BAC | O2.07W31 | - |  |  |  | 1
EQ010033 |  | Disperser |  | Reagent Dispenser | Redd & Whyte | Sadighi, Artadokht | VU/F/BETA/S&F/BAC | O2.07W31 | - |  |  |  | 1 | Preddator bulk reagent dispenser
EQ010032 |  | Disperser |  | Innovadyne Nanodrop | Innovadyne Technologies | Sadighi, Artadokht | VU/F/BETA/S&F/BAC | O2.07W31 | - |  |  |  | 1 | Nanodrop
EQ010031 |  | Disperser |  | Innovadyne Nanodrop Stage | Innovadyne Technologies | Sadighi, Artadokht | VU/F/BETA/S&F/BAC | O2.07W31 | - |  |  |  | 1 | Nanodrop NS-2 stage
EQ010030 |  | Computer |  | HP Computer | Hewlett Packard (HP) | Sadighi, Artadokht | VU/F/BETA/S&F/BAC | O2.07W31 | - |  |  |  | 1 | CZC0148P9S
EQ010029 |  | Computer Monitor |  | HP Monitor | Hewlett Packard (HP) | Sadighi, Artadokht | VU/F/BETA/S&F/BAC | O2.07W31 | - |  |  |  | 1
EQ010028 |  | Water Filtration System |  | Mili Q | Milli-Q | Sadighi, Artadokht | VU/F/BETA/S&F/BAC | O2.07W43 | - |  |  |  | 1
EQ010027 |  | Dishwasher |  | Dish Washer | Miele | Sadighi, Artadokht | VU/F/BETA/S&F/BAC | O2.07W43 | - |  |  |  | 1 | G 7883 CD
EQ010026 |  | Dishwasher |  | Dish Washer | Miele | Sadighi, Artadokht | VU/F/BETA/S&F/BAC | O2.07W43 | - |  |  |  | 1 | G 7883 CD
EQ010025 | BIBRO-528 | Freezer |  | Ultra Low-Temperature Freezer | Snijders | Sadighi, Artadokht | VU/F/BETA/S&F/BAC | O2.07W43 | - |  |  |  | 1 | EVOSAFE VF720-86
EQ010024 | 009820 | Centrifuge |  | Centrifuge | Beckman Coulter | Sadighi, Artadokht | VU/F/BETA/S&F/BAC | O2.07W43 | - |  |  |  | 1 | Allegra X-12
EQ010023 | BIBRO-980 | Fridge |  | Liebherr Fridge | Liebherr | Sadighi, Artadokht | VU/F/BETA/S&F/BAC | O2.07W43 | - |  |  |  | 1 | MediLine
EQ010022 | BIBRO-805 | Freezer |  | Liebherr Freezer | Liebherr | Sadighi, Artadokht | VU/F/BETA/S&F/BAC | O2.07W43 | - |  |  |  | 1 | Comfort
EQ010021 | BIBRO-979 | Fridge |  | Liebherr Fridge | Liebherr | Sadighi, Artadokht | VU/F/BETA/S&F/BAC | O2.07W43 | - |  |  |  | 1 | MediLine
EQ010020 | BIBRO-806 | Freezer |  | Liebherr Freezer | Liebherr | Sadighi, Artadokht | VU/F/BETA/S&F/BAC | O2.07W43 | - |  |  |  | 1 | Comfort
EQ010019 |  | Vacuum Pump |  | Vacuum Pump | Edwards | Sadighi, Artadokht | VU/F/BETA/S&F/BAC | O2.07W41 | - |  |  |  | 1 | 2.
EQ010018 |  | Incubator |  | Incubator/Shaker | IKA | Sadighi, Artadokht | VU/F/BETA/S&F/BAC | O2.07W41 | - |  |  |  | 1 | KS 4000 ic control
EQ010017 |  | Freeze-Dryer |  | Freeze-Dryer | Labconco | Sadighi, Artadokht | VU/F/BETA/S&F/BAC | O2.07W41 | - |  |  |  | 1 | FreeZone 1
EQ010016 | 012367 | Temperature Control Module |  | Digital Control Bath | Thermo Haake | Sadighi, Artadokht | VU/F/BETA/S&F/BAC | O2.07W41 | - |  |  |  | 1 | DC30
EQ010015 |  | Water Bath |  | Immersion Heater | Thermo Haake | Sadighi, Artadokht | VU/F/BETA/S&F/BAC | O2.07W41 | - |  |  |  | 1 | W19
EQ010014 | 012368 | Cooling Unit |  | Immersion Cooler | Thermo Haake | Sadighi, Artadokht | VU/F/BETA/S&F/BAC | O2.07W41 | - |  |  |  | 1 | EK20
EQ010013 |  | Vacuum Pump |  | Vacuum Pump | Edwards | Sadighi, Artadokht | VU/F/BETA/S&F/BAC | O2.07W41 | - |  |  |  | 1 | 28
EQ010012 |  | Vacuum Pump |  | Vacuum Pump | Edwards | Sadighi, Artadokht | VU/F/BETA/S&F/BAC | O2.07W41 | - |  |  |  | 1 | 30
EQ010011 |  | Vacuum Pump |  | Vacuum Pump | Edwards | Sadighi, Artadokht | VU/F/BETA/S&F/BAC | O2.07W41 | - |  |  |  | 1 | 18
EQ010010 | 009792; Green; I | SpeedVac System |  | SpeedVac System | Salmenkipp | Sadighi, Artadokht | VU/F/BETA/S&F/BAC | O2.07W41 | - |  |  |  | 1 | RVC 2-33 CD plus
EQ010009 | 004539; Green; I | SpeedVac System |  | SpeedVac System | New Brunswick Scientific | Sadighi, Artadokht | VU/F/BETA/S&F/BAC | O2.07W41 | - |  |  |  | 1 | Savant SC110A-115
EQ010008 | 004541; Green; I | Ultrasonic Cleaner |  | Ultrasonic Bath | Elma | Sadighi, Artadokht | VU/F/BETA/S&F/BAC | O2.07W41 | - |  |  |  | 1 | Transsonice 460
EQ010007 |  | Vacuum Pump |  | Vacuum Pump | Vacuubrand | Sadighi, Artadokht | VU/F/BETA/S&F/BAC | O2.07W41 | - |  |  |  | 1 | Vacuubrand 1
EQ010006 |  | Vacuum Pump |  | Vacuum Pump | Vacuubrand | Sadighi, Artadokht | VU/F/BETA/S&F/BAC | O2.07W41 | - |  |  |  | 1 | Vacuubrand 1
EQ010005 | 009819; Green; I | Centrifuge |  | Microcentrifuge | VWR | Sadighi, Artadokht | VU/F/BETA/S&F/BAC | O2.07W41 | - |  |  |  | 1 | Himac CT15RE
EQ010004 |  | Variable Wavelength Detector (VWD) |  | Agilent Detector | Agilent | Sadighi, Artadokht | VU/F/BETA/S&F/BAC | O2.06W33 | - |  |  |  | 1 | 1260 VWD
EQ010003 |  | Column Oven |  | Agilent Column Compartment | Agilent | Sadighi, Artadokht | VU/F/BETA/S&F/BAC | O2.06W33 | - |  |  |  | 1 | 1260 MCT
EQ010002 |  | Autosampler |  | Agilent Multisampler | Agilent | Sadighi, Artadokht | VU/F/BETA/S&F/BAC | O2.06W33 | - |  |  |  | 1 | 1260 FC/ALS Therm
EQ010001 |  | HPLC Pump |  | Agilent Flexible Pump | Agilent | Sadighi, Artadokht | VU/F/BETA/S&F/BAC | O2.06W33 | - |  |  |  | 1 | 1260 Flexible Pump
EQ010000 |  | Radio |  | Radio/CD Player | Lenco | Sadighi, Artadokht | VU/F/BETA/S&F/BAC | O2.07W39 | - |  |  |  | 1
EQ009999 |  | Computer |  | HP Computer | Hewlett Packard (HP) | Sadighi, Artadokht | VU/F/BETA/S&F/BAC | O2.06W33 | - |  |  |  | 1 | Elitedesk
EQ009998 |  | Computer Monitor |  | HP Monitor | Hewlett Packard (HP) | Sadighi, Artadokht | VU/F/BETA/S&F/BAC | O2.06W33 | - |  |  |  | 1 | E22 G4
EQ009997 |  | Balance |  | Balance | Mettler (Toledo) | Sadighi, Artadokht | VU/F/BETA/S&F/BAC | O2.07W39 | - |  |  |  | 1 | AB54-S
EQ009996 |  | Extension Cable |  | Extension Cable | Brennenstuhl | Sadighi, Artadokht | VU/F/BETA/S&F/BAC | O2.06W33 | - |  |  |  | 1
EQ009995 |  | Computer |  | Dell Computer | Dell | Sadighi, Artadokht | VU/F/BETA/S&F/BAC | O2.06W33 | - |  |  |  | 1 | Optiplex 990
EQ009994 | 009771; Green; V | Vortex |  | Vortex | Stuart Scientific | Sadighi, Artadokht | VU/F/BETA/S&F/BAC | O2.07W39 | - |  |  |  | 1
EQ009993 |  | pH Meter |  | PH Meter | Mettler (Toledo) | Sadighi, Artadokht | VU/F/BETA/S&F/BAC | O2.07W39 | - |  |  |  | 1 | FiveEasy Plus
EQ009992 |  | Balance |  | Balance | Mettler (Toledo) | Sadighi, Artadokht | VU/F/BETA/S&F/BAC | O2.07W39 | - |  |  |  | 1 | B303-S
EQ009991 | 004841; Green; V | Balance |  | Balance | Mettler (Toledo) | Sadighi, Artadokht | VU/F/BETA/S&F/BAC | O2.07W39 | - |  |  |  | 1 | PC4400
EQ009990 | PR-056867 | Label Writer |  | Label Printer | Zebra | Sadighi, Artadokht | VU/F/BETA/S&F/BAC | O2.07W39 | - |  |  |  | 1 | ZD420
EQ009989 |  | Barcode Scanner |  | Barcode Scanner | Datalogic | Sadighi, Artadokht | VU/F/BETA/S&F/BAC | O2.07W39 | - |  |  |  | 1 | Quickscan
EQ009988 | 042899 | Computer |  | HP Computer | Hewlett Packard (HP) | Sadighi, Artadokht | VU/F/BETA/S&F/BAC | O2.07W39 | - |  |  |  | 1
EQ009987 |  | Computer Monitor |  | HP Monitor | Hewlett Packard (HP) | Sadighi, Artadokht | VU/F/BETA/S&F/BAC | O2.07W39 | - |  |  |  | 1
EQ009986 | 009670 | Extension Cable |  | Extension Cable | VU | Sadighi, Artadokht | VU/F/BETA/S&F/BAC | O2.06W31 | - |  |  |  | 1
EQ009985 | 009631 | Extension Cable |  | Extension Cable | VU | Sadighi, Artadokht | VU/F/BETA/S&F/BAC | O2.06W31 | - |  |  |  | 1
EQ009984 | 042502 | Computer Monitor |  | HP Computer Monitor | Hewlett Packard (HP) | Sadighi, Artadokht | VU/F/BETA/S&F/BAC | O2.06W31 | - |  |  |  | 1 | E233
EQ009983 | 042504 | Computer |  | HP Computer | Hewlett Packard (HP) | Sadighi, Artadokht | VU/F/BETA/S&F/BAC | O2.06W31 | - |  |  |  | 1 | Z6
EQ009982 |  | Vacuum Pump |  | Varian Vacuum Pump | Varian (Agilent) | Sadighi, Artadokht | VU/F/BETA/S&F/BAC | O2.06W31 | - |  |  |  | 1 | HS 602
EQ009981 |  | Router/Switch |  | HP Switch | Hewlett Packard (HP) | Sadighi, Artadokht | VU/F/BETA/S&F/BAC | O2.06W31 | - |  |  |  | 1 | ProCurve 1800-8G
EQ009980 | 010933 | Mass Spectrometer |  | Agilent Q-TOF Mass Spectrometer | Agilent | Sadighi, Artadokht | VU/F/BETA/S&F/BAC | O2.06W31 | - |  |  |  | 1 | G6250A
EQ009979 | 009341 | Extension Cable |  | Extension Cable | VU | Sadighi, Artadokht | VU/F/BETA/S&F/BAC | O2.06W31 | - |  |  |  | 1
EQ009978 | 005527 | Absorbance Detector |  | Agilent Detector | Agilent | Sadighi, Artadokht | VU/F/BETA/S&F/BAC | O2.06W31 | - |  |  |  | 1 | 1100 Series DAD
EQ009977 | 009627 | Column Oven |  | Agilent Column Compartment | Agilent | Sadighi, Artadokht | VU/F/BETA/S&F/BAC | O2.06W31 | - |  |  |  | 1 | 1100 Series Colcom
EQ009976 | 009626 | Autosampler |  | Agilent Well Plate Autosampler | Agilent | Sadighi, Artadokht | VU/F/BETA/S&F/BAC | O2.06W31 | - |  |  |  | 1 | 1100 Series WPALS
EQ009975 | 009625 | HPLC Pump |  | Agilent Capillary Pump | Agilent | Sadighi, Artadokht | VU/F/BETA/S&F/BAC | O2.06W31 | - |  |  |  | 1 | 1100 Series Cap Pump
EQ009974 | 009553 | Syringe Pump |  | Syringe Pump | kd Scientific | Sadighi, Artadokht | VU/F/BETA/S&F/BAC | O2.06W31 | - |  |  |  | 1 | 601553
EQ009973 |  | Computer |  | HP Computer | Hewlett Packard (HP) | Sadighi, Artadokht | VU/F/BETA/S&F/BAC | O2.06W31 | - |  |  |  | 1 | Compaq dc7800p CMT
EQ009972 | 009635 | Computer Monitor |  | Lenovo Computer Monitor | Lenovo | Sadighi, Artadokht | VU/F/BETA/S&F/BAC | O2.06W31 | - |  |  |  | 1 | ThinkVision L2250p
EQ009971 | 011737 | Extension Cable |  | Extension Cable | Brennenstuhl | Sadighi, Artadokht | VU/F/BETA/S&F/BAC | O2.06W31 | - |  |  |  | 1
EQ009970 |  | Autosampler |  | Gerstel Multi Purpose Sampler | Gerstel | Sadighi, Artadokht | VU/F/BETA/S&F/BAC | O2.06W31 | - |  |  |  | 1 | MPS
EQ009969 |  | Light Source |  | Thorlabs Xenon Light Source | Thorlabs | Sadighi, Artadokht | VU/F/BETA/S&F/BAC | O2.06W31 | - |  |  |  | 1 | SLS205
EQ009968 |  | Spectrometer |  | Thorlabs Compact Spectrometer | Thorlabs | Sadighi, Artadokht | VU/F/BETA/S&F/BAC | O2.06W31 | - |  |  |  | 1 | CCS100/M
EQ009967 |  | Computer |  | Dell Computer | Dell | Sadighi, Artadokht | VU/F/BETA/S&F/BAC | O2.06W31 | - |  |  |  | 1 | Optiplex 390
EQ009966 | 026464 | Computer Monitor |  | HP Computer Monitor | Hewlett Packard (HP) | Sadighi, Artadokht | VU/F/BETA/S&F/BAC | O2.06W31 | - |  |  |  | 1 | Compaq LA2306x
EQ009965 | 110995 | Power Supply |  | Autosampler Power Supply | CTC Analytics | Sadighi, Artadokht | VU/F/BETA/S&F/BAC | O2.06W31 | - |  |  |  | 1
EQ009964 |  | Camera |  | Andor CCD Detector | Andor | Sadighi, Artadokht | VU/F/BETA/S&F/BAC | O2.06W31 | - |  |  |  | 1 | DV420A-BU
EQ009963 |  | Extension Cable |  | Extension Cable | Brennenstuhl | Sadighi, Artadokht | VU/F/BETA/S&F/BAC | O2.06W31 | - |  |  |  | 1
EQ009962 |  | Laser |  | 532nm Laser | Kaiser | Sadighi, Artadokht | VU/F/BETA/S&F/BAC | O2.06W31 | - |  |  |  | 1 | Invictus 532
EQ009961 | 009791 | Extension Cable |  | Extension Cable | VU | Sadighi, Artadokht | VU/F/BETA/S&F/BAC | O2.06W31 | - |  |  |  | 1
EQ009960 |  | Computer |  | Dell Computer | Dell | Sadighi, Artadokht | VU/F/BETA/S&F/BAC | O2.06W31 | - |  |  |  | 1 | Optiplex 9020
EQ009959 |  | Extension Cable |  | Extension Cable | VU | Sadighi, Artadokht | VU/F/BETA/S&F/BAC | O2.06W31 | - |  |  |  | 1
EQ009958 | 009640 | HPLC Pump |  | Dionex HPLC Pump | Dionex | Sadighi, Artadokht | VU/F/BETA/S&F/BAC | O2.06W31 | - |  |  |  | 1 | NCP-3200RS
EQ009957 | 009641 | Variable Wavelength Detector (VWD) |  | Dionex Detector | Dionex | Sadighi, Artadokht | VU/F/BETA/S&F/BAC | O2.06W31 | - |  |  |  | 1 | VWD-3400RS
EQ009956 | 009639 | HPLC Pump |  | Dionex HPLC Pump | Dionex | Sadighi, Artadokht | VU/F/BETA/S&F/BAC | O2.06W31 | - |  |  |  | 1 | NCS-3500RS NANO
EQ009955 |  | Degasser |  | Dionex Solvent Rack/Degasser | Dionex | Sadighi, Artadokht | VU/F/BETA/S&F/BAC | O2.06W31 | - |  |  |  | 1 | SRD-3400
EQ009954 | 009616 | Computer Monitor |  | HP Monitor | Hewlett Packard (HP) | Sadighi, Artadokht | VU/F/BETA/S&F/BAC | O2.06W33 | - |  |  |  | 1 | L2045w
EQ009953 |  | Soldering Iron/Machine |  | Soldering Machine | Weller | Sadighi, Artadokht | VU/F/BETA/S&F/BAC | O2.06W37 | - |  |  |  | 1 | 21 021
EQ009952 | 009642 | Autosampler |  | Dionex Autosampler | Dionex | Sadighi, Artadokht | VU/F/BETA/S&F/BAC | O2.06W31 | - |  |  |  | 1 | WPS-3000TFC
EQ009951 | 004788 | Peristaltic Pump |  | Peristaltic Pump | Gilson | Sadighi, Artadokht | VU/F/BETA/S&F/BAC | O2.06W33 | - |  |  |  | 1 | Minipuls 2
EQ009950 | 009731 | Computer Monitor |  | HP Computer Monitor | Hewlett Packard (HP) | Sadighi, Artadokht | VU/F/BETA/S&F/BAC | O2.06W31 | - |  |  |  | 1 | Compaq LA2405x
EQ009949 |  | Vacuum Pump |  | Vacuum Pump | Edwards | Sadighi, Artadokht | VU/F/BETA/S&F/BAC | O2.06W37 | - |  |  |  | 1 | 28
EQ009948 |  | Extension Cable |  | Extension Cable | VU | Sadighi, Artadokht | VU/F/BETA/S&F/BAC | O2.06W31 | - |  |  |  | 1
EQ009947 | 009867 | Centrifuge |  | Centrifuge | HS | Sadighi, Artadokht | VU/F/BETA/S&F/BAC | O2.06W33 | - |  |  |  | 1 | VAC
EQ009946 |  | Vacuum Pump |  | Vacuum Pump | Edwards | Sadighi, Artadokht | VU/F/BETA/S&F/BAC | O2.06W37 | - |  |  |  | 1 | XDS 35i
EQ009945 |  | Syringe Pump |  | Syringe Pump | Chemyx | Sadighi, Artadokht | VU/F/BETA/S&F/BAC | O2.06W37 | - |  |  |  | 1 | F100x
EQ009944 | 23 | Balance |  | Analytical Balance | Mettler (Toledo) | Sadighi, Artadokht | VU/F/BETA/S&F/BAC | O2.06W33 | - |  |  |  | 1 | XA105 DualRange
EQ009943 |  | Computer Monitor |  | HP Monitor | Hewlett Packard (HP) | Sadighi, Artadokht | VU/F/BETA/S&F/BAC | O2.06W37 | - |  |  |  | 1 | Compaq LA2306x
EQ009942 | 009817 | Extension Cable |  | Extension Cable | VU | Sadighi, Artadokht | VU/F/BETA/S&F/BAC | O2.06W33 | - |  |  |  | 1
EQ009941 |  | Magnetic Stirrer |  | Magnetic Stirrer | IKA | Sadighi, Artadokht | VU/F/BETA/S&F/BAC | O2.06W33 | - |  |  |  | 1 | IKAMAG RET
EQ009940 |  | Laser |  | UV Laser | CryLas | Sadighi, Artadokht | VU/F/BETA/S&F/BAC | O2.06W37 | - |  |  |  | 1
EQ009939 |  | Computer |  | Dell Computer | Dell | Sadighi, Artadokht | VU/F/BETA/S&F/BAC | O2.06W31 | - |  |  |  | 1 | Optiplex 5060 Mini
EQ009938 |  | Electrophoresis device |  | AES Electrophoresis System | Advanced Electrophoresis Solution Ltd. | Sadighi, Artadokht | VU/F/BETA/S&F/BAC | O2.06W31 | - |  |  |  | 1 | CEInfinite C01
EQ009937 |  | Degasser |  | Biotech Degasser | Biotech Fluidics | Sadighi, Artadokht | VU/F/BETA/S&F/BAC | O2.06W31 | - |  |  |  | 1 | DEGASi Classic
EQ009936 |  | Laser Controller Unit |  | Laser Controller Unit | CryLas | Sadighi, Artadokht | VU/F/BETA/S&F/BAC | O2.06W37 | - |  |  |  | 1
EQ009935 |  | pH Meter |  | Education pH meter | Mettler (Toledo) | Sadighi, Artadokht | VU/F/BETA/S&F/BAC | O2.06W33 | - |  |  |  | 1 | Education Line EL30
EQ009934 |  | Computer Monitor |  | HP Monitor | Hewlett Packard (HP) | Sadighi, Artadokht | VU/F/BETA/S&F/BAC | O2.06W33 | - |  |  |  | 1 | Compaq LA2205wg
EQ009933 |  | Computer |  | HP Computer | Hewlett Packard (HP) | Sadighi, Artadokht | VU/F/BETA/S&F/BAC | O2.06W33 | - |  |  |  | 1 | EliteDesk 800 G1 TWR
EQ009932 | 009651 | HPLC System |  | Autosampler Thermostat | Agilent | Sadighi, Artadokht | VU/F/BETA/S&F/BAC | O2.06W33 | - |  |  |  | 1 | 1200 Series FC/ALS Therm
EQ009931 |  | Laser |  | IR Laser | M Squared Lasers LTD | Sadighi, Artadokht | VU/F/BETA/S&F/BAC | O2.06W37 | - |  |  |  | 1 | Firefly-IR
EQ009930 | 009652 | HPLC System |  | Autosampler | Agilent | Sadighi, Artadokht | VU/F/BETA/S&F/BAC | O2.06W33 | - |  |  |  | 1 | 1200 Series G1367C HiP-ALS SL
EQ009929 |  | Vacuum Pump |  | Rotary-vane Pump | Edwards | Sadighi, Artadokht | VU/F/BETA/S&F/BAC | O2.06W37 | - |  |  |  | 1 | E2M28
EQ009928 | 009649 | Absorbance Detector |  | Diode Array Detector | Agilent | Sadighi, Artadokht | VU/F/BETA/S&F/BAC | O2.06W33 | - |  |  |  | 1 | 1200 Series
EQ009927 | 010818 | HPLC System |  | Degasser | Agilent | Sadighi, Artadokht | VU/F/BETA/S&F/BAC | O2.06W33 | - |  |  |  | 1 | 1200 Series G1379B
EQ009926 | 009653 | HPLC System |  | Bin Pump SL | Agilent | Sadighi, Artadokht | VU/F/BETA/S&F/BAC | O2.06W33 | - |  |  |  | 1 | 1200 Series G1316B
EQ009925 |  | Vacuum Pump |  | Rotary-vane Pump | Edwards | Sadighi, Artadokht | VU/F/BETA/S&F/BAC | O2.06W37 | - |  |  |  | 1 | E2M28
EQ009924 |  | Mass Spectrometer |  | Bruker Ion Trap Mass Spectrometer | Bruker | Sadighi, Artadokht | VU/F/BETA/S&F/BAC | O2.06W37 | - |  |  |  | 1 | amaZon ETD
EQ009923 |  | Autosampler |  | AES Autosampler | Advanced Electrophoresis Solution Ltd. | Sadighi, Artadokht | VU/F/BETA/S&F/BAC | O2.06W31 | - |  |  |  | 1 | CEInfinite 850 200VA
EQ009922 |  | Computer Monitor |  | HP Monitor | Hewlett Packard (HP) | Sadighi, Artadokht | VU/F/BETA/S&F/BAC | O2.06W37 | - |  |  |  | 1 | Compaq LA2205wg
EQ009921 | 009650 | HPLC System |  | Thermostated Column Compartment LC | Agilent | Sadighi, Artadokht | VU/F/BETA/S&F/BAC | O2.06W33 | - |  |  |  | 1 | 1200 Series G1316B
EQ009920 | 059557 | Computer |  | HP Computer | Hewlett Packard (HP) | Sadighi, Artadokht | VU/F/BETA/S&F/BAC | O2.06W37 | - |  |  |  | 1
EQ009919 | 055711; Analysis PC | Computer |  | Dell Computer | Dell | Sadighi, Artadokht | VU/F/BETA/S&F/BAC | O2.06W37 | - |  |  |  | 1 | Precision 3640
EQ009918 |  | Computer Monitor |  | Dell Monitor | Dell | Sadighi, Artadokht | VU/F/BETA/S&F/BAC | O2.06W37 | - |  |  |  | 1
EQ009917 |  | Temperature Control Module |  | Temperature Controller | SMC | Sadighi, Artadokht | VU/F/BETA/S&F/BAC | O2.06W33 | - |  |  |  | 1 | HEC006-A5A-F ThermoCon
EQ009916 |  | Pump Controller |  | AES Pump Controller | Advanced Electrophoresis Solution Ltd. | Sadighi, Artadokht | VU/F/BETA/S&F/BAC | O2.06W31 | - |  |  |  | 1 | CEInfinite 2226
EQ009915 |  | Computer Monitor |  | Lenovo Computer Monitor | Lenovo | Sadighi, Artadokht | VU/F/BETA/S&F/BAC | O2.06W31 | - |  |  |  | 1 | ThinkVision LT2252p
EQ009914 |  | Signal Generator |  | Delay/Pulse Generator | Stanford Research Systems (SRS) | Sadighi, Artadokht | VU/F/BETA/S&F/BAC | O2.06W37 | - |  |  |  | 1 | DG535
EQ009913 |  | Laser power meter |  | Ophir Power Meter | Ophir | Sadighi, Artadokht | VU/F/BETA/S&F/BAC | O2.06W31 | - |  |  |  | 1 | Nova II Display
EQ009912 | Photosynapt | Computer |  | Dell Computer | Dell | Sadighi, Artadokht | VU/F/BETA/S&F/BAC | O2.06W37 | - |  |  |  | 1
EQ009911 | 005208 | Vortex |  | VWR Vortex | VWR | Sadighi, Artadokht | VU/F/BETA/S&F/BAC | O2.06W31 | - |  |  |  | 1
EQ009910 |  | Surface Plasmon Resonance (SPR) |  | Bionavis SPR | BioNavis | Sadighi, Artadokht | VU/F/BETA/S&F/BAC | O2.06W31 | - |  |  |  | 1 | SPR Navi 200
EQ009909 | 042197 | Computer |  | HP Computer | Hewlett Packard (HP) | Sadighi, Artadokht | VU/F/BETA/S&F/BAC | O2.06W37 | - |  |  |  | 1
EQ009908 |  | Computer Monitor |  | HP Computer Monitor | Hewlett Packard (HP) | Sadighi, Artadokht | VU/F/BETA/S&F/BAC | O2.06W31 | - |  |  |  | 1 | Compaq LA2205wg
EQ009907 |  | Speakers |  | Speakers | Trust | Sadighi, Artadokht | VU/F/BETA/S&F/BAC | O2.06W37 | - |  |  |  | 1
EQ009906 | 041639 | Computer |  | HP Computer | Hewlett Packard (HP) | Sadighi, Artadokht | VU/F/BETA/S&F/BAC | O2.06W31 | - |  |  |  | 1
EQ009905 |  | Computer Monitor |  | HP Monitor | Hewlett Packard (HP) | Sadighi, Artadokht | VU/F/BETA/S&F/BAC | O2.06W37 | - |  |  |  | 1 | Compaq LA2306x
EQ009904 | 009713 | Liquid Chromatograph |  | RSLCnano System | Thermo Fisher Scientific | Sadighi, Artadokht | VU/F/BETA/S&F/BAC | O2.06W33 | - |  |  |  | 1 | Dionex UltiMate 3000
EQ009903 |  | Computer Monitor |  | Dell Monitor | Dell | Sadighi, Artadokht | VU/F/BETA/S&F/BAC | O2.06W37 | - |  |  |  | 1
EQ009902 |  | Computer Monitor |  | Dell Monitor | Dell | Sadighi, Artadokht | VU/F/BETA/S&F/BAC | O2.06W37 | - |  |  |  | 1
EQ009901 |  | Computer |  | Dell Computer | Dell | Sadighi, Artadokht | VU/F/BETA/S&F/BAC | O2.06W31 | - |  |  |  | 1 | Optiplex 9020
EQ009900 |  | Mass Spectrometer |  | Mass Spectrometer | Bruker | Sadighi, Artadokht | VU/F/BETA/S&F/BAC | O2.06W33 | - |  |  |  | 1 | timsTOF
EQ009899 | 009729 | Computer Monitor |  | Philips Monitor | Philips | Sadighi, Artadokht | VU/F/BETA/S&F/BAC | O2.06W33 | - |  |  |  | 1 | 170S4
EQ009898 | FireFly MSLaserlab | Computer |  | Dell Laptop | Dell | Sadighi, Artadokht | VU/F/BETA/S&F/BAC | O2.06W37 | - |  |  |  | 1
EQ009897 | 009606 | Fluorescence Detector |  | RS Fluorescence Detector | Thermo Fisher Scientific | Sadighi, Artadokht | VU/F/BETA/S&F/BAC | O2.06W33 | - |  |  |  | 1 | Dionex UltiMate 3000
EQ009896 |  | Oscilloscope |  | Oscilloscope | Tektronix | Sadighi, Artadokht | VU/F/BETA/S&F/BAC | O2.06W37 | - |  |  |  | 1 | MSO 2024B Mixed Signal Oscilloscope
EQ009895 | 009604 | Autosampler |  | RS Autosampler | Thermo Fisher Scientific | Sadighi, Artadokht | VU/F/BETA/S&F/BAC | O2.06W33 | - |  |  |  | 1 | UltiMate 3000
EQ009894 |  | Surface Plasmon Resonance (SPR) |  | Bionavis SPR | BioNavis | Sadighi, Artadokht | VU/F/BETA/S&F/BAC | O2.06W31 | - |  |  |  | 1 | SPR Navi 200
EQ009893 | 038701 | Computer |  | PC | ThinkCentre | Sadighi, Artadokht | VU/F/BETA/S&F/BAC | O2.06W33 | - |  |  |  | 1
EQ009892 |  | Shutter Driver |  | Shutter Controller | Stanford Research Systems (SRS) | Sadighi, Artadokht | VU/F/BETA/S&F/BAC | O2.06W37 | - |  |  |  | 1 | SR470
EQ009891 |  | Temperature Control Module |  | Temperature Controller | M Squared Lasers LTD | Sadighi, Artadokht | VU/F/BETA/S&F/BAC | O2.06W37 | - |  |  |  | 1 | DD-40 ICE-BLOC
EQ009890 |  | Conductivity Detector |  | Contactless Conductivity Detector | TraceDec | Sadighi, Artadokht | VU/F/BETA/S&F/BAC | O2.06W33 | - |  |  |  | 1
EQ009889 |  | Computer Monitor |  | HP Monitor | Hewlett Packard (HP) | Sadighi, Artadokht | VU/F/BETA/S&F/BAC | O2.06W33 | - |  |  |  | 1 | EliteDisplay E231
EQ009888 |  | Computer Monitor |  | HP Computer Monitor | Hewlett Packard (HP) | Sadighi, Artadokht | VU/F/BETA/S&F/BAC | O2.06W31 | - |  |  |  | 1 | Compaq LA2205wg
EQ009887 |  | Temperature Control Module |  | Temperature Controller | M Squared Lasers LTD | Sadighi, Artadokht | VU/F/BETA/S&F/BAC | O2.06W37 | - |  |  |  | 1 | TC-4 ICE-BLOC
EQ009886 | 010827 | Electrophoresis device |  | Capillary Electrophoresis | Agilent | Sadighi, Artadokht | VU/F/BETA/S&F/BAC | O2.06W33 | - |  |  |  | 1 | 7100
EQ009885 |  | Computer |  | PC HP | Hewlett Packard (HP) | Sadighi, Artadokht | VU/F/BETA/S&F/BAC | O2.06W33 | - |  |  |  | 1 | Z440
EQ009884 |  | Computer |  | Lenovo Computer | Lenovo | Sadighi, Artadokht | VU/F/BETA/S&F/BAC | O2.06W31 | - |  |  |  | 1 | Ideacentre 310s
EQ009883 |  | Computer Monitor |  | HP Monitor | Hewlett Packard (HP) | Sadighi, Artadokht | VU/F/BETA/S&F/BAC | O2.06W33 | - |  |  |  | 1 | EliteDisplay E243i
EQ009882 |  | Voltage Controller |  | Ion Maiden | VU | Sadighi, Artadokht | VU/F/BETA/S&F/BAC | O2.06W37 | - |  |  |  | 1 | House built, one of a kind
EQ009881 |  | Light Source |  | StockerYale Light Source | StockerYale | Sadighi, Artadokht | VU/F/BETA/S&F/BAC | O2.06W31 | - |  |  |  | 1 | 21DC
EQ009880 |  | Mass Spectrometer |  | Photo-Synapt | VU | Sadighi, Artadokht | VU/F/BETA/S&F/BAC | O2.06W37 | - |  |  |  | 1 | Modified Synapt G2 HDMS
EQ009879 |  | Non-electric Microscope |  | Olympus Microscope | Olympus | Sadighi, Artadokht | VU/F/BETA/S&F/BAC | O2.06W31 | - |  |  |  | 1
EQ009878 |  | Computer |  | Dell Laptop | Dell | Sadighi, Artadokht | VU/F/BETA/S&F/BAC | O2.06W37 | - |  |  |  | 1
EQ009877 |  | Syringe Pump |  | Syringe Pump | Cetoni | Sadighi, Artadokht | VU/F/BETA/S&F/BAC | O2.06W37 | - |  |  |  | 1 | Cetoni base 120
EQ009876 |  | Cold light source |  | Leica Light Source | Leica | Sadighi, Artadokht | VU/F/BETA/S&F/BAC | O2.06W31 | - |  |  |  | 1 | KL 1500 LCD
EQ009875 |  | Power Supply |  | Microscope Power Supply | Olympus | Sadighi, Artadokht | VU/F/BETA/S&F/BAC | O2.06W37 | - |  |  |  | 0 | TH4-200
EQ009874 |  | Power Supply |  | Microscope Power Supply | Olympus | Sadighi, Artadokht | VU/F/BETA/S&F/BAC | O2.06W37 | - |  |  |  | 1 | TH4-200
EQ009873 |  | Degasser |  | Helium Degassing Unit | Shimadzu | Sadighi, Artadokht | VU/F/BETA/S&F/BAC | O2.06W31 | - |  |  |  | 1 | DGU-10B
EQ009872 |  | Microscope |  | Olympus Microscope | Olympus | Sadighi, Artadokht | VU/F/BETA/S&F/BAC | O2.06W37 | - |  |  |  | 1 | IX73
EQ009871 |  | Computer |  | Dell Laptop | Dell | Sadighi, Artadokht | VU/F/BETA/S&F/BAC | O2.06W37 | - |  |  |  | 1
EQ009870 |  | Absorbance Detector |  | Absorbance Detector | Applied biosystems | Sadighi, Artadokht | VU/F/BETA/S&F/BAC | O2.06W31 | - |  |  |  | 1 | 759A
EQ009869 |  | Computer Monitor |  | HP Monitor | Hewlett Packard (HP) | Sadighi, Artadokht | VU/F/BETA/S&F/BAC | O2.06W33 | - |  |  |  | 1 | EliteDisplay E242
EQ009868 | 038614 | Computer |  | Lenovo Computer | Lenovo | Sadighi, Artadokht | VU/F/BETA/S&F/BAC | O2.06W31 | - |  |  |  | 1 | ThinkCentre
EQ009867 |  | Syringe Pump |  | Syringe Pump | Cetoni | Sadighi, Artadokht | VU/F/BETA/S&F/BAC | O2.06W37 | - |  |  |  | 1 | Cetoni base 120
EQ009866 | BIBRO-982 | Fridge |  | Fridge | Liebherr | Sadighi, Artadokht | VU/F/BETA/S&F/BAC | O2.06W33 | - |  |  |  | 1 | MedLine
EQ009865 |  | Computer |  | Dell Computer | Dell | Sadighi, Artadokht | VU/F/BETA/S&F/BAC | O2.06W37 | - |  |  |  | 1 | Precision 3630
EQ009864 | BIBRO-776 | Freezer |  | Freezer | Liebherr | Sadighi, Artadokht | VU/F/BETA/S&F/BAC | O2.06W33 | - |  |  |  | 1 | MediLine
EQ009863 | BIBRO-981 | Fridge |  | Fridge | Liebherr | Sadighi, Artadokht | VU/F/BETA/S&F/BAC | O2.06W33 | - |  |  |  | 1 | MedLine
EQ009862 | 011404 | Mass Spectrometer |  | Mass Spectrometer | Bruker | Sadighi, Artadokht | VU/F/BETA/S&F/BAC | O2.06W33 | - |  |  |  | 1 | ultraflextreme
EQ009861 |  | Computer Monitor |  | Monitor | Hewlett Packard (HP) | Sadighi, Artadokht | VU/F/BETA/S&F/BAC | O2.06W33 | - |  |  |  | 1 | HP LA2405x
EQ009860 |  | Computer Monitor |  | Dell Monitor | Dell | Sadighi, Artadokht | VU/F/BETA/S&F/BAC | O2.06W37 | - |  |  |  | 1
EQ009859 |  | Computer |  | PC HP | Hewlett Packard (HP) | Sadighi, Artadokht | VU/F/BETA/S&F/BAC | O2.06W33 | - |  |  |  | 1 | Z420
EQ009858 |  | Mass Spectrometer |  | Waters Mass Spectrometer | Waters | Sadighi, Artadokht | VU/F/BETA/S&F/BAC | O2.06W37 | - |  |  |  | 1 | LCT Premier XE
EQ009857 | 009858 | Incubator |  | Incubator | Binder | Sadighi, Artadokht | VU/F/BETA/S&F/BAC | O2.06W33 | - |  |  |  | 1 | 9010 0004
EQ009856 | BIBRO-983; 6W37-301; LKexv 3910-22A F30 | Fridge |  | Refridgerator | Liebherr | Sadighi, Artadokht | VU/F/BETA/S&F/BAC | O2.06W37 | - |  |  |  | 1 | MediLine
EQ009855 |  | Vacuum Pump |  | Vacuum Pump | Vacuubrand | Sadighi, Artadokht | VU/F/BETA/S&F/BAC | O2.06W33 | - |  |  |  | 1 | vacuubrand1
EQ009854 | BIBRO-624; 6W37-101 | Fridge |  | Refridgerator | Liebherr | Sadighi, Artadokht | VU/F/BETA/S&F/BAC | O2.06W37 | - |  |  |  | 1 | Comfort
EQ009853 | 020197 | Computer |  | Medion Computer | Medion | Sadighi, Artadokht | VU/F/BETA/S&F/BAC | O2.06W31 | - |  |  |  | 1
EQ009852 | 009862 | Vortex |  | Vortex | Stuart Scientific | Sadighi, Artadokht | VU/F/BETA/S&F/BAC | O2.06W33 | - |  |  |  | 1 | SA8
EQ009851 |  | Water Bath |  | GFL Water Bath | GFL | Buzink, Christian | VU/F/BETA/S&F/Medchem/FAR A | O2.03E78 | - |  |  |  | 1 | 1083
EQ009850 |  | LED Controller |  | LED Array Driver | Amuza | Buzink, Christian | VU/F/BETA/S&F/Medchem/FAR A | O2.03E78 | - |  |  |  | 1 | LAD-1
EQ009849 |  | LED Controller |  | LED Array Driver | Amuza | Buzink, Christian | VU/F/BETA/S&F/Medchem/FAR A | O2.03E78 | - |  |  |  | 1 | LAD-1
EQ009848 | 003118 | Vortex |  | VWR Vortex | VWR | Buzink, Christian | VU/F/BETA/S&F/Medchem/FAR A | O2.03E78 | - |  |  |  | 1 | VV3
EQ009847 |  | Centrifuge |  | VWR Microcentrifuge | VWR | Buzink, Christian | VU/F/BETA/S&F/Medchem/FAR A | O2.03E78 | - |  |  |  | 1 | Galaxy Mini
EQ009846 |  | Lamp |  | IR Illuminator | VU | Buzink, Christian | VU/F/BETA/S&F/Medchem/FAR A | O2.03E78 | - |  |  |  | 1
EQ009845 |  | Lamp |  | IR Illuminator | VU | Buzink, Christian | VU/F/BETA/S&F/Medchem/FAR A | O2.03E78 | - |  |  |  | 1
EQ009844 |  | Lamp |  | IR Illuminator | VU | Buzink, Christian | VU/F/BETA/S&F/Medchem/FAR A | O2.03E78 | - |  |  |  | 1
EQ009843 |  | Power Supply |  | UV Light Power Supply | VU | Buzink, Christian | VU/F/BETA/S&F/Medchem/FAR A | O2.03E78 | - |  |  |  | 1
EQ009842 |  | Fan |  | Mobile Air Conditioner | Eurom | Buzink, Christian | VU/F/BETA/S&F/Medchem/FAR A | O2.03E78 | - |  |  |  | 1 | Issimo Pure 10
EQ009841 |  | Pipette |  | Integra Pipetting Robot | Integra | Buzink, Christian | VU/F/BETA/S&F/Medchem/FAR A | O2.03E78 | - |  |  |  | 1 | Assist Plus
EQ009840 |  | Pipette |  | Integra Electronic Multichannel Pipette | Integra | Buzink, Christian | VU/F/BETA/S&F/Medchem/FAR A | O2.03E78 | - |  |  |  | 1 | Assist Ready 50µL
EQ009839 |  | Pipette |  | Integra Electronic Multichannel Pipette | Integra | Buzink, Christian | VU/F/BETA/S&F/Medchem/FAR A | O2.03E78 | - |  |  |  | 1 | Assist Ready 300µL
EQ009838 | BIBRO-611 | Freezer |  | Ultra Low Temperature Freezer | Snijders | Buzink, Christian | VU/F/BETA/S&F/Medchem/FAR A | O2.03E24 | - |  |  |  | 1 | EVOSAFE VF720-86
EQ009837 | BIBRO-790 | Freezer |  | Liebherr Freezer | Liebherr | Buzink, Christian | VU/F/BETA/S&F/Medchem/FAR A | O2.03E24 | - |  |  |  | 1 | MediLine
EQ009836 |  | Freezer |  | Liebherr Freezer | Liebherr | Buzink, Christian | VU/F/BETA/S&F/Medchem/FAR A | O2.03E24 | - |  |  |  | 1
EQ009835 |  | Fridge |  | Liebherr Fridge | Liebherr | Buzink, Christian | VU/F/BETA/S&F/Medchem/FAR A | O2.03E24 | - |  |  |  | 1 | Premium
EQ009834 |  | Computer interface |  | Ordering System | Venture | Buzink, Christian | VU/F/BETA/S&F/Medchem/FAR A | O2.03E24 | - |  |  |  | 1 | KIOSK-V2
EQ009833 |  | Balance |  | Mettler Balance | Mettler (Toledo) | Buzink, Christian | VU/F/BETA/S&F/Medchem/FAR A | O2.03E24 | - |  |  |  | 1 | PB3002-S01
EQ009832 | 001933 | Balance |  | Mettler Balance | Mettler (Toledo) | Buzink, Christian | VU/F/BETA/S&F/Medchem/FAR A | O2.03E24 | - |  |  |  | 1 | AB54
EQ009831 | TFT267 | Computer Monitor |  | HP Computer Monitor | Hewlett Packard (HP) | Buzink, Christian | VU/F/BETA/S&F/Medchem/FAR A | O2.03E79 | - |  |  |  | 1 | HP 1730
EQ009830 | 010511 | Microplate reader |  | PHERAstar Plate Reader | BMG Labtech | Buzink, Christian | VU/F/BETA/S&F/Medchem/FAR A | O2.03E79 | - |  |  |  | 1 | PHERAstar FS
EQ009829 | TFT848 | Computer Monitor |  | HP Computer Monitor | Hewlett Packard (HP) | Buzink, Christian | VU/F/BETA/S&F/Medchem/FAR A | O2.03E79 | - |  |  |  | 1 | HP 1740
EQ009828 | 015160 | Computer |  | Dell Computer | Dell | Buzink, Christian | VU/F/BETA/S&F/Medchem/FAR A | O2.03E79 | - |  |  |  | 1 | Optiplex 990
EQ009827 | 010513 | Spectrophotometer |  | Perkin Elmer Multilabel Counter | Perkin-Elmer | Buzink, Christian | VU/F/BETA/S&F/Medchem/FAR A | O2.03E79 | - |  |  |  | 1 | Victor3 1420
EQ009826 | TFT842 | Computer Monitor |  | HP Computer Monitor | Hewlett Packard (HP) | Buzink, Christian | VU/F/BETA/S&F/Medchem/FAR A | O2.03E79 | - |  |  |  | 1 | HP 1740
EQ009825 | HP208 | Computer |  | HP Computer | Hewlett Packard (HP) | Buzink, Christian | VU/F/BETA/S&F/Medchem/FAR A | O2.03E79 | - |  |  |  | 1 | Compaq dc7700 CMT
EQ009824 | 000500 | Incubator |  | MMM Incubator | MMM Group | Buzink, Christian | VU/F/BETA/S&F/Medchem/FAR A | O2.03E79 | - |  |  |  | 1 | Ecocell
EQ009823 | 003598 | Orbital shaker |  | Heidolph Orbital Shaker | Heidolph | Buzink, Christian | VU/F/BETA/S&F/Medchem/FAR A | O2.03E79 | - |  |  |  | 1 | Titramax 1000
EQ009822 | 003505 | Spectrophotometer |  | Powerwave Microplate Spectrophotometer | Bio-Tek Instruments | Buzink, Christian | VU/F/BETA/S&F/Medchem/FAR A | O2.03E79 | - |  |  |  | 1 | Powerwave X340
EQ009821 | HP086 | Computer |  | HP Computer | Hewlett Packard (HP) | Buzink, Christian | VU/F/BETA/S&F/Medchem/FAR A | O2.03E79 | - |  |  |  | 1 | Compaq dc7700p CMT
EQ009820 | 030609 | Computer Monitor |  | HP Computer Monitor | Hewlett Packard (HP) | Buzink, Christian | VU/F/BETA/S&F/Medchem/FAR A | O2.03E79 | - |  |  |  | 1 | E231
EQ009819 | 010380 | Incubator |  | THERMOstar Incubator Shaker | BMG Labtech | Buzink, Christian | VU/F/BETA/S&F/Medchem/FAR A | O2.03E79 | - |  |  |  | 1 | THERMOstar
EQ009818 | 010379 | Incubator |  | THERMOstar Incubator Shaker | BMG Labtech | Buzink, Christian | VU/F/BETA/S&F/Medchem/FAR A | O2.03E79 | - |  |  |  | 1 | THERMOstar
EQ009817 | BIBRO-1091 | Fridge |  | Liebherr Fridge | Liebherr | Buzink, Christian | VU/F/BETA/S&F/Medchem/FAR A | O2.03E79 | - |  |  |  | 1 | MediLine
EQ009816 | BIBRO-1140 | Freezer |  | Liebherr Freezer | Liebherr | Buzink, Christian | VU/F/BETA/S&F/Medchem/FAR A | O2.03E79 | - |  |  |  | 1 | Comfort
EQ009815 | BIBRO-1093;011431 | Freezer |  | Liebherr Freezer | Liebherr | Buzink, Christian | VU/F/BETA/S&F/Medchem/FAR A | O2.03E79 | - |  |  |  | 1 | Comfort
EQ009814 |  | Peristaltic Pump |  | Masterflex Peristaltic Pump | Cole-Parmer | Buzink, Christian | VU/F/BETA/S&F/Medchem/FAR A | O2.03E79 | - |  |  |  | 1 | Masterflex L/S
EQ009813 |  | Pump/Compressor |  | Air Compressor | Jun-Air | Buzink, Christian | VU/F/BETA/S&F/Medchem/FAR A | O2.03E79 | - |  |  |  | 1
EQ009812 | 010512 | Workbench |  | Perkin Elmer Automated Workstation | Perkin-Elmer | Buzink, Christian | VU/F/BETA/S&F/Medchem/FAR A | O2.03E79 | - |  |  |  | 1 | JANUS (AJSM001)
EQ009811 | 016690 | Computer Monitor |  | HP Computer Monitor | Hewlett Packard (HP) | Buzink, Christian | VU/F/BETA/S&F/Medchem/FAR A | O2.03E79 | - |  |  |  | 1 | LA2205wg
EQ009810 |  | Extension Cable |  | Extension Cable | Brennenstuhl | Buzink, Christian | VU/F/BETA/S&F/Medchem/FAR A | O2.03E79 | - |  |  |  | 1
EQ009809 | 010491 | Sealer |  | Plate Sealer | Porvair Sciences | Buzink, Christian | VU/F/BETA/S&F/Medchem/FAR A | O2.03E79 | - |  |  |  | 1 | MiniSeal II
EQ009808 | 016688 | Computer Monitor |  | HP Computer Monitor | Hewlett Packard (HP) | Buzink, Christian | VU/F/BETA/S&F/Medchem/FAR A | O2.03E79 | - |  |  |  | 1 | LA2205wg
EQ009807 |  | Computer |  | Lenovo Computer | Lenovo | Buzink, Christian | VU/F/BETA/S&F/Medchem/FAR A | O2.03E79 | - |  |  |  | 1 | ThinkCentre M58
EQ009806 |  | Computer |  | Lenovo Computer | Lenovo | Buzink, Christian | VU/F/BETA/S&F/Medchem/FAR A | O2.03E79 | - |  |  |  | 1 | ThinkCentre M82
EQ009805 |  | Workbench |  | Perkin Elmer Automated Workstation | Perkin-Elmer | Buzink, Christian | VU/F/BETA/S&F/Medchem/FAR A | O2.03E79 | - |  |  |  | 1 | JANUS (AJM8001)
EQ009804 |  | Extension Cable |  | Extension Cable | VU | Buzink, Christian | VU/F/BETA/S&F/Medchem/FAR A | O2.03E79 | - |  |  |  | 1
EQ009803 | BIBRO-607;000739 | Freezer |  | Bosch Freezer | Bosch | Buzink, Christian | VU/F/BETA/S&F/Medchem/FAR A | O2.03E79 | - |  |  |  | 1 | Economic Super
EQ009802 |  | Extension Cable |  | Extension Cable | VU | Buzink, Christian | VU/F/BETA/S&F/Medchem/FAR A | O2.03E79 | - |  |  |  | 1
EQ009801 | 041600 | Computer |  | HP Computer | Hewlett Packard (HP) | Buzink, Christian | VU/F/BETA/S&F/Medchem/FAR A | O2.03E79 | - |  |  |  | 1
EQ009800 | 016685 | Computer Monitor |  | HP Computer Monitor | Hewlett Packard (HP) | Buzink, Christian | VU/F/BETA/S&F/Medchem/FAR A | O2.03E79 | - |  |  |  | 1 | LA2205wg
EQ009799 |  | Microplate reader |  | CLARIOstar Plate Reader | BMG Labtech | Buzink, Christian | VU/F/BETA/S&F/Medchem/FAR A | O2.03E79 | - |  |  |  | 1 | CLARIOstar
EQ009798 | 015151 | Computer |  | Dell Computer | Dell | Buzink, Christian | VU/F/BETA/S&F/Medchem/FAR A | O2.03E79 | - |  |  |  | 1 | Optiplex 990
EQ009797 | 016686 | Computer Monitor |  | HP Computer Monitor | Hewlett Packard (HP) | Buzink, Christian | VU/F/BETA/S&F/Medchem/FAR A | O2.03E79 | - |  |  |  | 1 | LA2205wg
EQ009796 | 010497 | Microplate reader |  | CLARIOstar Plate Reader | BMG Labtech | Buzink, Christian | VU/F/BETA/S&F/Medchem/FAR A | O2.03E79 | - |  |  |  | 1 | CLARIOstar
EQ009795 | 010536 | Vortex |  | VWR Vortex | VWR | Buzink, Christian | VU/F/BETA/S&F/Medchem/FAR A | O2.03E79 | - |  |  |  | 1
EQ009794 | 010492 | Centrifuge |  | Eppendorf Centrifuge | Eppendorf | Buzink, Christian | VU/F/BETA/S&F/Medchem/FAR A | O2.03E79 | - |  |  |  | 1 | Centrifuge 5804
EQ009793 | 000169 | Reagent Dispenser |  | Thermo Reagent Dispenser | Thermo Fisher Scientific | Buzink, Christian | VU/F/BETA/S&F/Medchem/FAR A | O2.03E79 | - |  |  |  | 1 | Multidrop 384
EQ009792 | 002999 | Reagent Dispenser |  | Thermo Reagent Dispenser | Thermo Fisher Scientific | Buzink, Christian | VU/F/BETA/S&F/Medchem/FAR A | O2.03E79 | - |  |  |  | 1 | Multidrop 384
EQ009791 | 003307 | Water Filtration System |  | Barnstead Water Filtration | Barnstead | Buzink, Christian | VU/F/BETA/S&F/Medchem/FAR A | O2.03E26 | - |  |  |  | 1 | NANOpure
EQ009790 | 004326 | Pump/Compressor |  | Air Compressor | Jun-Air | Buzink, Christian | VU/F/BETA/S&F/Medchem/FAR A | O2.03E26 | - |  |  |  | 1
EQ009789 | 006803 | Cell Disrupter |  | Branson Cell Disruptor | Branson | Buzink, Christian | VU/F/BETA/S&F/Medchem/FAR A | O2.03E26 | - |  |  |  | 1 | Sonifier B-30
EQ009788 |  | Autoclave |  | VWR Autoclave | VWR | Buzink, Christian | VU/F/BETA/S&F/Medchem/FAR A | O2.03E26 | - |  |  |  | 1 | ECN 481-0671
EQ009787 |  | Autoclave |  | VWR Autoclave | VWR | Buzink, Christian | VU/F/BETA/S&F/Medchem/FAR A | O2.03E26 | - |  |  |  | 1 | ECN 481-0671
EQ009786 | 010383 | Oven |  | Heraeus Oven | Heraeus | Buzink, Christian | VU/F/BETA/S&F/Medchem/FAR A | O2.03E26 | - |  |  |  | 1 | T 20
EQ009785 | FS092 | Computer |  | Fujitsu Computer | Fujitsu | Buzink, Christian | VU/F/BETA/S&F/Medchem/FAR A | O2.03E26 | - |  |  |  | 1 | Scenico N320
EQ009784 | 011232 | Computer |  | Fujitsu Computer | Fujitsu | Buzink, Christian | VU/F/BETA/S&F/Medchem/FAR A | O2.03E26 | - |  |  |  | 1 | Scenico N320
EQ009783 | 011236 | Computer |  | Fujitsu Computer | Fujitsu | Buzink, Christian | VU/F/BETA/S&F/Medchem/FAR A | O2.03E26 | - |  |  |  | 1 | Scenico N320
EQ009782 | 017420 | Computer |  | HP Computer | Hewlett Packard (HP) | Buzink, Christian | VU/F/BETA/S&F/Medchem/FAR A | O2.03E26 | - |  |  |  | 1 | Compaq 6200 Pro SFF
EQ009781 | 000347 | Spectrophotometer |  | Spectroflluorophotometer | Shimadzu | Buzink, Christian | VU/F/BETA/S&F/Medchem/FAR A | O2.03E26 | - |  |  |  | 1 | RF-1501
EQ009780 | 011255;FS104 | Computer |  | Fujitsu Computer | Fujitsu | Buzink, Christian | VU/F/BETA/S&F/Medchem/FAR A | O2.03E26 | - |  |  |  | 1 | Scenico N320
EQ009779 | 000441 | Flask heater |  | Heating Mantle | Pilz | Buzink, Christian | VU/F/BETA/S&F/Medchem/FAR A | O2.03E26 | - |  |  |  | 1 | U2/2
EQ009778 | 003535 | Vortex |  | Heidolph Vortex | Heidolph | Buzink, Christian | VU/F/BETA/S&F/Medchem/FAR A | O2.03E26 | - |  |  |  | 1 | REAX Top
EQ009777 |  | Thermal Cycler / PCR System |  | Bio-Rad Thermal Cycler | Bio-Rad | Buzink, Christian | VU/F/BETA/S&F/Medchem/FAR A | O2.03E26 | - |  |  |  | 1 | iCycler
EQ009776 | FS312 | Computer |  | Fujitsu Computer | Fujitsu | Buzink, Christian | VU/F/BETA/S&F/Medchem/FAR A | O2.03E26 | - |  |  |  | 1 | Esprimo P5600
EQ009775 | 004578 | Bioreactor |  | Bio Flo 110 Fermenter/Bioreactor | New Brunswick Scientific | Buzink, Christian | VU/F/BETA/S&F/Medchem/FAR A | O2.03E26 | - |  |  |  | 1 | Bio Flo 110
EQ009774 |  | Hot Plate |  | 12 Well Heater | VU | Buzink, Christian | VU/F/BETA/S&F/Medchem/FAR A | O2.03E26 | - |  |  |  | 1
EQ009773 |  | Dishwasher |  | Miele Dishwasher | Miele | Buzink, Christian | VU/F/BETA/S&F/Medchem/FAR A | O2.03E26 | - |  |  |  | 1 | G 7883 CD
EQ009772 | 002627 | Washing Station |  | Microplate Cleaner | VU | Buzink, Christian | VU/F/BETA/S&F/Medchem/FAR A | O2.03E26 | - |  |  |  | 1
EQ009771 |  | Extension Cable |  | Outlet Timer | RWTUV | Buzink, Christian | VU/F/BETA/S&F/Medchem/FAR A | O2.03E26 | - |  |  |  | 1 | HT456
EQ009770 | 001126 | Cell Disrupter |  | Branson Cell Disruptor | Branson | Buzink, Christian | VU/F/BETA/S&F/Medchem/FAR A | O2.03E26 | - |  |  |  | 1 | Sonifier 250
EQ009769 |  | Extension Cable |  | Extension Cable | VU | Buzink, Christian | VU/F/BETA/S&F/Medchem/FAR A | O2.03E31 | - |  |  |  | 1
EQ009768 | 010566 | Power Supply |  | Bio-Rad Power Supply | Bio-Rad | Buzink, Christian | VU/F/BETA/S&F/Medchem/FAR A | O2.03E31 | - |  |  |  | 1 | PowerPac 300
EQ009767 | 003352 | Homogeniser |  | Polytron Homogeniser | Kinematica | Buzink, Christian | VU/F/BETA/S&F/Medchem/FAR A | O2.03E31 | - |  |  |  | 1 | Polytron PT 1200 CL
EQ009766 | 002189 | Pipette |  | Pipet-aid | Drummond | Buzink, Christian | VU/F/BETA/S&F/Medchem/FAR A | O2.03E31 | - |  |  |  | 1 | Pipet-aid
EQ009765 | 003528 | Power Supply |  | Bio-Rad Power Supply | Bio-Rad | Buzink, Christian | VU/F/BETA/S&F/Medchem/FAR A | O2.03E31 | - |  |  |  | 1 | PowerPac 300
EQ009764 | 003644 | Power Supply |  | Bio-Rad Power Supply | Bio-Rad | Buzink, Christian | VU/F/BETA/S&F/Medchem/FAR A | O2.03E31 | - |  |  |  | 1 | PowerPac 300
EQ009763 | 01951 | Centrifuge |  | Centrifuge | Eppendorf | Buzink, Christian | VU/F/BETA/S&F/Medchem/FAR A | O2.03E31 | - |  |  |  | 1 | 5415C
EQ009762 |  | Shaker/Mixer |  | Mixer | VWR | Buzink, Christian | VU/F/BETA/S&F/Medchem/FAR A | O2.03E31 | - |  |  |  | 1 | Reax top
EQ009761 |  | Shaker/Mixer |  | Thermomixer compact | Eppendorf | Buzink, Christian | VU/F/BETA/S&F/Medchem/FAR A | O2.03E31 | - |  |  |  | 1 | 003351
EQ009760 |  | Pipette |  | Electronic Pipette 2-125 | Thermo Fisher Scientific | Buzink, Christian | VU/F/BETA/S&F/Medchem/FAR A | O2.03E31 | - |  |  |  | 0 | E1-ClipTip 2-125microl
EQ009759 |  | Pipette |  | Electronic Pipette 2-125 | Thermo Fisher Scientific | Buzink, Christian | VU/F/BETA/S&F/Medchem/FAR A | O2.03E31 | - |  |  |  | 1 | E1-ClipTip 2-125microl
EQ009758 | 010509 | Extension Cable |  | Extension Cable | VU | Buzink, Christian | VU/F/BETA/S&F/Medchem/FAR A | O2.03E31 | - |  |  |  | 1
EQ009757 | 010509 | Vortex |  | VWR Vortex | VWR | Buzink, Christian | VU/F/BETA/S&F/Medchem/FAR A | O2.03E31 | - |  |  |  | 1
EQ009756 |  | Pipette |  | Electronic Pipette125 | Thermo Fisher Scientific | Buzink, Christian | VU/F/BETA/S&F/Medchem/FAR A | O2.03E31 | - |  |  |  | 1 | Matrix 125microl
EQ009755 |  | Adapter |  | Adapter | Sino-American | Buzink, Christian | VU/F/BETA/S&F/Medchem/FAR A | O2.03E31 | - |  |  |  | 1
EQ009754 |  | Pipette |  | Electronic Pipette 125 | Thermo Fisher Scientific | Buzink, Christian | VU/F/BETA/S&F/Medchem/FAR A | O2.03E31 | - |  |  |  | 1 | Matrix 125microl
EQ009753 | 010507 | Adapter |  | Adapter | Thermo Fisher Scientific | Buzink, Christian | VU/F/BETA/S&F/Medchem/FAR A | O2.03E31 | - |  |  |  | 1
EQ009752 | 010553 | Adapter |  | Adapter | Sino-American | Buzink, Christian | VU/F/BETA/S&F/Medchem/FAR A | O2.03E31 | - |  |  |  | 1
EQ009751 |  | Pipette |  | Electronic Pipette 125 | Thermo Fisher Scientific | Buzink, Christian | VU/F/BETA/S&F/Medchem/FAR A | O2.03E31 | - |  |  |  | 1 | Matrix 125microl
EQ009750 |  | Pipette |  | Electronic Pipette 30 | Thermo Fisher Scientific | Buzink, Christian | VU/F/BETA/S&F/Medchem/FAR A | O2.03E31 | - |  |  |  | 1 | Matrix 30microl
EQ009749 | 010575 | Adapter |  | Adapter | Sino-American | Buzink, Christian | VU/F/BETA/S&F/Medchem/FAR A | O2.03E31 | - |  |  |  | 1
EQ009748 |  | Pipette |  | Electronic Pipette 30 | Thermo Fisher Scientific | Buzink, Christian | VU/F/BETA/S&F/Medchem/FAR A | O2.03E31 | - |  |  |  | 1 | Matrix 30microl
EQ009747 | 003633 | Vortex |  | Heidolph Vortex | Heidolph | Buzink, Christian | VU/F/BETA/S&F/Medchem/FAR A | O2.03E31 | - |  |  |  | 1 | REAX Top
EQ009746 |  | Pipette |  | Electronic Pipette 50 | Integra | Buzink, Christian | VU/F/BETA/S&F/Medchem/FAR A | O2.03E31 | - |  |  |  | 1 | 50microl
EQ009745 |  | Pipette |  | Electronic Pipette 125 | Integra | Buzink, Christian | VU/F/BETA/S&F/Medchem/FAR A | O2.03E31 | - |  |  |  | 1 | 125microl
EQ009744 |  | Pipette |  | Electronic Pipette 12.5 | Integra | Buzink, Christian | VU/F/BETA/S&F/Medchem/FAR A | O2.03E31 | - |  |  |  | 1 | 12.5microl
EQ009743 | 003114 | Centrifuge |  | VWR Microcentrifuge | VWR | Buzink, Christian | VU/F/BETA/S&F/Medchem/FAR A | O2.03E31 | - |  |  |  | 1 | Galaxy Mini
EQ009742 |  | Pipette |  | Electronic Pipette 300 | Integra | Buzink, Christian | VU/F/BETA/S&F/Medchem/FAR A | O2.03E31 | - |  |  |  | 1 | 300microl
EQ009741 |  | Extension Cable |  | Extension Cable | VU | Buzink, Christian | VU/F/BETA/S&F/Medchem/FAR A | O2.03E31 | - |  |  |  | 1
EQ009740 |  | Microplate reader |  | Berthold Plate Reader | Berthold Technologies | Buzink, Christian | VU/F/BETA/S&F/Medchem/FAR A | O2.03E31 | - |  |  |  | 1 | Mithras LB 940
EQ009739 | 003562 | Vortex |  | Vortex | Heidolph | Buzink, Christian | VU/F/BETA/S&F/Medchem/FAR A | O2.03E31 | - |  |  |  | 1 | Reax2000
EQ009738 | BIBRO-1104 | Fridge |  | Fridge | Liebherr | Buzink, Christian | VU/F/BETA/S&F/Medchem/FAR A | O2.03E31 | - |  |  |  | 1 | MedLine
EQ009737 | BIBRO-1104 | Freezer |  | Freezer | Liebherr | Buzink, Christian | VU/F/BETA/S&F/Medchem/FAR A | O2.03E31 | - |  |  |  | 0 | Comfort
EQ009736 | BIBRO-725 | Freezer |  | Freezer | Liebherr | Buzink, Christian | VU/F/BETA/S&F/Medchem/FAR A | O2.03E31 | - |  |  |  | 1 | Comfort
EQ009735 | BIBRO-705 | Freezer |  | Freezer | Liebherr | Buzink, Christian | VU/F/BETA/S&F/Medchem/FAR A | O2.03E31 | - |  |  |  | 1 | MedLine
EQ009734 | 015166 | Computer |  | Dell Computer | Dell | Buzink, Christian | VU/F/BETA/S&F/Medchem/FAR A | O2.03E31 | - |  |  |  | 1 | Optiplex 990
EQ009733 |  | Computer Monitor |  | HP Computer Monitor | Hewlett Packard (HP) | Buzink, Christian | VU/F/BETA/S&F/Medchem/FAR A | O2.03E31 | - |  |  |  | 1 | LA2205wg
EQ009732 | 003329 | Vortex |  | Labinco Vortex | Labinco | Buzink, Christian | VU/F/BETA/S&F/Medchem/FAR A | O2.03E31 | - |  |  |  | 1 | L46
EQ009731 | 010503 | Incubator |  | THERMOstar Incubator Shaker | BMG Labtech | Buzink, Christian | VU/F/BETA/S&F/Medchem/FAR A | O2.03E31 | - |  |  |  | 1 | THERMOstar
EQ009730 | 010502 | Incubator |  | THERMOstar Incubator Shaker | BMG Labtech | Buzink, Christian | VU/F/BETA/S&F/Medchem/FAR A | O2.03E31 | - |  |  |  | 1 | THERMOstar
EQ009729 |  | Label Writer |  | Brother Label Printer | Brother | Buzink, Christian | VU/F/BETA/S&F/Medchem/FAR A | O2.03E31 | - |  |  |  | 1 | P-Touch 9700PC
EQ009728 |  | Pipette |  | Pipette Controller | Falcon | Buzink, Christian | VU/F/BETA/S&F/Medchem/FAR A | O2.03E41 | - |  |  |  | 1
EQ009727 |  | Computer |  | HP Computer | Hewlett Packard (HP) | Buzink, Christian | VU/F/BETA/S&F/Medchem/FAR A | O2.03E31 | - |  |  |  | 1 | Compaq dc7900 CMT
EQ009726 |  | Computer Monitor |  | NEC Computer Monitor | Nec | Buzink, Christian | VU/F/BETA/S&F/Medchem/FAR A | O2.03E31 | - |  |  |  | 1 | MultiSync LCD 2470WVX
EQ009725 | 010586 | Microscope |  | Olympus Fluorescence Microscope | Olympus | Buzink, Christian | VU/F/BETA/S&F/Medchem/FAR A | O2.03E31 | - |  |  |  | 1 | FSX100
EQ009724 |  | Vortex |  | VWR Vortex | VWR | Buzink, Christian | VU/F/BETA/S&F/Medchem/FAR A | O2.03E31 | - |  |  |  | 1
EQ009723 | 010494 | Adapter |  | Adapter | Sino-American | Buzink, Christian | VU/F/BETA/S&F/Medchem/FAR A | O2.03E31 | - |  |  |  | 1
EQ009722 | BIBRO-720 | Freezer |  | Liebherr Freezer | Liebherr | Buzink, Christian | VU/F/BETA/S&F/Medchem/FAR A | O2.03E31 | - |  |  |  | 1 | Comfort
EQ009721 |  | Vortex |  | Vortex | VWR | Buzink, Christian | VU/F/BETA/S&F/Medchem/FAR A | O2.03E31 | - |  |  |  | 1 | 444-1372
EQ009720 | BIBRO-719 | Freezer |  | Liebherr Freezer | Liebherr | Buzink, Christian | VU/F/BETA/S&F/Medchem/FAR A | O2.03E31 | - |  |  |  | 1 | Comfort
EQ009719 | 003349 | Shaker/Mixer |  | Power Mixer | Labinco | Buzink, Christian | VU/F/BETA/S&F/Medchem/FAR A | O2.03E31 | - |  |  |  | 1 | L46
EQ009718 | BIBRO-1103 | Fridge |  | Liebherr Fridge | Liebherr | Buzink, Christian | VU/F/BETA/S&F/Medchem/FAR A | O2.03E31 | - |  |  |  | 1 | MediLine
EQ009717 |  | Lamp |  | Lamp | VU | Buzink, Christian | VU/F/BETA/S&F/Medchem/FAR A | O2.03E31 | - |  |  |  | 1
EQ009716 | 003529 | Power Supply |  | Bio-Rad Power Supply | Bio-Rad | Buzink, Christian | VU/F/BETA/S&F/Medchem/FAR A | O2.03E31 | - |  |  |  | 1 | PowerPac 300
EQ009715 |  | Centrifuge |  | Centrifuge | Eppendorf | Buzink, Christian | VU/F/BETA/S&F/Medchem/FAR A | O2.03E31 | - |  |  |  | 1
EQ009714 | 004748 | Power Supply |  | Bio-Rad Power Supply | Bio-Rad | Buzink, Christian | VU/F/BETA/S&F/Medchem/FAR A | O2.03E31 | - |  |  |  | 1 | PowerPac Basic
EQ009713 | 003344 | Shaker/Mixer |  | Power Mixer | Labinco | Buzink, Christian | VU/F/BETA/S&F/Medchem/FAR A | O2.03E31 | - |  |  |  | 1 | L46
EQ009712 | 002989 | Balance |  | Sartorius Balance | Sartorius | Buzink, Christian | VU/F/BETA/S&F/Medchem/FAR A | O2.03E31 | - |  |  |  | 1 | TE601
EQ009711 | 003115 | Centrifuge |  | Centrifuge | VWR | Buzink, Christian | VU/F/BETA/S&F/Medchem/FAR A | O2.03E31 | - |  |  |  | 1 | Galaxy Mini
EQ009710 | 003348 | Microwave oven |  | Sharp Microwave | Sharp | Buzink, Christian | VU/F/BETA/S&F/Medchem/FAR A | O2.03E31 | - |  |  |  | 1 | R-3A51
EQ009709 |  | Vortex |  | Vortex | VWR | Buzink, Christian | VU/F/BETA/S&F/Medchem/FAR A | O2.03E31 | - |  |  |  | 1 | 444-1372
EQ009708 | 010508 | Microplate reader |  | NEPHELOstar Plate Reader | BMG Labtech | Buzink, Christian | VU/F/BETA/S&F/Medchem/FAR A | O2.03E31 | - |  |  |  | 1 | NEPHELOstar Plus
EQ009707 | 023599 | Computer |  | HP Computer | Hewlett Packard (HP) | Buzink, Christian | VU/F/BETA/S&F/Medchem/FAR A | O2.03E31 | - |  |  |  | 1 | Compaq Pro 6300 SFF
EQ009706 |  | Extension Cable |  | Extension Cable | VU | Buzink, Christian | VU/F/BETA/S&F/Medchem/FAR A | O2.03E31 | - |  |  |  | 1
EQ009705 | 016687;TFT1384 | Computer Monitor |  | HP Computer Monitor | Hewlett Packard (HP) | Buzink, Christian | VU/F/BETA/S&F/Medchem/FAR A | O2.03E31 | - |  |  |  | 1 | LA2205wg
EQ009704 | 009049 | Computer |  | Dell Computer | Dell | Buzink, Christian | VU/F/BETA/S&F/Medchem/FAR A | O2.03E31 | - |  |  |  | 1 | Optiplex 990
EQ009703 |  | Shaker/Mixer |  | Incubated Stackable Shaker | Thermo Fisher Scientific | Buzink, Christian | VU/F/BETA/S&F/Medchem/FAR A | O2.03E31 | - |  |  |  | 1 | SHKE6000-1CE MaxQ 6000
EQ009702 | TFT1233 | Computer Monitor |  | HP Computer Monitor | Hewlett Packard (HP) | Buzink, Christian | VU/F/BETA/S&F/Medchem/FAR A | O2.03E31 | - |  |  |  | 1 | LA2205wg
EQ009701 | 010328 | Power Supply |  | Electrophoresis Power Supply | Bio-Rad | Buzink, Christian | VU/F/BETA/S&F/Medchem/FAR A | O2.03E31 | - |  |  |  | 1 | Power Pac 200
EQ009700 | 010496 | Microplate reader |  | NOVOstar Plate Reader | BMG Labtech | Buzink, Christian | VU/F/BETA/S&F/Medchem/FAR A | O2.03E31 | - |  |  |  | 1 | NOVOstar
EQ009699 |  | Thermal Cycler / PCR System |  | Bio-Rad Thermal Cycler | Bio-Rad | Buzink, Christian | VU/F/BETA/S&F/Medchem/FAR A | O2.03E31 | - |  |  |  | 1 | MyCycler Thermal Cycler
EQ009698 | 010539 | Thermal Cycler / PCR System |  | PCR System | Applied biosystems | Buzink, Christian | VU/F/BETA/S&F/Medchem/FAR A | O2.03E31 | - |  |  |  | 1 | GeneAmp PCR System 9700
EQ009697 | 010310 | Water Bath |  | Heating Bath | Buchi | Buzink, Christian | VU/F/BETA/S&F/Medchem/FAR A | O2.03E31 | - |  |  |  | 1 | B-491
EQ009696 |  | pH Meter |  | pH Meter | Consort | Buzink, Christian | VU/F/BETA/S&F/Medchem/FAR A | O2.03E31 | - |  |  |  | 1 | C861
EQ009695 | 010532 | Hot Plate |  | Heidolph Hot Plate | Heidolph | Buzink, Christian | VU/F/BETA/S&F/Medchem/FAR A | O2.03E31 | - |  |  |  | 1 | MR 2002
EQ009694 |  | Water Bath |  | Precision Water Bath | Thermo Fisher Scientific | Buzink, Christian | VU/F/BETA/S&F/Medchem/FAR A | O2.03E31 | - |  |  |  | 1 | TSGP02 Precision
EQ009693 | 003503 | Ultrasonic Cleaner |  | Branson Ultrasonic Cleaner | Branson | Buzink, Christian | VU/F/BETA/S&F/Medchem/FAR A | O2.03E31 | - |  |  |  | 1 | 200
EQ009692 |  | Vortex |  | Vortex | Scientific Industries Inc. | Buzink, Christian | VU/F/BETA/S&F/Medchem/FAR A | O2.03E31 | - |  |  |  | 1 | Vortex Genie 2 G-560E
EQ009691 |  | Incubator |  | Incubator | Thermo Fisher Scientific | Buzink, Christian | VU/F/BETA/S&F/Medchem/FAR A | O2.03E31 | - |  |  |  | 1 | Heratherm
EQ009690 | 010545 | Vacuum Pump |  | VWR Vacuum Pump | VWR | Buzink, Christian | VU/F/BETA/S&F/Medchem/FAR A | O2.03E31 | - |  |  |  | 1 | PM20405-86
EQ009689 |  | Centrifuge |  | Centrifuge | Thermo Fisher Scientific | Buzink, Christian | VU/F/BETA/S&F/Medchem/FAR A | O2.03E31 | - |  |  |  | 1 | SL40R
EQ009688 | 005092 | Transilluminator |  | Herolab Transilluminator | Herolab | Buzink, Christian | VU/F/BETA/S&F/Medchem/FAR A | O2.03E31 | - |  |  |  | 1 | UVT-14 M
EQ009687 | 0011765 | Centrifuge |  | Centrifuge | Eppendorf | Buzink, Christian | VU/F/BETA/S&F/Medchem/FAR A | O2.03E31 | - |  |  |  | 1 | Centrifuge 5424
EQ009686 | 001946 | Shaker/Mixer |  | Thermomixer | Eppendorf | Buzink, Christian | VU/F/BETA/S&F/Medchem/FAR A | O2.03E31 | - |  |  |  | 1 | Thermomixer compact
EQ009685 |  | Extension Cable |  | Extension Cable | Brennenstuhl | Buzink, Christian | VU/F/BETA/S&F/Medchem/FAR A | O2.03E41 | - |  |  |  | 1 | Premium Alu line
EQ009684 |  | Water Bath |  | Water Bath | VWR | Buzink, Christian | VU/F/BETA/S&F/Medchem/FAR A | O2.03E41 | - |  |  |  | 1 | VWB26
EQ009683 | 002196 | Microscope |  | Microscope | Leica | Buzink, Christian | VU/F/BETA/S&F/Medchem/FAR A | O2.03E41 | - |  |  |  | 1 | DM IL
EQ009682 |  | Incubator |  | CO2 Incubator | Thermo Fisher Scientific | Buzink, Christian | VU/F/BETA/S&F/Medchem/FAR A | O2.03E41 | - |  |  |  | 1 | Hera Cell 150i
EQ009681 |  | Radio |  | Radio | Sony | Buzink, Christian | VU/F/BETA/S&F/Medchem/FAR A | O2.03E41 | - |  |  |  | 1
EQ009680 |  | Incubator |  | CO2 Incubator | Thermo Fisher Scientific | Buzink, Christian | VU/F/BETA/S&F/Medchem/FAR A | O2.03E41 | - |  |  |  | 1 | Hera Cell 150i
EQ009679 |  | Incubator |  | Incubator | Heraeus | Buzink, Christian | VU/F/BETA/S&F/Medchem/FAR A | O2.03E41 | - |  |  |  | 1 | Hera Cell 150
EQ009678 | 003316 | Vortex |  | Labinco Vortex | Labinco | Buzink, Christian | VU/F/BETA/S&F/Medchem/FAR A | O2.03E41 | - |  |  |  | 1 | L46
EQ009677 |  | Vacuum Pump |  | Vacuubrand Condenser | Vacuubrand | Buzink, Christian | VU/F/BETA/S&F/Medchem/FAR A | O2.03E41 | - |  |  |  | 1 | Peltronic
EQ009676 | 010581 | Incubator |  | Incubator | Heraeus | Buzink, Christian | VU/F/BETA/S&F/Medchem/FAR A | O2.03E41 | - |  |  |  | 1 | Hera Cell 240
EQ009675 |  | Vacuum Pump |  | Vacuubrand Vacuum Pump | Vacuubrand | Buzink, Christian | VU/F/BETA/S&F/Medchem/FAR A | O2.03E41 | - |  |  |  | 1 | PC 3004 VARIO
EQ009674 | 001928 | Extension Cable |  | Extension Cable | VU | Buzink, Christian | VU/F/BETA/S&F/Medchem/FAR A | O2.03E41 | - |  |  |  | 1
EQ009673 | 001127 | Centrifuge |  | Heraeus Centrifuge | Heraeus | Buzink, Christian | VU/F/BETA/S&F/Medchem/FAR A | O2.03E41 | - |  |  |  | 1 | Megafuge 1.0R
EQ009672 | 002197 | Incubator |  | Incubator | Heraeus | Buzink, Christian | VU/F/BETA/S&F/Medchem/FAR A | O2.03E41 | - |  |  |  | 1 | Hera Cell 150
EQ009671 | BIBRO-770 | Freezer |  | Liebherr Freezer | Liebherr | Buzink, Christian | VU/F/BETA/S&F/Medchem/FAR A | O2.03E41 | - |  |  |  | 1 | MediLine
EQ009670 | BIBRO-1107 | Fridge |  | Liebherr Fridge | Liebherr | Buzink, Christian | VU/F/BETA/S&F/Medchem/FAR A | O2.03E41 | - |  |  |  | 1 | MediLine
EQ009669 |  | Pipette |  | Pipette Controller | Falcon | Buzink, Christian | VU/F/BETA/S&F/Medchem/FAR A | O2.03E41 | - |  |  |  | 1
EQ009668 |  | Vacuum Pump |  | Vacuubrand Condenser | Vacuubrand | Buzink, Christian | VU/F/BETA/S&F/Medchem/FAR A | O2.03E41 | - |  |  |  | 1 | Peltronic
EQ009667 | 010510 | Vacuum Pump |  | Vacuum Gas Pump | VWR | Buzink, Christian | VU/F/BETA/S&F/Medchem/FAR A | O2.03E41 | - |  |  |  | 1 | Vacuum Gas Pump
EQ009666 |  | Vacuum Pump |  | Vacuubrand Vacuum Pump | Vacuubrand | Buzink, Christian | VU/F/BETA/S&F/Medchem/FAR A | O2.03E41 | - |  |  |  | 1 | PC 3004 VARIO
EQ009665 | 000031 | Centrifuge |  | Microcentrifuge | Heraeus | Buzink, Christian | VU/F/BETA/S&F/Medchem/FAR A | O2.03E41 | - |  |  |  | 1 | Biofuge Pico
EQ009664 | 007654 | Vortex |  | Labinco Vortex | Labinco | Buzink, Christian | VU/F/BETA/S&F/Medchem/FAR A | O2.03E41 | - |  |  |  | 1 | L46
EQ009663 |  | Pipette |  | Pipette P2 | Gilson | Zwering, Emile | VU/F/BETA/A-LIFE/SyBi | O2.01E43 | - |  |  |  | 0 | Pipetman P2
EQ009662 |  | Pipette |  | Pipette P2 | Gilson | Zwering, Emile | VU/F/BETA/A-LIFE/SyBi | O2.01E43 | - |  |  |  | 1 | Pipetman P2
EQ009661 |  | Pipette |  | Pipette P20 | Gilson | Zwering, Emile | VU/F/BETA/A-LIFE/SyBi | O2.01E43 | - |  |  |  | 1 | Pipetman P20
EQ009660 |  | Peristaltic Pump |  | Peristaltic Pump | Cole-Parmer | Zwering, Emile | VU/F/BETA/A-LIFE/SyBi | O2.01E43 | - |  |  |  | 1 | Masterflex Easy-Load II
EQ009659 |  | Vacuum Pump |  | Vacuum Pump | Vacuubrand | Zwering, Emile | VU/F/BETA/A-LIFE/SyBi | O2.01E43 | - |  |  |  | 1 | PC 3004 VARIO
EQ009658 |  | Pipette |  | Pipette P200 | Gilson | Zwering, Emile | VU/F/BETA/A-LIFE/SyBi | O2.01E43 | - |  |  |  | 1 | Pipetman P200
EQ009657 | 007906; Green; I | Water Bath |  | Water Bath | Julabo | Zwering, Emile | VU/F/BETA/A-LIFE/SyBi | O2.01E43 | - |  |  |  | 1 | Julabo C
EQ009656 |  | Pipette |  | Pipette P1000 | Gilson | Zwering, Emile | VU/F/BETA/A-LIFE/SyBi | O2.01E43 | - |  |  |  | 1 | Pipetman P1000
EQ009655 | Green; I | Power Supply |  | Microscope Power Supply | Leitz | Zwering, Emile | VU/F/BETA/A-LIFE/SyBi | O2.01E43 | - |  |  |  | 1
EQ009654 | BIBRO-1138 | Fridge |  | Fridge | Liebherr | Zwering, Emile | VU/F/BETA/A-LIFE/SyBi | O2.01E43 | - |  |  |  | 1 | Medline
EQ009653 | Green; I | Microscope |  | Microscope | Leitz | Zwering, Emile | VU/F/BETA/A-LIFE/SyBi | O2.01E43 | - |  |  |  | 1 | Diavert
EQ009652 | BIBRO-1139 | Fridge |  | Fridge | Liebherr | Zwering, Emile | VU/F/BETA/A-LIFE/SyBi | O2.01E43 | - |  |  |  | 1 | Comfort
EQ009651 |  | Incubator |  | Cell Incubator | Heraeus | Zwering, Emile | VU/F/BETA/A-LIFE/SyBi | O2.01E43 | - |  |  |  | 1 | HeraCell
EQ009650 | 010356 | Autoclave |  | Autoclave | Prestige Medical | Zwering, Emile | VU/F/BETA/A-LIFE/SyBi | O2.01E43 | - |  |  |  | 1 | 2100 Classic
EQ009649 | 011771 | Incubator |  | CO2 Incubator | Panasonic | Zwering, Emile | VU/F/BETA/A-LIFE/SyBi | O2.01E43 | - |  |  |  | 1 | MC0-170AIC-PE
EQ009648 | PL 70983 | Biological Safety Cabinet |  | Gilson Pipetman P200 L | Gilson | Zwering, Emile | VU/F/BETA/A-LIFE/SyBi | O2.01E43 | - |  |  |  | 1 | Pipetman P200 L
EQ009647 | MSC II 01;02-01E143-LF01 | Biological Safety Cabinet |  | Biosafety Cabinet | Kojair | Zwering, Emile | VU/F/BETA/A-LIFE/SyBi | O2.01E43 | - |  |  |  | 1 | Blue Series Biowizard Silver Line
EQ009646 | 011770 | Incubator |  | CO2 Incubator | Panasonic | Zwering, Emile | VU/F/BETA/A-LIFE/SyBi | O2.01E43 | - |  |  |  | 1 | MC0-170AIC-PE
EQ009645 | 010246 | Centrifuge |  | Centrifuge | Jouan | Zwering, Emile | VU/F/BETA/A-LIFE/SyBi | O2.01E43 | - |  |  |  | 1 | CR3
EQ009644 | 010247 | Vortex |  | Vortex | Snijders | Zwering, Emile | VU/F/BETA/A-LIFE/SyBi | O2.01E43 | - |  |  |  | 1 | press-to-mix 34524
EQ009643 | 008263 | Syringe Pump |  | Syringe Pump | Chemyx | Zwering, Emile | VU/F/BETA/A-LIFE/SyBi | O2.01E43 | - |  |  |  | 1 | Fusion200
EQ009642 | 010293 | Microscope |  | Microscope Power Supply | Nikon | Zwering, Emile | VU/F/BETA/A-LIFE/SyBi | O2.01E43 | - |  |  |  | 1 | Eclipse TE2000-S
EQ009641 |  | Incubator |  | Incubator | Binder | Marien, Janine | VU/F/BETA/A-LIFE | O2.01E17A | - |  |  |  | 1 | BD400
EQ009640 |  | Incubator |  | Incubator | Binder | Marien, Janine | VU/F/BETA/A-LIFE | O2.01E17A | - |  |  |  | 1 | BD400
EQ009639 | 006241; Green; I | Vortex |  | Vortex | IKA | Marien, Janine | VU/F/BETA/A-LIFE | O2.01E17A | - |  |  |  | 1 | MS1 Minishaker
EQ009638 |  | Microscope |  | Microscope | Olympus | Marien, Janine | VU/F/BETA/A-LIFE | O2.01E17A | - |  |  |  | 1 | CX23
EQ009637 |  | Microscope |  | Microscope | Carl Zeiss | Marien, Janine | VU/F/BETA/A-LIFE | O2.01E17A | - |  |  |  | 1 | Stemi 508
EQ009636 | MSC II 02;02-01E17A-LF02 | Biological Safety Cabinet |  | Biosafety Cabinet | Kojair | Marien, Janine | VU/F/BETA/A-LIFE | O2.01E17A | - |  |  |  | 1 | Blue Series Biowizard Silver Line
EQ009635 | MSC II 01;02-01E17A-LF01 | Biological Safety Cabinet |  | Biosafety Cabinet | Kojair | Marien, Janine | VU/F/BETA/A-LIFE | O2.01E17A | - |  |  |  | 1 | Blue Series Biowizard Silver Line
EQ009634 |  | Microscope |  | Microscope | Nikon | Zwering, Emile | VU/F/BETA/A-LIFE/SyBi | O2.01E43 | - |  |  |  | 1 | Eclipse TE2000-S
EQ009633 |  | Extension Cable |  | Extension Cable | Kaiser | Zwering, Emile | VU/F/BETA/A-LIFE/SyBi | O2.01E65 | - |  |  |  | 1
EQ009632 |  | Pipette |  | Pipette P1000 | Gilson | Zwering, Emile | VU/F/BETA/A-LIFE/SyBi | O2.01E65 | - |  |  |  | 1 | Pipetman P1000
EQ009631 |  | Pipette |  | Pipette P10 | Gilson | Zwering, Emile | VU/F/BETA/A-LIFE/SyBi | O2.01E65 | - |  |  |  | 1 | Pipetman P10
EQ009630 |  | Pipette |  | Pipette P200 | Gilson | Zwering, Emile | VU/F/BETA/A-LIFE/SyBi | O2.01E65 | - |  |  |  | 1 | Pipetman P200
EQ009629 |  | Pipette |  | Pipette P200 | Gilson | Zwering, Emile | VU/F/BETA/A-LIFE/SyBi | O2.01E65 | - |  |  |  | 1 | Pipetman P200
EQ009628 |  | Pipette |  | Pipette P20 | Gilson | Zwering, Emile | VU/F/BETA/A-LIFE/SyBi | O2.01E65 | - |  |  |  | 1 | Pipetman P20
EQ009627 |  | Pipette |  | Pipette P200 | Gilson | Zwering, Emile | VU/F/BETA/A-LIFE/SyBi | O2.01E65 | - |  |  |  | 1 | Pipetman P200
EQ009626 | White | Pipette |  | Pipette P1000 | Gilson | Marien, Janine | VU/F/BETA/A-LIFE | O2.01E19 | - |  |  |  | 1 | Pipetman
EQ009625 |  | Pipette |  | Pipette P2 | Gilson | Zwering, Emile | VU/F/BETA/A-LIFE/SyBi | O2.01E65 | - |  |  |  | 1 | Pipetman P2
EQ009624 | Red; JTW | Pipette |  | Pipette P200 | Gilson | Marien, Janine | VU/F/BETA/A-LIFE | O2.01E19 | - |  |  |  | 1 | Pipetman
EQ009623 |  | Pipette |  | Pipette P20 | Gilson | Zwering, Emile | VU/F/BETA/A-LIFE/SyBi | O2.01E65 | - |  |  |  | 1 | Pipetman P20
EQ009622 |  | Pipette |  | Pipette P200 | Gilson | Marien, Janine | VU/F/BETA/A-LIFE | O2.01E19 | - |  |  |  | 1 | Pipetman
EQ009621 |  | Pipette |  | Pipette P20 | Gilson | Marien, Janine | VU/F/BETA/A-LIFE | O2.01E19 | - |  |  |  | 1 | Pipetman
EQ009620 |  | Pipette |  | Pipette P1000 | Gilson | Zwering, Emile | VU/F/BETA/A-LIFE/SyBi | O2.01E65 | - |  |  |  | 1 | Pipetman P1000
EQ009619 |  | Pipette |  | Pipette P1000 | Gilson | Zwering, Emile | VU/F/BETA/A-LIFE/SyBi | O2.01E65 | - |  |  |  | 1 | Pipetman P1000
EQ009618 | 008642; BIBRO-1130 | Freezer |  | Freezer | Liebherr | Marien, Janine | VU/F/BETA/A-LIFE | O2.01E19 | - |  |  |  | 1 | Comfort
EQ009617 |  | Pipette |  | Pipette P1000 | Gilson | Zwering, Emile | VU/F/BETA/A-LIFE/SyBi | O2.01E65 | - |  |  |  | 1 | Pipetman P1000
EQ009616 |  | Pipette |  | Pipette P1000 | Gilson | Zwering, Emile | VU/F/BETA/A-LIFE/SyBi | O2.01E65 | - |  |  |  | 1 | Pipetman P1000
EQ009615 | BIBRO-1132; 1E19-302 | Fridge |  | Refridgerator | Liebherr | Marien, Janine | VU/F/BETA/A-LIFE | O2.01E19 | - |  |  |  | 1 | MediLine
EQ009614 | QL 27343 | Pipette |  | Gilson Pipetman P10 | Gilson | Zwering, Emile | VU/F/BETA/A-LIFE/SyBi | O2.01E65 | - | 2024-09-06 |  |  | 1 | Pipetman P10
EQ009613 | 011776; 4 | Water Bath |  | Water Bath | Thermo Fisher Scientific | Marien, Janine | VU/F/BETA/A-LIFE | O2.01E19 | - |  |  |  | 1 | Precision GP 02
EQ009612 | U 56357 L | Pipette |  | Gilson Pipetman P20 | Gilson | Zwering, Emile | VU/F/BETA/A-LIFE/SyBi | O2.01E65 | - | 2024-09-06 |  |  | 1 | Pipetman P20
EQ009611 | 011775; 2 | Water Bath |  | Water Bath | Thermo Fisher Scientific | Marien, Janine | VU/F/BETA/A-LIFE | O2.01E19 | - |  |  |  | 1 | Precision GP 02
EQ009610 | P1 | Disperser |  | Digital Bottle-Top Dispenser | Brand | Marien, Janine | VU/F/BETA/A-LIFE | O2.01E19 | - |  |  |  | 1 | Dispensette S
EQ009609 |  | Pipette |  | Pipette P1000 | Gilson | Zwering, Emile | VU/F/BETA/A-LIFE/SyBi | O2.01E65 | - |  |  |  | 1 | Pipetman P1000
EQ009608 |  | Radio |  | Radio | Renkforce | Zwering, Emile | VU/F/BETA/A-LIFE/SyBi | O2.01E65 | - |  |  |  | 1
EQ009607 | P2 | Disperser |  | Digital Bottle-Top Dispenser | Brand | Marien, Janine | VU/F/BETA/A-LIFE | O2.01E19 | - |  |  |  | 1 | Dispensette S
EQ009606 |  | Balance |  | Balance | Sartorius | Marien, Janine | VU/F/BETA/A-LIFE | O2.01E19 | - |  |  |  | 1
EQ009605 |  | Balance |  | Analytical Balance | Mettler (Toledo) | Marien, Janine | VU/F/BETA/A-LIFE | O2.01E19 | - |  |  |  | 1 | AJ50
EQ009604 |  | Vortex |  | Vortex | Snijders | Marien, Janine | VU/F/BETA/A-LIFE | O2.01E19 | - |  |  |  | 1 | Press-to-mix 34524
EQ009603 | 008203; Green; I | Sterilizing workstation |  | PCR Workstation | Herolab | Marien, Janine | VU/F/BETA/A-LIFE | O2.01E19 | - |  |  |  | 1 | Clene Lab
EQ009602 |  | Shaker/Mixer |  | Incubated Shaker | Infors ht | Zwering, Emile | VU/F/BETA/A-LIFE/SyBi | O2.01E65 | - |  |  |  | 1 | Infors AG CH-4103
EQ009601 | 011741 | Sterilizing workstation |  | PCR Workstation | UVP | Marien, Janine | VU/F/BETA/A-LIFE | O2.01E19 | - |  |  |  | 1 | UV3 HEPA
EQ009600 | 006460 | Pressure Press |  | Pressure Cell Press | ThermoSpectronic | Zwering, Emile | VU/F/BETA/A-LIFE/SyBi | O2.01E65 | - |  |  |  | 1 | French Pressure Cell Press
EQ009599 | BIBRO-1131; 1E19-301; LKexv 3910-22A 001 | Fridge |  | Refrigerator | Liebherr | Marien, Janine | VU/F/BETA/A-LIFE | O2.01E19 | - |  |  |  | 1 | MediLine
EQ009598 | BIBRO-786 | Fridge |  | Refridgerator | Liebherr | Marien, Janine | VU/F/BETA/A-LIFE | O2.01E19 | - |  |  |  | 1 | Comfort
EQ009597 |  | Shaker/Mixer |  | Benchtop Incubator Shaker | New Brunswick Scientific | Zwering, Emile | VU/F/BETA/A-LIFE/SyBi | O2.01E65 | - |  |  |  | 1 | Innova40
EQ009596 | 006233 | Ultrasonic Cleaner |  | Ultrasonic Cleaner | Branson | Zwering, Emile | VU/F/BETA/A-LIFE/SyBi | O2.01E65 | - |  |  |  | 1 | 2510
EQ009595 | 006238 | Autoclave |  | Autoclave | HMC | Zwering, Emile | VU/F/BETA/A-LIFE/SyBi | O2.01E65 | - |  |  |  | 1
EQ009594 | BIBRO-1163 | Fridge |  | Refridgerator | Liebherr | Marien, Janine | VU/F/BETA/A-LIFE | O2.01E19 | - |  |  |  | 1 | MediLine
EQ009593 | 011149 | Power Supply |  | Power Supply | Scinics | Zwering, Emile | VU/F/BETA/A-LIFE/SyBi | O2.01E65 | - |  |  |  | 1
EQ009592 | 008223 | Oven |  | Oven | Memmert | Zwering, Emile | VU/F/BETA/A-LIFE/SyBi | O2.01E65 | - |  |  |  | 1
EQ009591 |  | Shaker/Mixer |  | Incubating Microplate Shaker | VWR | Zwering, Emile | VU/F/BETA/A-LIFE/SyBi | O2.01E65 | - |  |  |  | 1
EQ009590 | 010600 | Centrifuge |  | Centrifuge | Eppendorf | Zwering, Emile | VU/F/BETA/A-LIFE/SyBi | O2.01E65 | - |  |  |  | 1 | Centrifuge 5810R
EQ009589 | 1E65A; BIBRO-1120 | Fridge |  | Fridge | Liebherr | Zwering, Emile | VU/F/BETA/A-LIFE/SyBi | O2.01E65 | - |  |  |  | 1 | Comfort
EQ009588 | 1E65-301; BIBRO-1090 | Fridge |  | Fridge | Liebherr | Zwering, Emile | VU/F/BETA/A-LIFE/SyBi | O2.01E65 | - |  |  |  | 1 | MEDline
EQ009587 | 021819 | Extension Cable |  | Extension Cable | VU | Zwering, Emile | VU/F/BETA/A-LIFE/SyBi | O2.01E65 | - |  |  |  | 1
EQ009586 | 011008 | Magnetic Stirrer |  | Hot Plate Magnetic Stirrer | IKA | Zwering, Emile | VU/F/BETA/A-LIFE/SyBi | O2.01E65 | - |  |  |  | 1 | MINI MR standard
EQ009585 |  | Power Supply |  | Power Supply | VU | Zwering, Emile | VU/F/BETA/A-LIFE/SyBi | O2.01E65 | - |  |  |  | 1
EQ009584 | 011002 | Data Acquisition Instrument |  | Data Acquisition System | ADInstruments | Zwering, Emile | VU/F/BETA/A-LIFE/SyBi | O2.01E65 | - |  |  |  | 1 | PowerLab 2/20
EQ009583 | 006704 | Water Bath |  | Water Bath with Thermostat | Julabo | Zwering, Emile | VU/F/BETA/A-LIFE/SyBi | O2.01E65 | - |  |  |  | 1 | 5B C
EQ009582 | 008308 | Water Bath |  | Water Bath with Thermostat | Julabo | Zwering, Emile | VU/F/BETA/A-LIFE/SyBi | O2.01E65 | - |  |  |  | 1 | 5B C
EQ009581 | 006255 | Oxygen Monitoring System |  | Oxygen Monitoring System | Hansatech Instruments | Zwering, Emile | VU/F/BETA/A-LIFE/SyBi | O2.01E65 | - |  |  |  | 1 | oxygraph+
EQ009580 | Green | Gas Chromatograph |  | Gas Chromatograph | Shimadzu | Zwering, Emile | VU/F/BETA/A-LIFE/SyBi | O2.01E29 | - |  |  |  | 1 | GC-2010 Plus
EQ009579 |  | Vacuum Pump |  | Vacuum Pump | Vacuubrand | Zwering, Emile | VU/F/BETA/A-LIFE/SyBi | O2.01E29 | - |  |  |  | 1 | PC 3004 VARIO
EQ009578 | PC08-107 | Computer |  | HP Computer | Hewlett Packard (HP) | Zwering, Emile | VU/F/BETA/A-LIFE/SyBi | O2.01E29 | - |  |  |  | 1
EQ009577 |  | Computer Monitor |  | HP Monitor | Hewlett Packard (HP) | Zwering, Emile | VU/F/BETA/A-LIFE/SyBi | O2.01E29 | - |  |  |  | 1
EQ009576 |  | Computer Monitor |  | Dell Monitor | Dell | Zwering, Emile | VU/F/BETA/A-LIFE/SyBi | O2.01E29 | - |  |  |  | 1
EQ009575 |  | Computer |  | HP Computer | Hewlett Packard (HP) | Zwering, Emile | VU/F/BETA/A-LIFE/SyBi | O2.01E29 | - |  |  |  | 1 | Elitedesk
EQ009574 | 010285 | Autoclave |  | Autoclave | Systec | Zwering, Emile | VU/F/BETA/A-LIFE/SyBi | O2.01E26 | - |  |  |  | 0 | VB-95
EQ009573 | 006426; Green | Vortex |  | Vortex | IKA | Zwering, Emile | VU/F/BETA/A-LIFE/SyBi | O2.01E29 | - |  |  |  | 1 | MS1 Minishaker
EQ009572 | 011795 | Flow Cytometer |  | Flow Cytometer | Beckman Coulter | Zwering, Emile | VU/F/BETA/A-LIFE/SyBi | O2.01E29 | - |  |  |  | 1 | Cytoflex S
EQ009571 | 006255 | Vortex |  | Vortex | Labinco | Zwering, Emile | VU/F/BETA/A-LIFE/SyBi | O2.01E65 | - |  |  |  | 1 | L46
EQ009570 |  | Computer |  | HP Computer | Hewlett Packard (HP) | Zwering, Emile | VU/F/BETA/A-LIFE/SyBi | O2.01E29 | - |  |  |  | 1 | ProDesk
EQ009569 |  | Computer Monitor |  | Dell Monitor | Dell | Zwering, Emile | VU/F/BETA/A-LIFE/SyBi | O2.01E29 | - |  |  |  | 1
EQ009568 |  | Pipette |  | Electronic Pipette | HIRSCHMANN LABORGERATE | Zwering, Emile | VU/F/BETA/A-LIFE/SyBi | O2.01E65 | - |  |  |  | 1 | Pipetus
EQ009567 | Green | Gas Chromatograph |  | Gas Chromatograph | Shimadzu | Zwering, Emile | VU/F/BETA/A-LIFE/SyBi | O2.01E29 | - |  |  |  | 1 | Tracera GC-2010 Plus
EQ009566 | Green | Glove box |  | Glovebox Workstation | Plas Labs | Zwering, Emile | VU/F/BETA/A-LIFE/SyBi | O2.01E29 | - |  |  |  | 1
EQ009565 |  | Spectrophotometer |  | Visible spectrophotometer | Amersham Sciences | Zwering, Emile | VU/F/BETA/A-LIFE/SyBi | O2.01E65 | - |  |  |  | 1 | Novaspec III
EQ009564 | 010602 | Centrifuge |  | Centrifuge | Labogene | Zwering, Emile | VU/F/BETA/A-LIFE/SyBi | O2.01E65 | - |  |  |  | 1 | ScanSpeed Mini
EQ009563 |  | Computer |  | HP Laptop | Hewlett Packard (HP) | Zwering, Emile | VU/F/BETA/A-LIFE/SyBi | O2.01E29 | - |  |  |  | 1
EQ009562 |  | Flow Analyzer |  | Extracellular Flux Analyzer | Seahorse Bioscience | Zwering, Emile | VU/F/BETA/A-LIFE/SyBi | O2.01E65 | - |  |  |  | 1 | XFp
EQ009561 | 006237; Green; I | Diaphragm Pump |  | Diaphragm Vacuum Pump | KNF | Zwering, Emile | VU/F/BETA/A-LIFE/SyBi | O2.01E29 | - |  |  |  | 1
EQ009560 | MSC II 01; O2-01W29-LF01 | Biological Safety Cabinet |  | Biosafety Cabinet | Kojair | Zwering, Emile | VU/F/BETA/A-LIFE/SyBi | O2.01E29 | - |  |  |  | 1 | Blue Series Biowizard Silver Line
EQ009559 | O1E31 50-1200UL; Red | Multi channel pipet |  | Multichannel Electronic P1200 12 Channel | Sartorius | Zwering, Emile | VU/F/BETA/A-LIFE/SyBi | O2.01E29 | - |  |  |  | 1 | eLine Biohit
EQ009558 | O1E31 10-300uL | Multi channel pipet |  | Multichannel Electronic P300 12 Channel | Sartorius | Zwering, Emile | VU/F/BETA/A-LIFE/SyBi | O2.01E29 | - |  |  |  | 1 | eLine Biohit
EQ009557 | 387381; O1E31 5-120uL; Yellow | Multi channel pipet |  | Multichannel Electronic P120 12 Channel | Sartorius | Zwering, Emile | VU/F/BETA/A-LIFE/SyBi | O2.01E29 | - |  |  |  | 1 | eLine Biohit
EQ009556 | gPCR only; Red | Pipette |  | Electronic Pipette 5-50uL | Finnpipette | Zwering, Emile | VU/F/BETA/A-LIFE/SyBi | O2.01E29 | - |  |  |  | 1 | Finnpipette
EQ009555 | Femke; Red | Pipette |  | Electronic Pipette C100 | Gilson | Zwering, Emile | VU/F/BETA/A-LIFE/SyBi | O2.01E29 | - |  |  |  | 1 | Pipetman Concept
EQ009554 | gPCR only; Red | Pipette |  | Electronic Pipette C100 | Gilson | Zwering, Emile | VU/F/BETA/A-LIFE/SyBi | O2.01E29 | - |  |  |  | 1 | Pipetman Concept
EQ009553 | BIBRO-820; 1E29-101; O1 E 29 A | Fridge |  | Refridgerator | Liebherr | Zwering, Emile | VU/F/BETA/A-LIFE/SyBi | O2.01E29 | - |  |  |  | 1 | Comfort
EQ009552 | BIBRO-1124; 1E29-301; O1 E 29 1; LKexv 3910-22A F30 | Fridge |  | Refridgerator | Liebherr | Zwering, Emile | VU/F/BETA/A-LIFE/SyBi | O2.01E29 | - |  |  |  | 1 | MediLine
EQ009551 | Anisha | Multi channel pipet |  | Multichannel Pipette 5-50uL 8 Channel | Socorex | Zwering, Emile | VU/F/BETA/A-LIFE/SyBi | O2.01E27 | - |  |  |  | 1
EQ009550 | Anisha | Pipette |  | Pipette Multipette Plus | Eppendorf | Zwering, Emile | VU/F/BETA/A-LIFE/SyBi | O2.01E27 | - |  |  |  | 1 | Multipette Plus
EQ009549 | BM 51280 | Pipette |  | Gilson Pipetman P20 | Gilson | Zwering, Emile | VU/F/BETA/A-LIFE/SyBi | O2.01E27 | - | 2024-04-11 |  |  | 1 | Pipetman P20
EQ009548 |  | Pipette |  | Pipette P200 | Gilson | Zwering, Emile | VU/F/BETA/A-LIFE/SyBi | O2.01E27 | - |  |  |  | 1 | Pipetman
EQ009547 | Yellow/Green | Pipette |  | Pipette P1000 | Gilson | Zwering, Emile | VU/F/BETA/A-LIFE/SyBi | O2.01E27 | - |  |  |  | 1 | Pipetman
EQ009546 |  | Computer |  | Dell Computer | Dell | Zwering, Emile | VU/F/BETA/A-LIFE/SyBi | O2.01E27 | - |  |  |  | 1
EQ009545 | 006230; Chemidoc-XRS; Green; I | Gel imager |  | Imaging System | Bio-Rad | Zwering, Emile | VU/F/BETA/A-LIFE/SyBi | O2.01E27 | - |  |  |  | 1 | Universal Hood Gel Imaging System
EQ009544 | 031025; Green; I; PC 07-101 | Computer |  | HP Computer | Hewlett Packard (HP) | Zwering, Emile | VU/F/BETA/A-LIFE/SyBi | O2.01E27 | - |  |  |  | 1 | HP Compaq
EQ009543 | 006229 | Printer |  | Thermal Printer | Mitsubishi | Zwering, Emile | VU/F/BETA/A-LIFE/SyBi | O2.01E27 | - |  |  |  | 1 | P93
EQ009542 |  | Computer Monitor |  | HP Monitor | Hewlett Packard (HP) | Zwering, Emile | VU/F/BETA/A-LIFE/SyBi | O2.01E27 | - |  |  |  | 1 | HP1740
EQ009541 | 006227 | Electrophoresis Power Supply |  | Electrophoresis Power Supply | Bio-Rad | Zwering, Emile | VU/F/BETA/A-LIFE/SyBi | O2.01E27 | - |  |  |  | 1 | PowerPac Basic
EQ009540 | 006439; Green; I | Electrophoresis Power Supply |  | Electrophoresis Power Supply | Bio-Rad | Zwering, Emile | VU/F/BETA/A-LIFE/SyBi | O2.01E27 | - |  |  |  | 1 | PowerPac 200
EQ009539 | 011634 | Centrifuge |  | Microcentrifuge | VWR | Zwering, Emile | VU/F/BETA/A-LIFE/SyBi | O2.01E27 | - |  |  |  | 1 | Mini Star
EQ009538 | 011809 | Centrifuge |  | Microcentrifuge | VWR | Zwering, Emile | VU/F/BETA/A-LIFE/SyBi | O2.01E27 | - |  |  |  | 1 | Mini Star
EQ009537 | 008050; Green; I; 4 | Power Supply |  | Power Supply | Delta Elektronika | Zwering, Emile | VU/F/BETA/A-LIFE/SyBi | O2.01E27 | - |  |  |  | 1 | E0300-01
EQ009536 | 008043; Green; I; 2 | Power Supply |  | Power Supply | Delta Elektronika | Zwering, Emile | VU/F/BETA/A-LIFE/SyBi | O2.01E27 | - |  |  |  | 1 | E0300-01
EQ009535 | 008048; Green; I; 2 | Power Supply |  | Power Supply | Delta Elektronika | Zwering, Emile | VU/F/BETA/A-LIFE/SyBi | O2.01E27 | - |  |  |  | 1 | E0300-01
EQ009534 | 008049; Green; I; 1 | Power Supply |  | Power Supply | Delta Elektronika | Zwering, Emile | VU/F/BETA/A-LIFE/SyBi | O2.01E27 | - |  |  |  | 1 | E0300-01
EQ009533 | 008061; Green; I | Transilluminator |  | Transilluminator | Appligene | Zwering, Emile | VU/F/BETA/A-LIFE/SyBi | O2.01E27 | - |  |  |  | 1 | Model M-20
EQ009532 | Green; I | Vortex |  | Vortex | Stuart Scientific | Zwering, Emile | VU/F/BETA/A-LIFE/SyBi | O2.01E27 | - |  |  |  | 1 | Vortex Mixer SAB
EQ009531 | 011014; Green; I | Microwave oven |  | Microwave | Clatronic | Zwering, Emile | VU/F/BETA/A-LIFE/SyBi | O2.01E27 | - |  |  |  | 1
EQ009530 | Green; I | Microwave oven |  | Microwave | Bosch | Zwering, Emile | VU/F/BETA/A-LIFE/SyBi | O2.01E27 | - |  |  |  | 1
EQ009529 | Green; Genetica 2 | Power Supply |  | Power Supply | LKB | Zwering, Emile | VU/F/BETA/A-LIFE/SyBi | O2.01E27 | - |  |  |  | 1 | 2297 Macrodrive 5
EQ009528 | 006411; Green; I | Electrophoresis Power Supply |  | Electrophoresis Power Supply | Bio-Rad | Zwering, Emile | VU/F/BETA/A-LIFE/SyBi | O2.01E27 | - |  |  |  | 1 | 250/2.5
EQ009527 | 006433; Green; I; Yellow | Thermostat |  | Thermostat | Salmenkipp | Zwering, Emile | VU/F/BETA/A-LIFE/SyBi | O2.01E27 | - |  |  |  | 1 | Thermomix MM
EQ009526 | 006434; Green; I | Electroporator |  | Electroporator | Bio-Rad | Zwering, Emile | VU/F/BETA/A-LIFE/SyBi | O2.01E27 | - |  |  |  | 1 | MicroPulser
EQ009525 | Green; I | Balance |  | Balance | Sartorius | Zwering, Emile | VU/F/BETA/A-LIFE/SyBi | O2.01E27 | - |  |  |  | 1 | CP3202 P
EQ009524 | 006586; Green; I | Power Supply |  | Power Supply | Delta Elektronika | Zwering, Emile | VU/F/BETA/A-LIFE/SyBi | O2.01E27 | - |  |  |  | 1 | E 015-2
EQ009523 | 011769 | Thermal Cycler / PCR System |  | PCR/Thermal Cycler | Biometra | Zwering, Emile | VU/F/BETA/A-LIFE/SyBi | O2.01E27 | - |  |  |  | 1 | T Advanced
EQ009522 | 011032; Green; I | Thermal Cycler / PCR System |  | PCR/Thermal Cycler | MJ Research, Inc | Zwering, Emile | VU/F/BETA/A-LIFE/SyBi | O2.01E27 | - |  |  |  | 1 | PTC-200 Peltier Thermal Cycler
EQ009521 | 006245; Green; I | Thermal Cycler / PCR System |  | PCR/Thermal Cycler | Biometra | Zwering, Emile | VU/F/BETA/A-LIFE/SyBi | O2.01E27 | - |  |  |  | 1 | T3 Thermocycler
EQ009520 | 006215; Green; I | Thermal Cycler / PCR System |  | PCR/Thermal Cycler | Biometra | Zwering, Emile | VU/F/BETA/A-LIFE/SyBi | O2.01E27 | - |  |  |  | 1 | T Gradient
EQ009519 | Green; I | Spectrophotometer |  | Nanodrop Spectrophotometer | Thermo Fisher Scientific | Zwering, Emile | VU/F/BETA/A-LIFE/SyBi | O2.01E27 | - |  |  |  | 1 | Nanodrop ND-1000
EQ009518 |  | Computer |  | Dell Computer | Dell | Zwering, Emile | VU/F/BETA/A-LIFE/SyBi | O2.01E27 | - |  |  |  | 1 | Optiplex 990
EQ009517 |  | Computer Monitor |  | HP Monitor | Hewlett Packard (HP) | Zwering, Emile | VU/F/BETA/A-LIFE/SyBi | O2.01E27 | - |  |  |  | 1 | L2245wg
EQ009516 |  | Computer |  | Dell Computer, deceased | Dell | Zwering, Emile | VU/F/BETA/A-LIFE/SyBi | O2.01E27 | - |  |  |  | 0
EQ009515 |  | Computer Monitor |  | HP Monitor | Hewlett Packard (HP) | Zwering, Emile | VU/F/BETA/A-LIFE/SyBi | O2.01E27 | - |  |  |  | 1 | L2245wg
EQ009514 | 010224; Green; I | Thermal Cycler / PCR System |  | PCR System | Applied biosystems | Zwering, Emile | VU/F/BETA/A-LIFE/SyBi | O2.01E27 | - |  |  |  | 1 | 7300 Real Time PCR System
EQ009513 | BIBRO-808; 1E27-101; O1 E 27 A | Fridge |  | Refridgerator | Liebherr | Zwering, Emile | VU/F/BETA/A-LIFE/SyBi | O2.01E27 | - |  |  |  | 1 | Comfort
EQ009512 | BIBRO-1133; LKexv 3910-22A 001; 1E27-301; O1 E 27 1 | Fridge |  | Refridgerator | Liebherr | Zwering, Emile | VU/F/BETA/A-LIFE/SyBi | O2.01E27 | - |  |  |  | 1 | MediLine
EQ009511 | T 53557 K | Pipette |  | Gilson Pipetman P5000 | Gilson | Zwering, Emile | VU/F/BETA/A-LIFE/SyBi | O2.01E31 | - | 2024-07-18 |  |  | 1 | Pipetman P5000
EQ009510 | L 23585 H | Pipette |  | Gilson Pipetman P1000 | Gilson | Zwering, Emile | VU/F/BETA/A-LIFE/SyBi | O2.01E31 | - | 2024-12-04 |  |  | 1 | Pipetman P1000
EQ009509 |  | Pipette |  | Gilson Pipetman P200 | Gilson | Zwering, Emile | VU/F/BETA/A-LIFE/SyBi | O2.01E31 | - |  |  |  | 1 | Pipetman P200
EQ009508 |  | Pipette |  | Gilson Pipetman P10 | Gilson | Zwering, Emile | VU/F/BETA/A-LIFE/SyBi | O2.01E31 | - |  |  |  | 1 | Pipetman P10
EQ009507 |  | Pipette |  | Gilson Pipetman P20 | Gilson | Zwering, Emile | VU/F/BETA/A-LIFE/SyBi | O2.01E31 | - |  |  |  | 1 | Pipetman P20
EQ009506 | 012144 | Magnetic Stirrer |  | IKA Stirrer | IKA | Zwering, Emile | VU/F/BETA/A-LIFE/SyBi | O2.01E31 | - |  |  |  | 1 | IKA-VIBRAX-VXR
EQ009505 | 006438 | Hot Plate |  | Heidolph Hot Plate | Heidolph | Zwering, Emile | VU/F/BETA/A-LIFE/SyBi | O2.01E31 | - |  |  |  | 1 | MR 3000
EQ009504 | BIBRO-1136; 1E31-302; O1E31 2 | Fridge |  | Refridgerator | Liebherr | Zwering, Emile | VU/F/BETA/A-LIFE/SyBi | O2.01E31 | - |  |  |  | 1 | MediLine
EQ009503 | 006421 | Hot Plate |  | Heidolph Hot Plate | Heidolph | Zwering, Emile | VU/F/BETA/A-LIFE/SyBi | O2.01E31 | - |  |  |  | 1 | MR 3001
EQ009502 |  | Adapter |  | Adapter | VU | Zwering, Emile | VU/F/BETA/A-LIFE/SyBi | O2.01E31 | - |  |  |  | 1
EQ009501 | 006253 | Vortex |  | Ika Vortex | IKA | Zwering, Emile | VU/F/BETA/A-LIFE/SyBi | O2.01E31 | - |  |  |  | 1 | MS2 Minishaker
EQ009500 | BIBRO-801; 1E31-101; O1E31 B | Fridge |  | Refridgerator | Liebherr | Zwering, Emile | VU/F/BETA/A-LIFE/SyBi | O2.01E31 | - |  |  |  | 1 | Comfort
EQ009499 | 007923 | Vortex |  | Ika Vortex | IKA | Zwering, Emile | VU/F/BETA/A-LIFE/SyBi | O2.01E31 | - |  |  |  | 1 | MS2 Minishaker
EQ009498 |  | Pipette |  | Gilson Pipetman P200 | Gilson | Zwering, Emile | VU/F/BETA/A-LIFE/SyBi | O2.01E31 | - |  |  |  | 1 | Pipetman P200
EQ009497 | MC 24715 | Pipette |  | Gilson Pipetman P10 | Gilson | Zwering, Emile | VU/F/BETA/A-LIFE/SyBi | O2.01E31 | - | 2024-09-06 |  |  | 1 | Pipetman P10
EQ009496 | Lianne berk | Pipette |  | Gilson Pipetman P20 | Gilson | Zwering, Emile | VU/F/BETA/A-LIFE/SyBi | O2.01E31 | - | 2024-07-18 |  |  | 1 | Pipetman P20
EQ009495 | Lianne berk | Pipette |  | Gilson Pipetman P1000 | Gilson | Zwering, Emile | VU/F/BETA/A-LIFE/SyBi | O2.01E31 | - |  |  |  | 1 | Pipetman P1000
EQ009494 | 008252 | Centrifuge |  | Eppendorf Centrifuge | Eppendorf | Zwering, Emile | VU/F/BETA/A-LIFE/SyBi | O2.01E31 | - |  |  |  | 1 | Centrifuge 5415D
EQ009493 | 006447 | Block Heater |  | Grant Block Heater | Grant Instruments | Zwering, Emile | VU/F/BETA/A-LIFE/SyBi | O2.01E31 | - |  |  |  | 1 | QBT2
EQ009492 | 011896 | Block Heater |  | VWR Block Heater | VWR | Zwering, Emile | VU/F/BETA/A-LIFE/SyBi | O2.01E31 | - |  |  |  | 1 | Digital Block Heater
EQ009491 |  | Radio |  | Radio | Philips | Zwering, Emile | VU/F/BETA/A-LIFE/SyBi | O2.01E31 | - |  |  |  | 1
EQ009490 |  | Pipette |  | Socorex Pipette 5-50µL | Socorex | Zwering, Emile | VU/F/BETA/A-LIFE/SyBi | O2.01E31 | - |  |  |  | 1 | 5-50µL
EQ009489 |  | Hot Plate |  | Amroh Stiroheater | Amroh | Zwering, Emile | VU/F/BETA/A-LIFE/SyBi | O2.01E31 | - |  |  |  | 1
EQ009488 | 006243 | Pump/Compressor |  | Dry Vacuum Pump | Welch | Zwering, Emile | VU/F/BETA/A-LIFE/SyBi | O2.01E31 | - |  |  |  | 1 | 2511C-02
EQ009487 | 006257 | Pump/Compressor |  | Dry Vacuum Pump | Welch | Zwering, Emile | VU/F/BETA/A-LIFE/SyBi | O2.01E31 | - |  |  |  | 1 | 2511C-02
EQ009486 | 006399 | Pump/Compressor |  | Dry Vacuum Pump | Welch | Zwering, Emile | VU/F/BETA/A-LIFE/SyBi | O2.01E31 | - |  |  |  | 1 | 2511C-02
EQ009485 |  | Electrophoresis device |  | Bio-Rad Electrophoretic Transfer Cell | Bio-Rad | Zwering, Emile | VU/F/BETA/A-LIFE/SyBi | O2.01E31 | - |  |  |  | 1 | Pipetman P200
EQ009484 |  | Pipette |  | Gilson Pipetman P200 | Gilson | Zwering, Emile | VU/F/BETA/A-LIFE/SyBi | O2.01E31 | - |  |  |  | 1 | Pipetman P200
EQ009483 |  | Pipette |  | Gilson Pipetman P1000 | Gilson | Zwering, Emile | VU/F/BETA/A-LIFE/SyBi | O2.01E31 | - |  |  |  | 1 | Pipetman P1000
EQ009482 | 011794 | Centrifuge |  | Centrifuge | Salmenkipp | Zwering, Emile | VU/F/BETA/A-LIFE/SyBi | O2.01E31 | - |  |  |  | 1 | Sigma 1-14K
EQ009481 |  | Pipette |  | Gilson Pipetman P20 | Gilson | Zwering, Emile | VU/F/BETA/A-LIFE/SyBi | O2.01E31 | - |  |  |  | 1 | Pipetman P20
EQ009480 | 009250 | Power Supply |  | Delta Power Supply | Delta Elektronika | Zwering, Emile | VU/F/BETA/A-LIFE/SyBi | O2.01E31 | - |  |  |  | 1 | E 0300-0.1
EQ009479 | 006217 | Vacuum Concentrators |  | Vacuum Concentrator | Eppendorf | Zwering, Emile | VU/F/BETA/A-LIFE/SyBi | O2.01E31 | - |  |  |  | 1 | Concentrator 5301
EQ009478 | 007889 | Magnetic Stirrer |  | Heidolph Magnetic Stirrer | Heidolph | Zwering, Emile | VU/F/BETA/A-LIFE/SyBi | O2.01E31 | - |  |  |  | 1 | MR 2000
EQ009477 | 006591 | Vortex |  | Vortex | IKA | Zwering, Emile | VU/F/BETA/A-LIFE/SyBi | O2.01E31 | - |  |  |  | 1 | MS2 Minishaker
EQ009476 |  | Vortex |  | IKA Minishaker | IKA | Zwering, Emile | VU/F/BETA/A-LIFE/SyBi | O2.01E31 | - |  |  |  | 1 | MS2 Minishaker
EQ009475 | 010601 | Spectrophotometer |  | Spectrophotometer | Amersham Sciences | Zwering, Emile | VU/F/BETA/A-LIFE/SyBi | O2.01E31 | - |  |  | 3 | 0 | Novaspec III
EQ009474 | 008013 | Centrifuge |  | Thermo Centrifuge | Thermo Fisher Scientific | Zwering, Emile | VU/F/BETA/A-LIFE/SyBi | O2.01E31 | - |  |  |  | 1 | Fresco 17
EQ009473 | 010605; Green; I | Centrifuge |  | Centrifuge | ScanSpeed | Zwering, Emile | VU/F/BETA/A-LIFE/SyBi | O2.01E31 | - |  |  |  | 1 | Mini
EQ009472 | Iris | Pipette |  | Pipette P20 | Gilson | Zwering, Emile | VU/F/BETA/A-LIFE/SyBi | O2.01E31 | - |  |  |  | 1 | Pipetman
EQ009471 | Z 61414 L | Pipette |  | Gilson Pipetman P200 | Gilson | Zwering, Emile | VU/F/BETA/A-LIFE/SyBi | O2.01E31 | - |  |  |  | 1 | Pipetman P200
EQ009470 | Iris | Pipette |  | Pipette P1000 | Gilson | Zwering, Emile | VU/F/BETA/A-LIFE/SyBi | O2.01E31 | - |  |  |  | 1 | Pipetman
EQ009469 | Iris | Pipette |  | Pipette P10 | Gilson | Zwering, Emile | VU/F/BETA/A-LIFE/SyBi | O2.01E31 | - |  |  |  | 1 | Pipetman
EQ009468 | Lianne berk | Pipette |  | Pipette P10 | Gilson | Zwering, Emile | VU/F/BETA/A-LIFE/SyBi | O2.01E31 | - |  |  |  | 1 | Pipetman
EQ009467 | U 70293 B | Pipette |  | Gilson Pipetman P20 | Gilson | Zwering, Emile | VU/F/BETA/A-LIFE/SyBi | O2.01E31 | - | 2024-09-20 |  |  | 1 | Pipetman P20
EQ009466 |  | Pipette |  | Pipette P100 | Gilson | Zwering, Emile | VU/F/BETA/A-LIFE/SyBi | O2.01E31 | - |  |  |  | 1 | Pipetman
EQ009465 | T 58506 H | Pipette |  | Gilson Pipetman P200 | Gilson | Zwering, Emile | VU/F/BETA/A-LIFE/SyBi | O2.01E31 | - |  |  |  | 1 | Pipetman P200
EQ009464 | Berend | Pipette |  | Pipette P1000 | Gilson | Zwering, Emile | VU/F/BETA/A-LIFE/SyBi | O2.01E31 | - |  |  |  | 1 | Pipetman
EQ009463 |  | Gas Burner |  | Gas Burner | WLD-Tec | Zwering, Emile | VU/F/BETA/A-LIFE/SyBi | O2.01E31 | - |  |  |  | 1 | Flame 100
EQ009462 | White | Pipette |  | Pipette P200 | Gilson | Zwering, Emile | VU/F/BETA/A-LIFE/SyBi | O2.01E31 | - |  |  |  | 1 | Pipetman
EQ009461 | Z 62361 B | Pipette |  | Gilson Pipetman P200 | Gilson | Zwering, Emile | VU/F/BETA/A-LIFE/SyBi | O2.01E31 | - | 2024-09-06 |  |  | 1 | Pipetman P200
EQ009460 |  | Pipette |  | Pipette P20 | Gilson | Zwering, Emile | VU/F/BETA/A-LIFE/SyBi | O2.01E31 | - | 2023-12-04 |  |  | 1 | Pipetman
EQ009459 | U 63217 N | Pipette |  | Gilson Pipetman P1000 | Gilson | Zwering, Emile | VU/F/BETA/A-LIFE/SyBi | O2.01E31 | - | 2024-09-20 |  |  | 1 | Pipetman P1000
EQ009458 |  | Pipette |  | Pipette P100 | Gilson | Zwering, Emile | VU/F/BETA/A-LIFE/SyBi | O2.01E31 | - |  |  |  | 1 | Pipetman
EQ009457 |  | Pipette |  | Pipette P20 | Gilson | Zwering, Emile | VU/F/BETA/A-LIFE/SyBi | O2.01E31 | - | 2023-12-01 |  |  | 1 | Pipetman
EQ009456 | R 55966 N | Pipette |  | Gilson Pipetman P1000 | Gilson | Zwering, Emile | VU/F/BETA/A-LIFE/SyBi | O2.01E31 | - | 2024-09-20 |  |  | 1 | Pipetman P1000
EQ009455 |  | Pipette |  | Pipette P1000 | Gilson | Zwering, Emile | VU/F/BETA/A-LIFE/SyBi | O2.01E31 | - |  |  |  | 1 | Pipetman
EQ009454 | QD 70938 | Pipette |  | Gilson Pipetman P200 L | Gilson | Zwering, Emile | VU/F/BETA/A-LIFE/SyBi | O2.01E31 | - |  |  |  | 1 | Pipetman P200 L
EQ009453 |  | Pipette |  | Pipette P20 | Gilson | Zwering, Emile | VU/F/BETA/A-LIFE/SyBi | O2.01E31 | - |  |  |  | 1 | Pipetman
EQ009452 | 006267; Green; I | Incubator |  | Incubator/Shaker | New Brunswick Scientific | Zwering, Emile | VU/F/BETA/A-LIFE/SyBi | O2.01E31 | - |  |  |  | 1 | Innova 44
EQ009451 | 011895 | Incubator |  | Incubator/Shaker | New Brunswick Scientific | Zwering, Emile | VU/F/BETA/A-LIFE/SyBi | O2.01E31 | - |  |  |  | 1 | Innova 44
EQ009450 | 010174; Green; I | Vortex |  | Vortex | IKA | Zwering, Emile | VU/F/BETA/A-LIFE/SyBi | O2.01E31 | - |  |  |  | 1 | Vibrofix VF1 Electronic
EQ009449 | 011793 | Centrifuge |  | Centrifuge | Salmenkipp | Zwering, Emile | VU/F/BETA/A-LIFE/SyBi | O2.01E31 | - |  |  |  | 1 | Sigma 2-16 KL
EQ009448 |  | Pipette |  | Gilson Pipetman P1000 | Gilson | Zwering, Emile | VU/F/BETA/A-LIFE/SyBi | O2.01E31 | - |  |  |  | 1 | Pipetman P1000
EQ009447 |  | Pipette |  | Gilson Pipetman P200 | Gilson | Zwering, Emile | VU/F/BETA/A-LIFE/SyBi | O2.01E31 | - |  |  |  | 1 | Pipetman P200
EQ009446 |  | Pipette |  | Pipette P20 | Gilson | Zwering, Emile | VU/F/BETA/A-LIFE/SyBi | O2.01E31 | - | 2023-12-01 |  |  | 1 | Pipetman
EQ009445 |  | Pipette |  | Gilson Pipetman P20 | Gilson | Zwering, Emile | VU/F/BETA/A-LIFE/SyBi | O2.01E31 | - |  |  |  | 1 | Pipetman P20
EQ009444 |  | Pipette |  | Gilson Pipetman P10 | Gilson | Zwering, Emile | VU/F/BETA/A-LIFE/SyBi | O2.01E31 | - |  |  |  | 1 | Pipetman P10
EQ009443 | ML 72500 | Pipette |  | Gilson Pipetman P20 | Gilson | Zwering, Emile | VU/F/BETA/A-LIFE/SyBi | O2.01E31 | - | 2024-09-06 |  |  | 1 | Pipetman P20
EQ009442 | HL 51273 | Pipette |  | Gilson Pipetman P200 | Gilson | Zwering, Emile | VU/F/BETA/A-LIFE/SyBi | O2.01E31 | - | 2024-09-06 |  |  | 1 | Pipetman P200
EQ009441 |  | Pipette |  | Gilson Pipetman P1000 | Gilson | Zwering, Emile | VU/F/BETA/A-LIFE/SyBi | O2.01E31 | - |  |  |  | 1 | Pipetman P1000
EQ009440 |  | Pipette |  | Rainin Pipette 100-1000µL | Rainin | Zwering, Emile | VU/F/BETA/A-LIFE/SyBi | O2.01E31 | - |  |  |  | 1 | Pipet-Lite XLS SL-1000
EQ009439 |  | Pipette |  | Rainin Pipette 100-1000µL | Rainin | Zwering, Emile | VU/F/BETA/A-LIFE/SyBi | O2.01E31 | - |  |  |  | 1 | Pipet-Lite XLS SL-1000
EQ009438 |  | Pipette |  | Gilson Pipetman P1000 | Gilson | Zwering, Emile | VU/F/BETA/A-LIFE/SyBi | O2.01E31 | - | 2023-10-19 |  |  | 1 | Pipetman P1000
EQ009437 |  | Pipette |  | Gilson Pipetman P1000 | Gilson | Zwering, Emile | VU/F/BETA/A-LIFE/SyBi | O2.01E31 | - | 2023-10-19 |  |  | 1 | Pipetman P1000
EQ009436 |  | Pipette |  | Gilson Pipetman P200 | Gilson | Zwering, Emile | VU/F/BETA/A-LIFE/SyBi | O2.01E31 | - | 2023-10-05 |  |  | 1 | Pipetman P200
EQ009435 |  | Pipette |  | Gilson Pipetman P200 | Gilson | Zwering, Emile | VU/F/BETA/A-LIFE/SyBi | O2.01E31 | - | 2023-10-05 |  |  | 1 | Pipetman P200
EQ009434 |  | Pipette |  | Gilson Pipetman P200 | Gilson | Zwering, Emile | VU/F/BETA/A-LIFE/SyBi | O2.01E31 | - | 2023-10-05 |  |  | 1 | Pipetman P200
EQ009433 |  | Pipette |  | Gilson Pipetman P100 | Gilson | Zwering, Emile | VU/F/BETA/A-LIFE/SyBi | O2.01E31 | - | 2023-11-02 |  |  | 1 | Pipetman P100
EQ009432 |  | Pipette |  | Gilson Pipetman P20 | Gilson | Zwering, Emile | VU/F/BETA/A-LIFE/SyBi | O2.01E31 | - | 2023-10-12 |  |  | 1 | Pipetman P20
EQ009431 |  | Pipette |  | Gilson Pipetman P20 | Gilson | Zwering, Emile | VU/F/BETA/A-LIFE/SyBi | O2.01E31 | - | 2023-10-12 |  |  | 1 | Pipetman P20
EQ009430 |  | Pipette |  | Gilson Pipetman P1000 | Gilson | Zwering, Emile | VU/F/BETA/A-LIFE/SyBi | O2.01E31 | - | 2023-12-04 |  |  | 1 | Pipetman P1000
EQ009429 |  | Pipette |  | Gilson Pipetman P200 | Gilson | Zwering, Emile | VU/F/BETA/A-LIFE/SyBi | O2.01E31 | - |  |  |  | 1 | Pipetman P200
EQ009428 |  | Pipette |  | Gilson Pipetman P20 | Gilson | Zwering, Emile | VU/F/BETA/A-LIFE/SyBi | O2.01E31 | - | 2023-12-01 |  |  | 1 | Pipetman P20
EQ009427 |  | Pipette |  | Gilson Pipetman P20 | Gilson | Zwering, Emile | VU/F/BETA/A-LIFE/SyBi | O2.01E31 | - | 2023-12-04 |  |  | 1 | Pipetman P20
EQ009426 |  | Pipette |  | Rainin Pipette 2-20µL | Rainin | Zwering, Emile | VU/F/BETA/A-LIFE/SyBi | O2.01E31 | - |  |  |  | 1 | Pipet-Lite XLS SL-20
EQ009425 |  | Pipette |  | Rainin Pipette 20-200µL | Rainin | Zwering, Emile | VU/F/BETA/A-LIFE/SyBi | O2.01E31 | - |  |  |  | 1 | Pipet-Lite XLS SL-200
EQ009424 |  | Pipette |  | Gilson Pipetman P1000 | Gilson | Zwering, Emile | VU/F/BETA/A-LIFE/SyBi | O2.01E31 | - | 2023-12-04 |  |  | 1 | Pipetman P1000
EQ009423 |  | Computer |  | HP Computer | Hewlett Packard (HP) | Zwering, Emile | VU/F/BETA/A-LIFE/SyBi | O2.01E31 | - |  |  |  | 1 | Z240 TWS
EQ009422 | 008266 | Microscope |  | Nikon Microscope | Nikon | Zwering, Emile | VU/F/BETA/A-LIFE/SyBi | O2.01E31 | - |  |  |  | 1 | Eclipse E400
EQ009421 | BIBRO-1135; 1E31-301; O1 E 31 1; LKexv 3910-22A 001 | Fridge |  | Refridgerator | Liebherr | Zwering, Emile | VU/F/BETA/A-LIFE/SyBi | O2.01E31 | - |  |  |  | 1 | MediLine
EQ009420 |  | Computer Monitor |  | Dell Computer Monitor | Dell | Zwering, Emile | VU/F/BETA/A-LIFE/SyBi | O2.01E31 | - |  |  |  | 1 | P2214Hb
EQ009419 | BIBRO-822; 1E31-103 | Fridge |  | Refridgerator | Liebherr | Zwering, Emile | VU/F/BETA/A-LIFE/SyBi | O2.01E31 | - |  |  |  | 1 | Comfort
EQ009418 | 011016 | Vortex |  | Stuart Vortex | Stuart Scientific | Zwering, Emile | VU/F/BETA/A-LIFE/SyBi | O2.01E31 | - |  |  |  | 1 | SA8
EQ009417 | BIBRO-821; 1E31-102; O1 E 31 A | Fridge |  | Refridgerator | Liebherr | Zwering, Emile | VU/F/BETA/A-LIFE/SyBi | O2.01E31 | - |  |  |  | 1 | Comfort
EQ009416 |  | Speakers |  | Dell Speakers | Dell | Zwering, Emile | VU/F/BETA/A-LIFE/SyBi | O2.01E31 | - |  |  |  | 1
EQ009415 | 008258 | Water Bath |  | Julabo Water Bath | Julabo | Zwering, Emile | VU/F/BETA/A-LIFE/SyBi | O2.01E31 | - |  |  |  | 1 | C /3 BASIS
EQ009414 | D 84 11595 | Pipette |  | Gilson Pipetman P200 | Gilson | Zwering, Emile | VU/F/BETA/A-LIFE/SyBi | O2.01E31 | - | 2024-07-18 |  |  | 1 | Pipetman P200
EQ009413 | 008283 | Magnetic Stirrer |  | Snijders Magnetic Stirrer | Snijders | Zwering, Emile | VU/F/BETA/A-LIFE/SyBi | O2.01E31 | - |  |  |  | 1 | 34524
EQ009412 |  | Gas Burner |  | Gas Burner | WLD-Tec | Zwering, Emile | VU/F/BETA/A-LIFE/SyBi | O2.01E31 | - |  |  |  | 1 | Flame 100
EQ009411 |  | Pipette |  | Pipette P1000 | Gilson | Zwering, Emile | VU/F/BETA/A-LIFE/SyBi | O2.01E31 | - | 2023-12-04 |  |  | 1 | Pipetman
EQ009410 | L 28406 M | Pipette |  | Gilson Pipetman P5000 | Gilson | Zwering, Emile | VU/F/BETA/A-LIFE/SyBi | O2.01E31 | - | 2024-07-18 |  |  | 1 | Pipetman P5000
EQ009409 | J 14935 C | Pipette |  | Gilson Pipetman P2 | Gilson | Zwering, Emile | VU/F/BETA/A-LIFE/SyBi | O2.01E31 | - | 2024-09-06 |  |  | 1 | Pipetman P2
EQ009408 | T 54724 D | Pipette |  | Gilson Pipetman P10 | Gilson | Zwering, Emile | VU/F/BETA/A-LIFE/SyBi | O2.01E31 | - | 2024-09-06 |  |  | 1 | Pipetman P10
EQ009407 |  | Pipette |  | Socorex Multichannel Pipette | Socorex | Zwering, Emile | VU/F/BETA/A-LIFE/SyBi | O2.01E31 | - |  |  |  | 1 | 50-200µL
EQ009406 |  | Pipette |  | Socorex Multichannel Pipette | Socorex | Zwering, Emile | VU/F/BETA/A-LIFE/SyBi | O2.01E31 | - |  |  |  | 1 | 50-200µL
EQ009405 | 006431 | Water Bath |  | Water Bath | Julabo | Zwering, Emile | VU/F/BETA/A-LIFE/SyBi | O2.01E31 | - |  |  |  | 1
EQ009404 |  | Pipette |  | Socorex Multichannel Pipette | Socorex | Zwering, Emile | VU/F/BETA/A-LIFE/SyBi | O2.01E31 | - |  |  |  | 1 | 50-200µL
EQ009403 |  | Pipette |  | Socorex Multichannel Pipette | Socorex | Zwering, Emile | VU/F/BETA/A-LIFE/SyBi | O2.01E31 | - |  |  |  | 1 | 50-200µL
EQ009402 | 011021 | Centrifuge |  | Centrifuge | Qualitron | Zwering, Emile | VU/F/BETA/A-LIFE/SyBi | O2.01E31 | - |  |  |  | 1
EQ009401 | 010190 | Vortex |  | Vortex | VWR | Zwering, Emile | VU/F/BETA/A-LIFE/SyBi | O2.01E31 | - |  |  |  | 1 | Analog Vortex Mixer
EQ009400 |  | Gas Burner |  | Gas Burner | WLD-Tec | Zwering, Emile | VU/F/BETA/A-LIFE/SyBi | O2.01E31 | - |  |  |  | 1 | Flame 100
EQ009399 | 011028 | pH Meter |  | pH Meter | Consort | Zwering, Emile | VU/F/BETA/A-LIFE/SyBi | O2.01E31 | - |  |  |  | 1 | P907
EQ009398 |  | Gas Burner |  | Gas Burner | WLD-Tec | Zwering, Emile | VU/F/BETA/A-LIFE/SyBi | O2.01E31 | - |  |  |  | 1 | Flame 100
EQ009397 | 011025 | pH Meter |  | pH Meter | Hanna Instruments | Zwering, Emile | VU/F/BETA/A-LIFE/SyBi | O2.01E31 | - |  |  |  | 1 | HI 2210
EQ009396 | 011034 | Water Bath |  | Julabo Water Bath | Julabo | Zwering, Emile | VU/F/BETA/A-LIFE/SyBi | O2.01E31 | - |  |  |  | 1 | B58 + C58
EQ009395 |  | Gas Burner |  | Gas Burner | WLD-Tec | Zwering, Emile | VU/F/BETA/A-LIFE/SyBi | O2.01E31 | - |  |  |  | 1 | Flame 100
EQ009394 | Willem Reijnders | Pipette |  | Pipette 200-1000uL | Socorex | Zwering, Emile | VU/F/BETA/A-LIFE/SyBi | O2.01E31 | - |  |  |  | 1
EQ009393 | 011792 | Computer |  | Laptop | Mediacom | Zwering, Emile | VU/F/BETA/A-LIFE/SyBi | O2.01E31 | - |  |  |  | 1
EQ009392 | K 80 11987 | Pipette |  | Gilson Pipetman P5000 | Gilson | Zwering, Emile | VU/F/BETA/A-LIFE/SyBi | O2.01E31 | - | 2024-09-20 |  |  | 1 | Pipetman P5000
EQ009391 | 011791 | Microscope |  | VWR Microscope | VWR | Zwering, Emile | VU/F/BETA/A-LIFE/SyBi | O2.01E31 | - |  |  |  | 1 | Visiscope TL384H
EQ009390 | Luna | Pipette |  | Pipette 0.5-10uL | Biohit | Zwering, Emile | VU/F/BETA/A-LIFE/SyBi | O2.01E31 | - |  |  |  | 1 | Proline
EQ009389 |  | Non-electric Microscope |  | CBS Microscope | CBS | Zwering, Emile | VU/F/BETA/A-LIFE/SyBi | O2.01E31 | - |  |  |  | 1
EQ009388 | DB 54184 | Pipette |  | Gilson Pipetman P200 | Gilson | Zwering, Emile | VU/F/BETA/A-LIFE/SyBi | O2.01E31 | - |  |  |  | 1 | Pipetman P200
EQ009387 |  | Extension Cable |  | Extension Cable | VU | Zwering, Emile | VU/F/BETA/A-LIFE/SyBi | O2.01E31 | - |  |  |  | 1
EQ009386 |  | Pipette |  | Pipette P20 | Gilson | Zwering, Emile | VU/F/BETA/A-LIFE/SyBi | O2.01E31 | - | 2023-12-01 |  |  | 1 | Pipetman
EQ009385 | Yellow/Green; Defect | Pipette |  | Pipette SL-1000 XLS | Rainin | Zwering, Emile | VU/F/BETA/A-LIFE/SyBi | O2.01E31 | - |  |  |  | 1 | Rainin Pipet-Lite XLS
EQ009384 | 008234 | Microscope |  | Nikon Microscope | Nikon | Zwering, Emile | VU/F/BETA/A-LIFE/SyBi | O2.01E31 | - |  |  |  | 1 | Diaphot
EQ009383 | Yellow/Green | Pipette |  | Pipette SL-200 XLS | Rainin | Zwering, Emile | VU/F/BETA/A-LIFE/SyBi | O2.01E31 | - |  |  |  | 1 | Rainin Pipet-Lite XLS
EQ009382 | Yellow/Green | Pipette |  | Pipette SL-20 XLS | Rainin | Zwering, Emile | VU/F/BETA/A-LIFE/SyBi | O2.01E31 | - |  |  |  | 1 | Rainin Pipet-Lite XLS
EQ009381 | Yellow/Green | Pipette |  | Pipette P1000 | Gilson | Zwering, Emile | VU/F/BETA/A-LIFE/SyBi | O2.01E31 | - | 2023-12-04 |  |  | 1 | Pipetman
EQ009380 | 008257; Green; I | Vortex |  | Vortex | Winn b.v. | Zwering, Emile | VU/F/BETA/A-LIFE/SyBi | O2.01E31 | - |  |  |  | 1 | Vortex Genie
EQ009379 | 011784 | Centrifuge |  | Centrifuge | Salmenkipp | Zwering, Emile | VU/F/BETA/A-LIFE/SyBi | O2.01E31 | - |  |  |  | 1 | X-4001
EQ009378 | 008016; Green; I | Orbital shaker |  | Orbital Shaker | IKA | Zwering, Emile | VU/F/BETA/A-LIFE/SyBi | O2.01E31 | - |  |  |  | 1 | VIBRAX VXR basic
EQ009377 | 006474; Green; I | Vortex |  | Vortex | IKA | Zwering, Emile | VU/F/BETA/A-LIFE/SyBi | O2.01E31 | - |  |  |  | 1
EQ009376 | 011756 | Gas Burner |  | Gas Burner | WLD-Tec | Zwering, Emile | VU/F/BETA/A-LIFE/SyBi | O2.01E39 | - |  |  |  | 1 | Flame 100
EQ009375 | 011755 | Gas Burner |  | Gas Burner | WLD-Tec | Zwering, Emile | VU/F/BETA/A-LIFE/SyBi | O2.01E39 | - |  |  |  | 1 | Flame 100
EQ009374 |  | Gas Burner |  | Gas Burner | WLD-Tec | Zwering, Emile | VU/F/BETA/A-LIFE/SyBi | O2.01E39 | - |  |  |  | 1 | Flame 100
EQ009373 | 008253 | Adapter |  | Adapter | VU | Zwering, Emile | VU/F/BETA/A-LIFE/SyBi | O2.01E39 | - |  |  |  | 1
EQ009372 |  | Pipette |  | Gilson Pipetman P200 | Gilson | Zwering, Emile | VU/F/BETA/A-LIFE/SyBi | O2.01E39 | - |  |  |  | 1 | Pipetman P200
EQ009371 |  | Gas Burner |  | Gas Burner | WLD-Tec | Zwering, Emile | VU/F/BETA/A-LIFE/SyBi | O2.01E39 | - |  |  |  | 1 | Flame 100
EQ009370 | 011899 | Centrifuge |  | VWR Microcentrifuge | VWR | Zwering, Emile | VU/F/BETA/A-LIFE/SyBi | O2.01E39 | - |  |  |  | 1 | Galaxy Mini Centrifuge
EQ009369 | 010176 | pH Meter |  | Knick pH Meter | Knick | Zwering, Emile | VU/F/BETA/A-LIFE/SyBi | O2.01E39 | - |  |  |  | 1 | pH Meter 646
EQ009368 |  | Extension Cable |  | Extension Cable | VU | Zwering, Emile | VU/F/BETA/A-LIFE/SyBi | O2.01E39 | - |  |  |  | 1
EQ009367 | 008282 | Block Heater |  | Grant Block Heater | Grant Instruments | Zwering, Emile | VU/F/BETA/A-LIFE/SyBi | O2.01E39 | - |  |  |  | 1 | QBT2
EQ009366 | 007911 | Magnetic Stirrer |  | Magnetic Stirrer | Labinco | Zwering, Emile | VU/F/BETA/A-LIFE/SyBi | O2.01E39 | - |  |  |  | 1 | L-73
EQ009365 | 007879 | Vortex |  | Heidolph Vortex | Heidolph | Zwering, Emile | VU/F/BETA/A-LIFE/SyBi | O2.01E39 | - |  |  |  | 1 | REAX 2000
EQ009364 |  | Adapter |  | Adapter | VU | Zwering, Emile | VU/F/BETA/A-LIFE/SyBi | O2.01E39 | - |  |  |  | 1
EQ009363 | 007941 | Magnetic Stirrer |  | Thermolyne Magnetic Stirrer | Barnstead thermolyne | Zwering, Emile | VU/F/BETA/A-LIFE/SyBi | O2.01E39 | - |  |  |  | 1 | Cimarec 2
EQ009362 | 010162 | Magnetic Stirrer |  | IKA Mini Stirrer | IKA | Zwering, Emile | VU/F/BETA/A-LIFE/SyBi | O2.01E39 | - |  |  |  | 1 | Mini MR Standard
EQ009361 | 007978 | Magnetic Stirrer |  | IKA Mini Stirrer | IKA | Zwering, Emile | VU/F/BETA/A-LIFE/SyBi | O2.01E39 | - |  |  |  | 1 | Mini MR Standard
EQ009360 | 008260 | Spectrophotometer |  | UV/Vis Spectrophotometer | Amersham Sciences | Zwering, Emile | VU/F/BETA/A-LIFE/SyBi | O2.01E39 | - |  |  |  | 1 | Ultraspec 2100 pro
EQ009359 | 008259 | Hot Plate |  | Heidolph Hot Plate | Heidolph | Zwering, Emile | VU/F/BETA/A-LIFE/SyBi | O2.01E39 | - |  |  |  | 1 | MR 2002
EQ009358 |  | Shaker/Mixer |  | VU Platform Shaker | VU | Zwering, Emile | VU/F/BETA/A-LIFE/SyBi | O2.01E39 | - |  |  |  | 1
EQ009357 | 008021 | Adapter |  | Adapter | MW | Zwering, Emile | VU/F/BETA/A-LIFE/SyBi | O2.01E39 | - |  |  |  | 1
EQ009356 | BIBRO-767; 1E17-101; O1 E39 A | Fridge |  | Refridgerator | Liebherr | Zwering, Emile | VU/F/BETA/A-LIFE/SyBi | O2.01E39 | - |  |  |  | 1 | Comfort
EQ009355 | 007631 | Shaker/Mixer |  | Incubator Shaker | New Brunswick Scientific | Zwering, Emile | VU/F/BETA/A-LIFE/SyBi | O2.01E39 | - |  |  |  | 1 | Innova 43
EQ009354 | BIBRO-870; 1E39-101; O1 E39 B | Fridge |  | Refridgerator | Liebherr | Zwering, Emile | VU/F/BETA/A-LIFE/SyBi | O2.01E39 | - |  |  |  | 1 | Comfort
EQ009353 |  | Radio |  | Radio | Renkforce | Zwering, Emile | VU/F/BETA/A-LIFE/SyBi | O2.01E39 | - |  |  |  | 1 | NE-6210
EQ009352 |  | Adapter |  | Adapter | VU | Zwering, Emile | VU/F/BETA/A-LIFE/SyBi | O2.01E39 | - |  |  |  | 1
EQ009351 | BIBRO-1137; 1E39-301; LKexv 3910-22A 001; O1 E39 1 | Fridge |  | Refridgerator | Liebherr | Zwering, Emile | VU/F/BETA/A-LIFE/SyBi | O2.01E39 | - |  |  |  | 1 | MediLine
EQ009350 | 007925 | Vortex |  | Labnet Vortex | Labnet | Zwering, Emile | VU/F/BETA/A-LIFE/SyBi | O2.01E39 | - |  |  |  | 1
EQ009349 |  | Pipette |  | Pipette SL-200 XLS | Rainin | Zwering, Emile | VU/F/BETA/A-LIFE/SyBi | O2.01E39 | - |  |  |  | 1 | Rainin Pipet-Lite XLS
EQ009348 | 008248 | Vortex |  | VWR Vortex | VWR | Zwering, Emile | VU/F/BETA/A-LIFE/SyBi | O2.01E39 | - |  |  |  | 1 | Vortex
EQ009347 |  | Pipette |  | Pipette SL-1000 XLS | Rainin | Zwering, Emile | VU/F/BETA/A-LIFE/SyBi | O2.01E39 | - |  |  |  | 1 | Rainin Pipet-Lite XLS
EQ009346 | H 23670 N | Pipette |  | Gilson Pipetman P2 | Gilson | Zwering, Emile | VU/F/BETA/A-LIFE/SyBi | O2.01E39 | - | 2024-09-06 |  |  | 1 | Pipetman P2
EQ009345 |  | Pipette |  | Pipette SL-20 XLS | Rainin | Zwering, Emile | VU/F/BETA/A-LIFE/SyBi | O2.01E39 | - |  |  |  | 1 | Rainin Pipet-Lite XLS
EQ009344 |  | Pipette |  | Pipette SL-20 XLS | Rainin | Zwering, Emile | VU/F/BETA/A-LIFE/SyBi | O2.01E39 | - |  |  |  | 1 | Rainin Pipet-Lite XLS
EQ009343 |  | Pipette |  | Pipette SL-200 XLS | Rainin | Zwering, Emile | VU/F/BETA/A-LIFE/SyBi | O2.01E39 | - |  |  |  | 1 | Rainin Pipet-Lite XLS
EQ009342 | 006424 | Pump/Compressor |  | Dry Vacuum Pump | Welch | Zwering, Emile | VU/F/BETA/A-LIFE/SyBi | O2.01E39 | - |  |  |  | 1 | 2511C-02
EQ009341 |  | Pipette |  | Pipette SL-1000 XLS | Rainin | Zwering, Emile | VU/F/BETA/A-LIFE/SyBi | O2.01E39 | - |  |  |  | 1 | Rainin Pipet-Lite XLS
EQ009340 | 011806 | Centrifuge |  | VWR Microcentrifuge | VWR | Zwering, Emile | VU/F/BETA/A-LIFE/SyBi | O2.01E39 | - |  |  |  | 1 | Galaxy Mini Centrifuge
EQ009339 |  | Pipette |  | Gilson Pipetman P1000 | Gilson | Zwering, Emile | VU/F/BETA/A-LIFE/SyBi | O2.01E39 | - |  |  |  | 1 | Pipetman P1000
EQ009338 |  | Pipette |  | Gilson Pipetman P1000 | Gilson | Zwering, Emile | VU/F/BETA/A-LIFE/SyBi | O2.01E39 | - |  |  |  | 1 | Pipetman P1000
EQ009337 | ML 73289 | Pipette |  | Gilson Pipetman P1000 | Gilson | Zwering, Emile | VU/F/BETA/A-LIFE/SyBi | O2.01E39 | - | 2024-04-11 |  |  | 1 | Pipetman P1000 G&L
EQ009336 |  | Pipette |  | Gilson Pipetman P20 | Gilson | Zwering, Emile | VU/F/BETA/A-LIFE/SyBi | O2.01E39 | - |  |  |  | 1 | Pipetman P20
EQ009335 | Green; Yeast lab | Pipette |  | Pipette P200 | Gilson | Zwering, Emile | VU/F/BETA/A-LIFE/SyBi | O2.01E39 | - |  |  |  | 1 | Pipetman
EQ009334 | BM 58380 | Pipette |  | Gilson Pipetman P1000 | Gilson | Zwering, Emile | VU/F/BETA/A-LIFE/SyBi | O2.01E39 | - | 2024-09-06 |  |  | 1 | Pipetman P1000
EQ009333 |  | Pipette |  | Rainin Pipette 20-200µL | Rainin | Zwering, Emile | VU/F/BETA/A-LIFE/SyBi | O2.01E39 | - |  |  |  | 1 | Pipet-Lite XLS SL-200
EQ009332 | Green; Yeast lab | Pipette |  | Pipette P20 | Gilson | Zwering, Emile | VU/F/BETA/A-LIFE/SyBi | O2.01E39 | - |  |  |  | 1 | Pipetman
EQ009331 |  | Pipette |  | Rainin Pipette 2-20µL | Rainin | Zwering, Emile | VU/F/BETA/A-LIFE/SyBi | O2.01E39 | - |  |  |  | 1 | Pipet-Lite XLS SL-20
EQ009330 | D 51402 D | Pipette |  | Gilson Pipetman P2 | Gilson | Zwering, Emile | VU/F/BETA/A-LIFE/SyBi | O2.01E39 | - | 2024-09-06 |  |  | 1 | Pipetman P2
EQ009329 | QK 72393 | Pipette |  | Gilson Pipetman P20 | Gilson | Zwering, Emile | VU/F/BETA/A-LIFE/SyBi | O2.01E39 | - |  |  |  | 1 | Pipetman P20
EQ009328 | 011783 | Centrifuge |  | Centrifuge | Salmenkipp | Zwering, Emile | VU/F/BETA/A-LIFE/SyBi | O2.01E39 | - |  |  |  | 1 | X-4001
EQ009327 |  | Pipette |  | Gilson Pipetman P200 | Gilson | Zwering, Emile | VU/F/BETA/A-LIFE/SyBi | O2.01E39 | - |  |  |  | 1 | Pipetman P200
EQ009326 | 008518; Green | Vortex |  | Vortex | VWR | Zwering, Emile | VU/F/BETA/A-LIFE/SyBi | O2.01E39 | - |  |  |  | 1
EQ009325 |  | Pipette |  | Gilson Pipetman P1000 | Gilson | Zwering, Emile | VU/F/BETA/A-LIFE/SyBi | O2.01E39 | - |  |  |  | 1 | Pipetman P1000
EQ009324 |  | Centrifuge |  | Centrifuge | Eppendorf | Zwering, Emile | VU/F/BETA/A-LIFE/SyBi | O2.01E39 | - |  |  |  | 1 | 5910 Ri
EQ009323 | PSAV | Pipette |  | Pipette SL-1000 XLS | Rainin | Zwering, Emile | VU/F/BETA/A-LIFE/SyBi | O2.01E39 | - |  |  |  | 1 | Rainin Pipet-Lite XLS
EQ009322 | PSAV | Pipette |  | Pipette SL-200 XLS | Rainin | Zwering, Emile | VU/F/BETA/A-LIFE/SyBi | O2.01E39 | - |  |  |  | 1 | Rainin Pipet-Lite XLS
EQ009321 | PSAV | Pipette |  | Pipette SL-20 XLS | Rainin | Zwering, Emile | VU/F/BETA/A-LIFE/SyBi | O2.01E39 | - |  |  |  | 1 | Rainin Pipet-Lite XLS
EQ009320 |  | Computer Monitor |  | HP Monitor | Hewlett Packard (HP) | Zwering, Emile | VU/F/BETA/A-LIFE/SyBi | O2.01E39 | - |  |  |  | 1 | Compaq LA2306x
EQ009319 | 007921; Green; I | Block Heater |  | Block Heater | Grant Instruments | Zwering, Emile | VU/F/BETA/A-LIFE/SyBi | O2.01E39 | - |  |  |  | 1 | QBT2
EQ009318 |  | Centrifuge |  | Centrifuge | Eppendorf | Zwering, Emile | VU/F/BETA/A-LIFE/SyBi | O2.01E39 | - |  |  |  | 1 | 5425R
EQ009317 | 008524; Green; I | Water Bath |  | Water Bath | Grant Instruments | Zwering, Emile | VU/F/BETA/A-LIFE/SyBi | O2.01E39 | - |  |  |  | 1 | JB Aqua Dual
EQ009316 |  | Dishwasher |  | Miele Dishwasher | Miele | Zwering, Emile | VU/F/BETA/A-LIFE/SyBi | O2.01E26 | - |  |  |  | 1 | G 7883 CD
EQ009315 |  | Dishwasher |  | Miele Dishwasher | Miele | Zwering, Emile | VU/F/BETA/A-LIFE/SyBi | O2.01E26 | - |  |  |  | 1 | G 7883 CD
EQ009314 |  | Ultrasonic Processor |  | MSE Ultrasonic Processor | MSE | Zwering, Emile | VU/F/BETA/A-LIFE/SyBi | O2.01E26 | - |  |  |  | 1
EQ009313 | 008229 | Autoclave |  | Prestige Medical Autoclave | Prestige Medical | Zwering, Emile | VU/F/BETA/A-LIFE/SyBi | O2.01E26 | - |  |  |  | 1
EQ009312 |  | Autoclave |  | Autoclave | CertoClav | Zwering, Emile | VU/F/BETA/A-LIFE/SyBi | O2.01E26 | - |  |  |  | 1 | Multicontrol
EQ009311 | 006467 | Ultrasonic Processor |  | Soniprep | MSE | Zwering, Emile | VU/F/BETA/A-LIFE/SyBi | O2.01E26 | - |  |  |  | 1 | Soniprep 150
EQ009310 | 010166 | Incubator |  | Galli Incubator | Galli | Zwering, Emile | VU/F/BETA/A-LIFE/SyBi | O2.01E26 | - |  |  |  | 1 | G-Cell 035
EQ009309 | 006264 | Oven |  | Memmert Oven | Memmert | Zwering, Emile | VU/F/BETA/A-LIFE/SyBi | O2.01E26 | - |  |  |  | 1
EQ009308 | 007876 | Drying Cabinet |  | Leec Drying Cabinet | Leec | Zwering, Emile | VU/F/BETA/A-LIFE/SyBi | O2.01E26 | - |  |  |  | 1
EQ009307 | 011788 | Ice Machine |  | Ice Machine | Hoshizaki | Zwering, Emile | VU/F/BETA/A-LIFE/SyBi | O2.01E26 | - |  |  |  | 1 | FM-120KE-50HC
EQ009306 |  | Autoclave |  | Systec Autoclave | Systec | Zwering, Emile | VU/F/BETA/A-LIFE/SyBi | O2.01E26 | - |  |  |  | 1 | VB-95
EQ009305 |  | Autoclave |  | Sanyo Labo Autoclave | Sanyo | Zwering, Emile | VU/F/BETA/A-LIFE/SyBi | O2.01E26 | - |  |  |  | 1 | MLS-3020U
EQ009304 |  | Autoclave |  | Sanyo Labo Autoclave | Sanyo | Zwering, Emile | VU/F/BETA/A-LIFE/SyBi | O2.01E26 | - |  |  |  | 1 | MLS-3780
EQ009303 |  | Incubator |  | Jouan Incubator | Jouan | Zwering, Emile | VU/F/BETA/A-LIFE/SyBi | O2.01E26 | - |  |  |  | 1 | EB 170
EQ009302 |  | Incubator |  | Jouan Incubator | Jouan | Zwering, Emile | VU/F/BETA/A-LIFE/SyBi | O2.01E26 | - |  |  |  | 1 | EB 170
EQ009301 | 008041;00664 | Hot Plate |  | Thermolyne Hot Plate | Barnstead thermolyne | Zwering, Emile | VU/F/BETA/A-LIFE/SyBi | O2.01E84 | - |  |  |  | 1 | Cimarec 2
EQ009300 | 011818 | Rotator |  | Tube Rotator | Stuart Scientific | Zwering, Emile | VU/F/BETA/A-LIFE/SyBi | O2.01E84 | - |  |  |  | 1 | SB3
EQ009299 | 006251 | Rotator |  | Tube Rotator | Stuart Scientific | Zwering, Emile | VU/F/BETA/A-LIFE/SyBi | O2.01E84 | - |  |  |  | 1 | SC1
EQ009298 | 006422 | Shaker/Mixer |  | IKA Mini Shaker | IKA | Zwering, Emile | VU/F/BETA/A-LIFE/SyBi | O2.01E84 | - |  |  |  | 1 | MS2
EQ009297 | PC-026544 | Computer |  | HP PC | Hewlett Packard (HP) | Limburg, Rob | VU/F/BETA/TC/Electronica | O2.11W28 | - |  |  |  | 1 | HP ProDesk 490 G1 CMT
EQ009296 | 011816 | Shaker/Mixer |  | VWR Shaker | VWR | Zwering, Emile | VU/F/BETA/A-LIFE/SyBi | O2.01E84 | - |  |  |  | 1 | STD 3500 Shaker
EQ009295 | 011817 | Shaker/Mixer |  | VWR Shaker | VWR | Zwering, Emile | VU/F/BETA/A-LIFE/SyBi | O2.01E84 | - |  |  |  | 1 | STD 5000 Shaker
EQ009294 |  | Extension Cable |  | Extension Cable | VU | Zwering, Emile | VU/F/BETA/A-LIFE/SyBi | O2.01E84 | - |  |  |  | 1
EQ009293 |  | Lamp |  | Lamp | Unilux | Zwering, Emile | VU/F/BETA/A-LIFE/SyBi | O2.01E84 | - |  |  |  | 1 | 233
EQ009292 |  | Orbital shaker |  | Gyrotory Shaker | New Brunswick Scientific | Zwering, Emile | VU/F/BETA/A-LIFE/SyBi | O2.01E84 | - |  |  |  | 1 | G10
EQ009291 |  | Multi channel pipet |  | Pipette Multichannel 5-100uL 12 channels | Brand | Zwering, Emile | VU/F/BETA/A-LIFE/SyBi | O2.01E74 | - |  |  |  | 1 | Transferpette -8/-12 12 Channel
EQ009290 |  | Pipette |  | Pipette 0.1-2uL | AXYPET | Zwering, Emile | VU/F/BETA/A-LIFE/SyBi | O2.01E74 | - |  |  |  | 1 | Autoclavable
EQ009289 | 006226 | Rotator |  | Lab-Line Tube Rotator | Lab-Line | Zwering, Emile | VU/F/BETA/A-LIFE/SyBi | O2.01E84 | - |  |  |  | 1 | 1641
EQ009288 | BN 63732 | Pipette |  | Gilson Pipetman P200 | Gilson | Zwering, Emile | VU/F/BETA/A-LIFE/SyBi | O2.01E74 | - | 2024-07-18 |  |  | 1 | Pipetman P200
EQ009287 |  | Pipette |  | Pipette P20 | Gilson | Zwering, Emile | VU/F/BETA/A-LIFE/SyBi | O2.01E74 | - | 2023-12-01 |  |  | 1 | Pipetman
EQ009286 | ML 73289 | Pipette |  | Gilson Pipetman P1000 | Gilson | Zwering, Emile | VU/F/BETA/A-LIFE/SyBi | O2.01E74 | - | 2024-04-11 |  |  | 1 | Pipetman P1000
EQ009285 |  | Pipette |  | Pipette SL-1000 | Rainin | Zwering, Emile | VU/F/BETA/A-LIFE/SyBi | O2.01E74 | - |  |  |  | 1 | Rainin pipet-lite XLS
EQ009284 | MC 28432 | Pipette |  | Pipette P10 | Gilson | Zwering, Emile | VU/F/BETA/A-LIFE/SyBi | O2.01E74 | - | 2024-09-06 |  |  | 1 | Pipetman
EQ009283 | ML 72754 | Pipette |  | Gilson Pipetman P20 | Gilson | Zwering, Emile | VU/F/BETA/A-LIFE/SyBi | O2.01E74 | - | 2024-09-06 |  |  | 1 | Pipetman P20
EQ009282 | PB 73561 | Pipette |  | Gilson Pipetman P200 | Gilson | Zwering, Emile | VU/F/BETA/A-LIFE/SyBi | O2.01E74 | - | 2024-04-11 |  |  | 1 | Pipetman P200
EQ009281 | 4500 | Pipette |  | Pipette 10-100uL | Thermo Fisher Scientific | Zwering, Emile | VU/F/BETA/A-LIFE/SyBi | O2.01E74 | - |  |  |  | 1 | Finnipipette
EQ009280 | ML 73289 | Pipette |  | Gilson Pipetman P1000 | Gilson | Zwering, Emile | VU/F/BETA/A-LIFE/SyBi | O2.01E74 | - | 2024-04-11 |  |  | 1 | Pipetman P1000
EQ009279 | PL 70982 | Pipette |  | Gilson Pipetman P200 | Gilson | Zwering, Emile | VU/F/BETA/A-LIFE/SyBi | O2.01E74 | - | 2024-04-11 |  |  | 1 | Pipetman P200
EQ009278 | R 56085 L | Pipette |  | Gilson Pipetman P10 | Gilson | Zwering, Emile | VU/F/BETA/A-LIFE/SyBi | O2.01E74 | - | 2024-09-06 |  |  | 1 | Pipetman P10
EQ009277 | 4; Green | Pipette |  | Pipette 20-200uL | Mettler (Toledo) | Zwering, Emile | VU/F/BETA/A-LIFE/SyBi | O2.01E74 | - |  |  |  | 1 | VoluMate Liquisystems
EQ009276 | L 79 10175 | Pipette |  | Gilson Pipetman P200 | Gilson | Zwering, Emile | VU/F/BETA/A-LIFE/SyBi | O2.01E74 | - | 2024-09-06 |  |  | 1 | Pipetman P200
EQ009275 | U 68654 M | Pipette |  | Gilson Pipetman P20 | Gilson | Zwering, Emile | VU/F/BETA/A-LIFE/SyBi | O2.01E74 | - | 2024-12-04 |  |  | 1 | Pipetman P20
EQ009274 | NL 73791 | Pipette |  | Gilson Pipetman P200 | Gilson | Zwering, Emile | VU/F/BETA/A-LIFE/SyBi | O2.01E74 | - | 2024-04-11 |  |  | 1 | Pipetman P200
EQ009273 | ML 73289 | Pipette |  | Gilson Pipetman P1000 | Gilson | Zwering, Emile | VU/F/BETA/A-LIFE/SyBi | O2.01E74 | - | 2024-04-11 |  |  | 1 | Pipetman P1000
EQ009272 | PC08-89 | Computer |  | HP Computer | Hewlett Packard (HP) | Zwering, Emile | VU/F/BETA/A-LIFE/SyBi | O2.01E78 | - |  |  |  | 1
EQ009271 |  | Computer Monitor |  | Dell Monitor | Dell | Zwering, Emile | VU/F/BETA/A-LIFE/SyBi | O2.01E78 | - |  |  |  | 1
EQ009270 |  | Microscope |  | Microscope | Carl Zeiss | Zwering, Emile | VU/F/BETA/A-LIFE/SyBi | O2.01E78 | - |  |  |  | 1 | Axiovert 135 M
EQ009269 | 005509; 208626 | Power Supply |  | Microscope Power Supply | Carl Zeiss | Zwering, Emile | VU/F/BETA/A-LIFE/SyBi | O2.01E78 | - |  |  |  | 1 | VHW 50 F-2b
EQ009268 | 006232; Green; I | Transilluminator |  | UV Transilluminator | UVP | Zwering, Emile | VU/F/BETA/A-LIFE/SyBi | O2.01E78 | - |  |  |  | 1 | High Performance Ultraviolet Transilluminator
EQ009267 | 011742; Primer Dilution Only | Sterilizing workstation |  | UV3 HEPA PCR Cabinet | UVP | Zwering, Emile | VU/F/BETA/A-LIFE/SyBi | O2.01E74 | - |  |  |  | 1 | UV3 HEPA
EQ009266 | 011811 | Sterilizing workstation |  | VWR PCR Workstation | VWR | Zwering, Emile | VU/F/BETA/A-LIFE/SyBi | O2.01E74 | - |  |  |  | 1
EQ009265 | 011810 | Sterilizing workstation |  | VWR PCR Workstation | VWR | Zwering, Emile | VU/F/BETA/A-LIFE/SyBi | O2.01E74 | - |  |  |  | 1
EQ009264 | 008204; RNA Work Only | Sterilizing workstation |  | UV3 HEPA PCR Workstation | UVP | Zwering, Emile | VU/F/BETA/A-LIFE/SyBi | O2.01E74 | - |  |  |  | 1 | UV3 HEPA
EQ009263 | 008058 | Vortex |  | Vortex | IKA | Zwering, Emile | VU/F/BETA/A-LIFE/SyBi | O2.01E74 | - |  |  |  | 1 | MS2 Minishaker
EQ009262 |  | Lamp |  | Lamp | VU | Zwering, Emile | VU/F/BETA/A-LIFE/SyBi | O2.01E74 | - |  |  |  | 1
EQ009261 | 006559; 1 | UV/VIS Detector |  | Intensive UV-Source | Desaga | Zwering, Emile | VU/F/BETA/A-LIFE/SyBi | O2.01E74 | - |  |  |  | 1 | Intensive UV-Source
EQ009260 | 008934 | Fridge |  | Fridge | Liebherr | Zwering, Emile | VU/F/BETA/A-LIFE/SyBi | O2.01E74 | - |  |  |  | 1 | TP 1764 Index 21B / 001
EQ009259 | 008015 | Vortex |  | Pulsing Vortex Mixer | VWR | Zwering, Emile | VU/F/BETA/A-LIFE/SyBi | O2.01E74 | - |  |  |  | 1 | 945322
EQ009258 | 011807 | Centrifuge |  | Centrifuge | VWR | Zwering, Emile | VU/F/BETA/A-LIFE/SyBi | O2.01E74 | - |  |  |  | 1 | Mini Star
EQ009257 | 008921 | Incubator |  | Mini Incubator | Labnet | Zwering, Emile | VU/F/BETA/A-LIFE/SyBi | O2.01E74 | - |  |  |  | 1 | I5110A-20V
EQ009256 | 008200 | Centrifuge |  | Centrifuge | Hettich | Zwering, Emile | VU/F/BETA/A-LIFE/SyBi | O2.01E74 | - |  |  |  | 1 | Mikro 120
EQ009255 |  | Pipette |  | Pipette SL-20 XLS | Rainin | Zwering, Emile | VU/F/BETA/A-LIFE/SyBi | O2.01E67 | - |  |  |  | 1 | Pipet-Lite XLS
EQ009254 | ML 73289 | Pipette |  | Gilson Pipetman P1000 | Gilson | Zwering, Emile | VU/F/BETA/A-LIFE/SyBi | O2.01E67 | - | 2024-04-11 |  |  | 1 | Pipetman P1000
EQ009253 | QN 71661 | Pipette |  | Gilson Pipetman P5000 | Gilson | Zwering, Emile | VU/F/BETA/A-LIFE/SyBi | O2.01E67 | - | 2024-07-18 |  |  | 1 | Pipetman P5000
EQ009252 | NL 73791 | Pipette |  | Gilson Pipetman P200 | Gilson | Zwering, Emile | VU/F/BETA/A-LIFE/SyBi | O2.01E67 | - | 2024-04-11 |  |  | 1 | Pipetman P200
EQ009251 |  | Computer |  | Dell PC | Dell | Zwering, Emile | VU/F/BETA/A-LIFE/SyBi | O2.01E67 | - |  |  |  | 1 | Optiplex 990
EQ009250 |  | Water Bath |  | Water Bath | Julabo | Zwering, Emile | VU/F/BETA/A-LIFE/SyBi | O2.01E67 | - |  |  |  | 1 | Parath U 5
EQ009249 |  | Shutter Driver |  | Shutter Driver | Princeton instruments | Zwering, Emile | VU/F/BETA/A-LIFE/SyBi | O2.01E67 | - |  |  |  | 1
EQ009248 |  | Microscope |  | Microscope | Carl Zeiss | Zwering, Emile | VU/F/BETA/A-LIFE/SyBi | O2.01E67 | - |  |  |  | 1 | XBO75W/2
EQ009247 | 006385 | Power Supply |  | Microscope Lamp Power Supply | Carl Zeiss | Zwering, Emile | VU/F/BETA/A-LIFE/SyBi | O2.01E67 | - |  |  |  | 1 | XBO75W HBO100W
EQ009246 | 006389 | Shutter Driver |  | Shutter Controller | Princeton instruments | Zwering, Emile | VU/F/BETA/A-LIFE/SyBi | O2.01E67 | - |  |  |  | 1
EQ009245 | 007892 | Cooling Unit |  | Cooling Unit | Medingen | Zwering, Emile | VU/F/BETA/A-LIFE/SyBi | O2.01E67 | - |  |  |  | 1 | E5s
EQ009244 | 008196 | Oven |  | Oven | WTC Binder | Zwering, Emile | VU/F/BETA/A-LIFE/SyBi | O2.01E67 | - |  |  |  | 1
EQ009243 | 011789 | Magnetic Stirrer |  | Magnetic Stirrer | Barnstead thermolyne | Zwering, Emile | VU/F/BETA/A-LIFE/SyBi | O2.01E67 | - |  |  |  | 1 | Cimarec 2
EQ009242 | 011789 | Block Heater |  | Dry Block Heater | Techne | Zwering, Emile | VU/F/BETA/A-LIFE/SyBi | O2.01E67 | - |  |  |  | 1 | Dri-Block / DB100/3
EQ009241 | 008059 | Centrifuge |  | Centrifuge 5417 | Eppendorf | Zwering, Emile | VU/F/BETA/A-LIFE/SyBi | O2.01E67 | - |  |  |  | 1 | 5417
EQ009240 | 011767 | Fraction Collector |  | Fraction Collector | Amersham Sciences | Zwering, Emile | VU/F/BETA/A-LIFE/SyBi | O2.01E67 | - |  |  |  | 1 | Frac-950
EQ009239 | 006432 | HPLC System |  | FPLC System | Amersham Sciences | Zwering, Emile | VU/F/BETA/A-LIFE/SyBi | O2.01E67 | - |  |  |  | 1 | AKTA Explorer
EQ009238 |  | Computer Monitor |  | Dell Monitor | Dell | Zwering, Emile | VU/F/BETA/A-LIFE/SyBi | O2.01E67 | - |  |  |  | 1
EQ009237 |  | Computer |  | PC Compaq | Compaq | Zwering, Emile | VU/F/BETA/A-LIFE/SyBi | O2.01E67 | - |  |  |  | 1 | Deskpro EN
EQ009236 |  | Computer |  | PC Compaq | Compaq | Zwering, Emile | VU/F/BETA/A-LIFE/SyBi | O2.01E67 | - |  |  |  | 1 | Deskpro EN
EQ009235 |  | Extension Cable |  | Extension Cable | Kaiser | Zwering, Emile | VU/F/BETA/A-LIFE/SyBi | O2.01E67 | - |  |  |  | 0
EQ009234 |  | Extension Cable |  | Extension Cable | VU | Zwering, Emile | VU/F/BETA/A-LIFE/SyBi | O2.01E67 | - |  |  |  | 1
EQ009233 |  | Extension Cable |  | Extension Cable | VU | Zwering, Emile | VU/F/BETA/A-LIFE/SyBi | O2.01E67 | - |  |  |  | 1
EQ009232 |  | Column Oven |  | Column Oven | Shimadzu | Zwering, Emile | VU/F/BETA/A-LIFE/SyBi | O2.01E67 | - |  |  |  | 1 | CTO-20A
EQ009231 |  | UV/VIS Detector |  | UV/Vis Detector | Shimadzu | Zwering, Emile | VU/F/BETA/A-LIFE/SyBi | O2.01E67 | - |  |  |  | 1 | SPD-20A
EQ009230 |  | Absorbance Detector |  | Refractive Index Detector | Shimadzu | Zwering, Emile | VU/F/BETA/A-LIFE/SyBi | O2.01E67 | - |  |  |  | 1 | RID-10A
EQ009229 | 012431 | Autosampler |  | Auto Sampler | Shimadzu | Zwering, Emile | VU/F/BETA/A-LIFE/SyBi | O2.01E67 | - |  |  |  | 1 | SIL-20AC HT
EQ009228 |  | Liquid Chromatograph |  | Liquid Chromatograph | Shimadzu | Zwering, Emile | VU/F/BETA/A-LIFE/SyBi | O2.01E67 | - |  |  |  | 1 | LC-20AT
EQ009227 |  | Degasser |  | Degassing Unit | Shimadzu | Zwering, Emile | VU/F/BETA/A-LIFE/SyBi | O2.01E67 | - |  |  |  | 1 | DGU-20A3R
EQ009226 |  | Extension Cable |  | Extension Cable | Kaiser | Zwering, Emile | VU/F/BETA/A-LIFE/SyBi | O2.01E67 | - |  |  |  | 1
EQ009225 | APLC AA; installee micfys | Computer |  | HP PC | Hewlett Packard (HP) | Zwering, Emile | VU/F/BETA/A-LIFE/SyBi | O2.01E67 | - |  |  |  | 1
EQ009224 |  | Extension Cable |  | Extension Cable | VU | Zwering, Emile | VU/F/BETA/A-LIFE/SyBi | O2.01E67 | - |  |  |  | 1
EQ009223 | 006437 | Extension Cable |  | Extension Cable | Brennenstuhl | Zwering, Emile | VU/F/BETA/A-LIFE/SyBi | O2.01E67 | - |  |  |  | 0
EQ009222 | 006437 | Extension Cable |  | Extension Cable | Brennenstuhl | Zwering, Emile | VU/F/BETA/A-LIFE/SyBi | O2.01E67 | - |  |  |  | 1
EQ009221 | 021029 | Computer |  | Dell PC | Dell | Zwering, Emile | VU/F/BETA/A-LIFE/SyBi | O2.01E67 | - |  |  |  | 1
EQ009220 | MON09-151 | Computer Monitor |  | Computer Monitor HP | Hewlett Packard (HP) | Zwering, Emile | VU/F/BETA/A-LIFE/SyBi | O2.01E67 | - |  |  |  | 1 | HP L1950g
EQ009219 |  | Computer |  | HP PC | Hewlett Packard (HP) | Zwering, Emile | VU/F/BETA/A-LIFE/SyBi | O2.01E67 | - |  |  |  | 1 | ProDesk
EQ009218 | 021031 | Computer |  | HP PC | Hewlett Packard (HP) | Zwering, Emile | VU/F/BETA/A-LIFE/SyBi | O2.01E67 | - |  |  |  | 1
EQ009217 |  | Computer Monitor |  | Dell Monitor | Dell | Zwering, Emile | VU/F/BETA/A-LIFE/SyBi | O2.01E67 | - |  |  |  | 1
EQ009216 | 011207 | Autosampler |  | Autoinjector | Shimadzu | Zwering, Emile | VU/F/BETA/A-LIFE/SyBi | O2.01E67 | - |  |  |  | 1 | SIL-10AD
EQ009215 |  | Computer Monitor |  | Dell Monitor | Dell | Zwering, Emile | VU/F/BETA/A-LIFE/SyBi | O2.01E67 | - |  |  |  | 1
EQ009214 | 011206 | HPLC System Controller |  | System Controller | Shimadzu | Zwering, Emile | VU/F/BETA/A-LIFE/SyBi | O2.01E67 | - |  |  |  | 1 | SCL-10A
EQ009213 | 006540 | Spectroscopy accessory |  | Single Cell Peltier Accessory | Varian (Agilent) | Zwering, Emile | VU/F/BETA/A-LIFE/SyBi | O2.01E67 | - |  |  |  | 1 | Cary
EQ009212 |  | Column Oven |  | Column Oven | Shimadzu | Zwering, Emile | VU/F/BETA/A-LIFE/SyBi | O2.01E67 | - |  |  |  | 1 | CTO-10AS
EQ009211 | 06556 | Spectrophotometer |  | Fluorescence Spectrophotometer | Varian (Agilent) | Zwering, Emile | VU/F/BETA/A-LIFE/SyBi | O2.01E67 | - |  |  |  | 1 | Eclipse
EQ009210 | 011211 | Degasser |  | Degassing Unit | Shimadzu | Zwering, Emile | VU/F/BETA/A-LIFE/SyBi | O2.01E67 | - |  |  |  | 1 | DGU-14A
EQ009209 | 06556 | Spectrophotometer |  | Fluorescence Spectrophotometer | Varian (Agilent) | Zwering, Emile | VU/F/BETA/A-LIFE/SyBi | O2.01E67 | - |  |  |  | 0 | Eclipse
EQ009208 | 011210; D | Liquid Chromatograph |  | Liquid Chromatograph | Shimadzu | Zwering, Emile | VU/F/BETA/A-LIFE/SyBi | O2.01E67 | - |  |  |  | 1 | LC-20AD
EQ009207 | 011209; C | Liquid Chromatograph |  | Liquid Chromatograph | Shimadzu | Zwering, Emile | VU/F/BETA/A-LIFE/SyBi | O2.01E67 | - |  |  |  | 1 | LC-20AD
EQ009206 |  | Spectrophotometer |  | UV-Visible Spectrophotometer | Varian (Agilent) | Zwering, Emile | VU/F/BETA/A-LIFE/SyBi | O2.01E67 | - |  |  |  | 1 | Cary 50 Bio
EQ009205 | 004993 | UV/VIS Detector |  | UV-Vis Detector | Shimadzu | Zwering, Emile | VU/F/BETA/A-LIFE/SyBi | O2.01E67 | - |  |  |  | 1 | SPD-10A
EQ009204 |  | Fluorescence Detector |  | Fluorescence Detector | Shimadzu | Zwering, Emile | VU/F/BETA/A-LIFE/SyBi | O2.01E67 | - |  |  |  | 1 | RF-10AXL
EQ009203 |  | Fraction Collector |  | Fraction Collector | Amersham Sciences | Zwering, Emile | VU/F/BETA/A-LIFE/SyBi | O2.01E67 | - |  |  |  | 1 | Frac-900
EQ009202 | 010175; System Bioinformation | Magnetic Stirrer |  | Magnetic Stirrer | Stuart Scientific | Zwering, Emile | VU/F/BETA/A-LIFE/SyBi | O2.01E67 | - |  |  |  | 1 | SB301
EQ009201 |  | Computer |  | PC | Compaq | Zwering, Emile | VU/F/BETA/A-LIFE/SyBi | O2.01E67 | - |  |  |  | 0 | DeskPro
EQ009200 | 011155 | Peristaltic Pump |  | Digital Economy Drive | Cole-Parmer | Zwering, Emile | VU/F/BETA/A-LIFE/SyBi | O2.01E67 | - |  |  |  | 1 | Master-Flex 7524-55
EQ009199 |  | Microplate reader |  | Plate Reader | BMG Labtech | Zwering, Emile | VU/F/BETA/A-LIFE/SyBi | O2.01E67 | - |  |  |  | 1 | FLUOstar Omega
EQ009198 | green label | Microplate reader |  | Plate Reader | Thermo Fisher Scientific | Zwering, Emile | VU/F/BETA/A-LIFE/SyBi | O2.01E67 | - |  |  |  | 1 | Multiskan GO
EQ009197 | 007527 | Computer Monitor |  | Dell Monitor | Dell | Zwering, Emile | VU/F/BETA/A-LIFE/SyBi | O2.01E67 | - |  |  |  | 1
EQ009196 | FL2 Filter Changed | Flow Cytometer |  | Flow Cytometer | Accuri | Zwering, Emile | VU/F/BETA/A-LIFE/SyBi | O2.01E67 | - |  |  |  | 1
EQ009195 | PC011-056 | Computer |  | HP PC | Hewlett Packard (HP) | Zwering, Emile | VU/F/BETA/A-LIFE/SyBi | O2.01E67 | - |  |  |  | 1
EQ009194 |  | Computer Monitor |  | HP Monitor | Hewlett Packard (HP) | Zwering, Emile | VU/F/BETA/A-LIFE/SyBi | O2.01E67 | - |  |  |  | 1 | HP Compaq LA2205wg
EQ009193 | 009293 | Vortex |  | Vortex | Stuart Scientific | Zwering, Emile | VU/F/BETA/A-LIFE/SyBi | O2.01E67 | - |  |  |  | 1 | SA8
EQ009192 |  | Computer |  | HP PC | Hewlett Packard (HP) | Zwering, Emile | VU/F/BETA/A-LIFE/SyBi | O2.01E67 | - |  |  |  | 1 | ProDesk
EQ009191 |  | Computer |  | PC Dell | Dell | Zwering, Emile | VU/F/BETA/A-LIFE/SyBi | O2.01E67 | - |  |  |  | 1 | Optiplex 780
EQ009190 |  | Computer Monitor |  | Dell Monitor | Dell | Zwering, Emile | VU/F/BETA/A-LIFE/SyBi | O2.01E67 | - |  |  |  | 1
EQ009189 |  | Computer Monitor |  | Computer Monitor Dell | Dell | Zwering, Emile | VU/F/BETA/A-LIFE/SyBi | O2.01E67 | - |  |  |  | 1
EQ009188 |  | Computer |  | Dell PC | Dell | Zwering, Emile | VU/F/BETA/A-LIFE/SyBi | O2.01E67 | - |  |  |  | 1 | OPTIPLEX GX520
EQ009187 | MCN set 8 P1000 | Pipette |  | Pipette P1000 | Gilson | Gouwenberg, Y | VU/F/BETA/CNCR/MCN | WN.C321 | - |  |  |  | 1 | pipetman
EQ009186 |  | Computer |  | HP PC | Hewlett Packard (HP) | Zwering, Emile | VU/F/BETA/A-LIFE/SyBi | O2.01E67 | - |  |  |  | 1 | HP PRO 3500 SERIES MT
EQ009185 |  | Extension Cable |  | Extension Cable | Kaiser | Zwering, Emile | VU/F/BETA/A-LIFE/SyBi | O2.01E67 | - |  |  |  | 1
EQ009184 |  | Spectrophotometer |  | Microplate Spectrophotometer | Molecular Devices | Zwering, Emile | VU/F/BETA/A-LIFE/SyBi | O2.01E67 | - |  |  |  | 1 | Spectramax Plus (384)
EQ009183 | 011790 | Centrifuge |  | Mini Centrifuge | IKA | Zwering, Emile | VU/F/BETA/A-LIFE/SyBi | O2.01E67 | - |  |  |  | 1 | IKA mini G S000
EQ009182 |  | Microplate reader |  | Microplate Reader | BMG Labtech | Zwering, Emile | VU/F/BETA/A-LIFE/SyBi | O2.01E67 | - |  |  |  | 1 | SPECTROstar Nano
EQ009181 |  | Biomass Monitor |  | Biomass Monitor 214M | ABER Instruments | Zwering, Emile | VU/F/BETA/A-LIFE/SyBi | O2.01E75 | - |  |  |  | 0 | 6000-00-00
EQ009180 | 008262 | Centrifuge |  | Centrifuge | Hettich | Zwering, Emile | VU/F/BETA/A-LIFE/SyBi | O2.01E75 | - |  |  |  | 1 | Mikroliter
EQ009179 |  | Biomass Monitor |  | Biomass Monitor 214M | ABER Instruments | Zwering, Emile | VU/F/BETA/A-LIFE/SyBi | O2.01E75 | - |  |  |  | 0 | 6100-00-00 / 214M
EQ009178 | 008295; F2 | Balance |  | Scale | Sartorius | Zwering, Emile | VU/F/BETA/A-LIFE/SyBi | O2.01E75 | - |  |  |  | 1
EQ009177 | MI | Balance |  | Scale | Sartorius | Zwering, Emile | VU/F/BETA/A-LIFE/SyBi | O2.01E75 | - |  |  |  | 1 | Tare
EQ009176 | 010272 | Biomass Monitor |  | Biomass Monitor 214M | ABER Instruments | Zwering, Emile | VU/F/BETA/A-LIFE/SyBi | O2.01E75 | - |  |  |  | 0 | 6100-00-00
EQ009175 | 005091 | Oven |  | Column oven | Spark | Zwering, Emile | VU/F/BETA/A-LIFE/SyBi | O2.01E75 | - |  |  |  | 0 | MISTRAL
EQ009174 |  | HPLC System |  | Refractive index detector | Shimadzu | Zwering, Emile | VU/F/BETA/A-LIFE/SyBi | O2.01E75 | - |  |  |  | 0 | RID-10A
EQ009173 | 010272 | Spectrophotometer |  | Microplate Spectrophotometer | Molecular Devices | Zwering, Emile | VU/F/BETA/A-LIFE/SyBi | O2.01E75 | - |  |  |  | 0 | Spectramax Plus (384)
EQ009172 | green label; 011205 | HPLC Injector |  | Auto injector | Shimadzu | Zwering, Emile | VU/F/BETA/A-LIFE/SyBi | O2.01E75 | - |  |  |  | 0 | SCL-10AD VP
EQ009171 |  | Water Bath |  | Water Bath | B.Braun Biotech International | Zwering, Emile | VU/F/BETA/A-LIFE/SyBi | O2.01E75 | - |  |  |  | 1 | 850206
EQ009170 | green label; 011205 | HPLC System Controller |  | System controller | Shimadzu | Zwering, Emile | VU/F/BETA/A-LIFE/SyBi | O2.01E75 | - |  |  |  | 0 | SCL-10A VP
EQ009169 | green label; 009450 | Degasser |  | Degasser | Shimadzu | Zwering, Emile | VU/F/BETA/A-LIFE/SyBi | O2.01E75 | - |  |  |  | 0 | DGU-14A
EQ009168 | 010281 | Pump/Compressor |  | Vacuum Pump | Edwards | Zwering, Emile | VU/F/BETA/A-LIFE/SyBi | O2.01E75 | - |  |  |  | 1 | Speedivac 2
EQ009167 |  | Computer |  | PC HP | Hewlett Packard (HP) | Zwering, Emile | VU/F/BETA/A-LIFE/SyBi | O2.01E75 | - |  |  |  | 1 | HP Compaq
EQ009166 | green label | Liquid Chromatograph |  | Liquid Chromatograph | Shimadzu | Zwering, Emile | VU/F/BETA/A-LIFE/SyBi | O2.01E75 | - |  |  |  | 0 | VP LC-10AT
EQ009165 |  | Extension Cable |  | Extension Cable | VU | Zwering, Emile | VU/F/BETA/A-LIFE/SyBi | O2.01E75 | - |  |  |  | 1
EQ009164 | 005604 | Extension Cable |  | Extension Cable Long | VU | Zwering, Emile | VU/F/BETA/A-LIFE/SyBi | O2.01E75 | - |  |  |  | 1
EQ009163 |  | Radio |  | Radio | Sony | Zwering, Emile | VU/F/BETA/A-LIFE/SyBi | O2.01E75 | - |  |  |  | 1
EQ009162 |  | Extension Cable |  | Extension Cable Long | VU | Zwering, Emile | VU/F/BETA/A-LIFE/SyBi | O2.01E75 | - |  |  |  | 1
EQ009161 |  | Blender |  | Blender | VU | Zwering, Emile | VU/F/BETA/A-LIFE/SyBi | O2.01E75 | - |  |  |  | 1
EQ009160 | 008060 | Fan |  | Fan | Philips | Zwering, Emile | VU/F/BETA/A-LIFE/SyBi | O2.01E75 | - |  |  |  | 1
EQ009159 | green label | Thermostat |  | Bath with thermostat | Julabo | Zwering, Emile | VU/F/BETA/A-LIFE/SyBi | O2.01E75 | - |  |  |  | 1 | 5B bath paratherm U5 electronic
EQ009158 | 011004 | Laminator |  | Packaging Machine | Audion electro | Zwering, Emile | VU/F/BETA/A-LIFE/SyBi | O2.01E75 | - |  |  |  | 1 | C0FJR 86A
EQ009157 | green label | Thermostat |  | Rondpompthermostaat | Julabo | Zwering, Emile | VU/F/BETA/A-LIFE/SyBi | O2.01E75 | - |  |  |  | 1 | 5B
EQ009156 | green label | Thermostat |  | Bath with thermostat | Julabo | Zwering, Emile | VU/F/BETA/A-LIFE/SyBi | O2.01E75 | - |  |  |  | 1 | 5B bath paratherm U5 electronic
EQ009155 | 007877 | Ultrasonic Cleaner |  | Ultrasonic Cleaner | Branson | Zwering, Emile | VU/F/BETA/A-LIFE/SyBi | O2.01E75 | - |  |  |  | 1 | Branson 200
EQ009154 |  | pH Meter |  | pH Controller | Eutech | Zwering, Emile | VU/F/BETA/A-LIFE/SyBi | O2.01E72 | - |  |  |  | 1
EQ009153 |  | Peristaltic Pump |  | Thermostat | Braun | Zwering, Emile | VU/F/BETA/A-LIFE/SyBi | O2.01E72 | - |  |  |  | 1
EQ009152 |  | Peristaltic Pump |  | Thermostat | Braun | Zwering, Emile | VU/F/BETA/A-LIFE/SyBi | O2.01E72 | - |  |  |  | 1
EQ009151 |  | Peristaltic Pump |  | Peristaltic pump | Cole-Parmer | Zwering, Emile | VU/F/BETA/A-LIFE/SyBi | O2.01E72 | - |  |  |  | 1
EQ009150 | 011156 | Peristaltic Pump |  | Peristaltic pump | Cole-Parmer | Zwering, Emile | VU/F/BETA/A-LIFE/SyBi | O2.01E72 | - |  |  |  | 1
EQ009149 | 010279 | Peristaltic Pump |  | Peristaltic pump | Cole-Parmer | Zwering, Emile | VU/F/BETA/A-LIFE/SyBi | O2.01E72 | - |  |  |  | 1
EQ009148 | 008301 | Vacuum Pump |  | Vacuum valve | Verder | Zwering, Emile | VU/F/BETA/A-LIFE/SyBi | O2.01E72 | - |  |  |  | 1
EQ009147 | 008301 | Peristaltic Pump |  | Peristaltic pump (Matson) | Watson Marlow | Zwering, Emile | VU/F/BETA/A-LIFE/SyBi | O2.01E72 | - |  |  |  | 1 | Watson Marlow 313
EQ009146 | 008298 | Peristaltic Pump |  | Peristaltic pump (Matson) | Watson Marlow | Zwering, Emile | VU/F/BETA/A-LIFE/SyBi | O2.01E72 | - |  |  |  | 1 | Watson Marlow 313
EQ009145 | 008300 | Peristaltic Pump |  | Peristaltic pump (Matson) | Watson Marlow | Zwering, Emile | VU/F/BETA/A-LIFE/SyBi | O2.01E72 | - |  |  |  | 1 | Watson Marlow 313
EQ009144 |  | Peristaltic Pump |  | Peristaltic pump (Matson) | Masterflex | Zwering, Emile | VU/F/BETA/A-LIFE/SyBi | O2.01E72 | - |  |  |  | 1 | 010260
EQ009143 | Y 55092 D | Pipette |  | Gilson Pipetman P10 | Gilson | Zwering, Emile | VU/F/BETA/A-LIFE/SyBi | O2.01E75 | - |  |  |  | 1 | Pipetman P10
EQ009142 |  | Pipette |  | Gilson Pipetman P200 | Gilson | Zwering, Emile | VU/F/BETA/A-LIFE/SyBi | O2.01E75 | - | 2023-10-05 |  |  | 1 | Pipetman P200
EQ009141 |  | Pipette |  | Gilson Pipetman P200 | Gilson | Zwering, Emile | VU/F/BETA/A-LIFE/SyBi | O2.01E75 | - | 2023-10-05 |  |  | 1 | Pipetman P200
EQ009140 |  | Pipette |  | Gilson Pipetman P200 | Gilson | Zwering, Emile | VU/F/BETA/A-LIFE/SyBi | O2.01E75 | - | 2023-11-02 |  |  | 1 | Pipetman P200
EQ009139 | R 69198 N | Pipette |  | Gilson Pipetman P200 | Gilson | Zwering, Emile | VU/F/BETA/A-LIFE/SyBi | O2.01E75 | - | 2024-09-06 |  |  | 1 | Pipetman P200
EQ009138 |  | Peristaltic Pump |  | Peristaltic pump (Matson) | Watson Marlow | Zwering, Emile | VU/F/BETA/A-LIFE/SyBi | O2.01E72 | - |  |  |  | 1 | Watson Marlow 313
EQ009137 |  | Pipette |  | Gilson Pipetman P20 | Gilson | Zwering, Emile | VU/F/BETA/A-LIFE/SyBi | O2.01E75 | - | 2023-10-12 |  |  | 1 | Pipetman P200
EQ009136 |  | Pipette |  | Gilson Pipetman P200 | Gilson | Zwering, Emile | VU/F/BETA/A-LIFE/SyBi | O2.01E75 | - | 2023-11-02 |  |  | 1 | Pipetman P200
EQ009135 |  | Pipette |  | Gilson Pipetman P200 | Gilson | Zwering, Emile | VU/F/BETA/A-LIFE/SyBi | O2.01E75 | - |  |  |  | 1 | Pipetman P200
EQ009134 |  | Pipette |  | Gilson Pipetman P1000 | Gilson | Zwering, Emile | VU/F/BETA/A-LIFE/SyBi | O2.01E75 | - | 2023-11-02 |  |  | 1 | Pipetman P1000
EQ009133 |  | Peristaltic Pump |  | Peristaltic pump (applicon) | Applikon | Zwering, Emile | VU/F/BETA/A-LIFE/SyBi | O2.01E72 | - |  |  |  | 1
EQ009132 |  | Pipette |  | Gilson Pipetman P1000 | Gilson | Zwering, Emile | VU/F/BETA/A-LIFE/SyBi | O2.01E75 | - | 2023-10-19 |  |  | 1 | Pipetman P1000
EQ009131 |  | Pipette |  | Gilson Pipetman P1000 | Gilson | Zwering, Emile | VU/F/BETA/A-LIFE/SyBi | O2.01E75 | - | 2023-10-19 |  |  | 1 | Pipetman P1000
EQ009130 |  | Pipette |  | Gilson Pipetman P1000 | Gilson | Zwering, Emile | VU/F/BETA/A-LIFE/SyBi | O2.01E75 | - | 2023-10-19 |  |  | 1 | Pipetman P1000
EQ009129 |  | Pipette |  | Gilson Pipetman P1000 | Gilson | Zwering, Emile | VU/F/BETA/A-LIFE/SyBi | O2.01E75 | - | 2023-11-02 |  |  | 1 | Pipetman P1000
EQ009128 | P 62975 J | Pipette |  | Gilson Pipetman P1000 | Gilson | Zwering, Emile | VU/F/BETA/A-LIFE/SyBi | O2.01E75 | - | 2024-09-06 |  |  | 1 | Pipetman P1000
EQ009127 |  | Pipette |  | Gilson Pipetman P1000 | Gilson | Zwering, Emile | VU/F/BETA/A-LIFE/SyBi | O2.01E75 | - | 2023-11-02 |  |  | 1 | Pipetman P1000
EQ009126 |  | Pipette |  | Gilson Pipetman P1000 | Gilson | Zwering, Emile | VU/F/BETA/A-LIFE/SyBi | O2.01E75 | - | 2023-11-02 |  |  | 1 | Pipetman P1000
EQ009125 | 007910 | Peristaltic Pump |  | Peristaltic pump | Cole-Parmer | Zwering, Emile | VU/F/BETA/A-LIFE/SyBi | O2.01E72 | - |  |  |  | 1
EQ009124 |  | Pipette |  | Gilson Pipetman P1000 | Gilson | Zwering, Emile | VU/F/BETA/A-LIFE/SyBi | O2.01E75 | - | 2023-10-19 |  |  | 1 | Pipetman P1000
EQ009123 |  | Pipette |  | Gilson Pipetman P1000 | Gilson | Zwering, Emile | VU/F/BETA/A-LIFE/SyBi | O2.01E75 | - | 2023-10-19 |  |  | 1 | Pipetman P1000
EQ009122 |  | Pipette |  | Gilson Pipetman P1000 | Gilson | Zwering, Emile | VU/F/BETA/A-LIFE/SyBi | O2.01E75 | - | 2023-10-19 |  |  | 1 | Pipetman P1000
EQ009121 |  | Data Acquisition Instrument |  | USB DAQ | VU | Zwering, Emile | VU/F/BETA/A-LIFE/SyBi | O2.01E72 | - |  |  |  | 1
EQ009120 |  | Pipette |  | Gilson Pipetman P20 | Gilson | Zwering, Emile | VU/F/BETA/A-LIFE/SyBi | O2.01E75 | - |  |  |  | 1 | Pipetman P20
EQ009119 | X 62384 A | Pipette |  | Gilson Pipetman P20 | Gilson | Zwering, Emile | VU/F/BETA/A-LIFE/SyBi | O2.01E75 | - | 2024-09-06 |  |  | 1 | Pipetman P20
EQ009118 |  | Pipette |  | Gilson Pipetman P20 | Gilson | Zwering, Emile | VU/F/BETA/A-LIFE/SyBi | O2.01E75 | - | 2023-10-12 |  |  | 1 | Pipetman P20
EQ009117 |  | Pipette |  | Gilson Pipetman P20 | Gilson | Zwering, Emile | VU/F/BETA/A-LIFE/SyBi | O2.01E75 | - |  |  |  | 1 | Pipetman P20
EQ009116 |  | Pipette |  | Gilson Pipetman P200 | Gilson | Zwering, Emile | VU/F/BETA/A-LIFE/SyBi | O2.01E75 | - | 2023-10-05 |  |  | 1 | Pipetman P200
EQ009115 |  | Pipette |  | Gilson Pipetman P20 | Gilson | Zwering, Emile | VU/F/BETA/A-LIFE/SyBi | O2.01E75 | - | 2023-10-12 |  |  | 1 | Pipetman P20
EQ009114 | 010283 | Thermostat |  | Thermostat | Julabo | Zwering, Emile | VU/F/BETA/A-LIFE/SyBi | O2.01E72 | - |  |  |  | 1
EQ009113 |  | Pipette |  | Gilson Pipetman P20 | Gilson | Zwering, Emile | VU/F/BETA/A-LIFE/SyBi | O2.01E75 | - | 2023-10-12 |  |  | 1 | Pipetman P20
EQ009112 | H 18806 N | Pipette |  | Gilson Pipetman P20 | Gilson | Zwering, Emile | VU/F/BETA/A-LIFE/SyBi | O2.01E75 | - | 2024-12-04 |  |  | 1 | Pipetman P20
EQ009111 | 007883 | Ring Heater |  | heater pad | VU | Zwering, Emile | VU/F/BETA/A-LIFE/SyBi | O2.01E72 | - |  |  |  | 1
EQ009110 |  | Pipette |  | HTL Pipette 200-1000µL | HTL | Zwering, Emile | VU/F/BETA/A-LIFE/SyBi | O2.01E75 | - |  |  |  | 1 | V3 200-1000µL
EQ009109 | 007942 | Flow Controller |  | Mass flow controller | Brooks Instrument | Zwering, Emile | VU/F/BETA/A-LIFE/SyBi | O2.01E72 | - |  |  |  | 1
EQ009108 |  | Relay box |  | Relay | Multicomat | Zwering, Emile | VU/F/BETA/A-LIFE/SyBi | O2.01E72 | - |  |  |  | 1 | DEMON jet sampler
EQ009107 |  | Pipette |  | Rainin Pipette 100-1000µL | Rainin | Zwering, Emile | VU/F/BETA/A-LIFE/SyBi | O2.01E75 | - |  |  |  | 1 | Pipet-Lite SL-1000
EQ009106 |  | Pipette |  | Rainin Pipette 20-200µL | Rainin | Zwering, Emile | VU/F/BETA/A-LIFE/SyBi | O2.01E75 | - |  |  |  | 1 | Pipet-Lite XLS SL-200
EQ009105 |  | Pipette |  | Rainin Pipette 20-200µL | Rainin | Zwering, Emile | VU/F/BETA/A-LIFE/SyBi | O2.01E75 | - |  |  |  | 1 | Pipet-Lite XLS SL-200
EQ009104 |  | Pipette |  | Rainin Pipette 2-20µL | Rainin | Zwering, Emile | VU/F/BETA/A-LIFE/SyBi | O2.01E75 | - |  |  |  | 1 | Pipet-Lite XLS SL-20
EQ009103 |  | Relay box |  | Relay | Multicomat | Zwering, Emile | VU/F/BETA/A-LIFE/SyBi | O2.01E72 | - |  |  |  | 1 | DEMON jet sampler
EQ009102 | 008284 | Vacuum Pump |  | Vacuum valve | VU | Zwering, Emile | VU/F/BETA/A-LIFE/SyBi | O2.01E72 | - |  |  |  | 1
EQ009101 | 008284 | Balance |  | Balance | VU | Zwering, Emile | VU/F/BETA/A-LIFE/SyBi | O2.01E72 | - |  |  |  | 1
EQ009100 | 011201 | Stirrer motor |  | Stirrer | Stuart Scientific | Zwering, Emile | VU/F/BETA/A-LIFE/SyBi | O2.01E72 | - |  |  |  | 1
EQ009099 |  | Gas Monitor |  | Gas source | WLD-Tec | Zwering, Emile | VU/F/BETA/A-LIFE/SyBi | O2.01E72 | - |  |  |  | 1
EQ009098 | 010251 | Pump Controller |  | Motor Controller | Applikon | Zwering, Emile | VU/F/BETA/A-LIFE/SyBi | O2.01E72 | - |  |  |  | 1 | ADI1012
EQ009097 | 006560 | Thermostat |  | Thermostat | Julabo | Zwering, Emile | VU/F/BETA/A-LIFE/SyBi | O2.01E72 | - |  |  |  | 1
EQ009096 | 010178 | Water Bath |  | water bath | Paratherm | Zwering, Emile | VU/F/BETA/A-LIFE/SyBi | O2.01E72 | - |  |  |  | 1
EQ009095 | 011139 | pH Meter |  | pH controller | Thermo Fisher Scientific | Zwering, Emile | VU/F/BETA/A-LIFE/SyBi | O2.01E72 | - |  |  |  | 1
EQ009094 | 007985 | Thermostat |  | Thermostat | Julabo | Zwering, Emile | VU/F/BETA/A-LIFE/SyBi | O2.01E72 | - |  |  |  | 1
EQ009093 | 008019 | Thermostat |  | Thermostat | Julabo | Zwering, Emile | VU/F/BETA/A-LIFE/SyBi | O2.01E72 | - |  |  |  | 1
EQ009092 | 011142 | Thermostat |  | Thermostat | Julabo | Zwering, Emile | VU/F/BETA/A-LIFE/SyBi | O2.01E72 | - |  |  |  | 1
EQ009091 | 011142 | pH Meter |  | pH controller | Thermo Fisher Scientific | Zwering, Emile | VU/F/BETA/A-LIFE/SyBi | O2.01E72 | - |  |  |  | 1
EQ009090 | 011180 | pH Meter |  | pH controller | Thermo Fisher Scientific | Zwering, Emile | VU/F/BETA/A-LIFE/SyBi | O2.01E72 | - |  |  |  | 1
EQ009089 | 011144 | pH Meter |  | pH controller | Thermo Fisher Scientific | Zwering, Emile | VU/F/BETA/A-LIFE/SyBi | O2.01E72 | - |  |  |  | 1
EQ009088 | 011131 | pH Meter |  | pH controller | Thermo Fisher Scientific | Zwering, Emile | VU/F/BETA/A-LIFE/SyBi | O2.01E72 | - |  |  |  | 1
EQ009087 | 011133 | pH Meter |  | pH controller | Thermo Fisher Scientific | Zwering, Emile | VU/F/BETA/A-LIFE/SyBi | O2.01E72 | - |  |  |  | 1
EQ009086 | 011137 | pH Meter |  | pH controller | Thermo Fisher Scientific | Zwering, Emile | VU/F/BETA/A-LIFE/SyBi | O2.01E72 | - |  |  |  | 1
EQ009085 |  | Pipette |  | Rainin Pipette 100-1000µL | Rainin | Zwering, Emile | VU/F/BETA/A-LIFE/SyBi | O2.01E75 | - |  |  |  | 1 | Pipet-Lite XLS SL-1000
EQ009084 | 011134 | pH Meter |  | pH controller | Thermo Fisher Scientific | Zwering, Emile | VU/F/BETA/A-LIFE/SyBi | O2.01E72 | - |  |  |  | 1
EQ009083 | 011141 | pH Meter |  | pH controller | Thermo Fisher Scientific | Zwering, Emile | VU/F/BETA/A-LIFE/SyBi | O2.01E72 | - |  |  |  | 1
EQ009082 | 004036 | Peristaltic Pump |  | Pump Drive | Cole-Parmer | Zwering, Emile | VU/F/BETA/A-LIFE/SyBi | O2.01E72 | - |  |  |  | 1 | 7544-20
EQ009081 | 011164 | Peristaltic Pump |  | Pump Drive | Cole-Parmer | Zwering, Emile | VU/F/BETA/A-LIFE/SyBi | O2.01E72 | - |  |  |  | 1 | 7542-01
EQ009080 | 011162 | Peristaltic Pump |  | Pump Drive | Cole-Parmer | Zwering, Emile | VU/F/BETA/A-LIFE/SyBi | O2.01E72 | - |  |  |  | 1 | 7542-01
EQ009079 | 011171 | Peristaltic Pump |  | Pump Drive | Cole-Parmer | Zwering, Emile | VU/F/BETA/A-LIFE/SyBi | O2.01E72 | - |  |  |  | 1 | 7542-01
EQ009078 | 011161 | Peristaltic Pump |  | Pump Drive | Cole-Parmer | Zwering, Emile | VU/F/BETA/A-LIFE/SyBi | O2.01E72 | - |  |  |  | 1 | 7542-01
EQ009077 |  | Extension Cable |  | Extension Cable | VU | Zwering, Emile | VU/F/BETA/A-LIFE/SyBi | O2.01E72 | - |  |  |  | 1
EQ009076 | 011145 | pH Meter |  | pH controller | Thermo Fisher Scientific | Zwering, Emile | VU/F/BETA/A-LIFE/SyBi | O2.01E72 | - |  |  |  | 1
EQ009075 | PC99-060 | Computer |  | Compaq Computer | Compaq | Zwering, Emile | VU/F/BETA/A-LIFE/SyBi | O2.01E72 | - |  |  |  | 1 | Compaq Deskpro
EQ009074 | 017716 | Computer |  | HP Computer | Hewlett Packard (HP) | Zwering, Emile | VU/F/BETA/A-LIFE/SyBi | O2.01E72 | - |  |  |  | 1 | Compaq 6200 Pro SFF
EQ009073 | 008310 | Pump Controller |  | Applikon Motor Controller | Applikon | Zwering, Emile | VU/F/BETA/A-LIFE/SyBi | O2.01E72 | - |  |  |  | 1 | ADI 1012
EQ009072 | 010252 | Pump Controller |  | Applikon Motor Controller | Applikon | Zwering, Emile | VU/F/BETA/A-LIFE/SyBi | O2.01E72 | - |  |  |  | 1 | ADI 1012
EQ009071 |  | Peristaltic Pump |  | WM Pump | Watson Marlow | Zwering, Emile | VU/F/BETA/A-LIFE/SyBi | O2.01E72 | - |  |  |  | 1 | 101F
EQ009070 | 010180 | Peristaltic Pump |  | WM Pump | Watson Marlow | Zwering, Emile | VU/F/BETA/A-LIFE/SyBi | O2.01E72 | - |  |  |  | 1 | 101F
EQ009069 | 010255 | Peristaltic Pump |  | WM Pump | Watson Marlow | Zwering, Emile | VU/F/BETA/A-LIFE/SyBi | O2.01E72 | - |  |  |  | 1 | 101F
EQ009068 | 010254 | Peristaltic Pump |  | WM Pump | Watson Marlow | Zwering, Emile | VU/F/BETA/A-LIFE/SyBi | O2.01E72 | - |  |  |  | 1 | 101F
EQ009067 | 011027 | Peristaltic Pump |  | WM Pump | Watson Marlow | Zwering, Emile | VU/F/BETA/A-LIFE/SyBi | O2.01E72 | - |  |  |  | 1 | 101U
EQ009066 | 008305 | Peristaltic Pump |  | WM Pump | Watson Marlow | Zwering, Emile | VU/F/BETA/A-LIFE/SyBi | O2.01E72 | - |  |  |  | 1 | 101U
EQ009065 | 007920 | Thermostat |  | Thermostat | Julabo | Zwering, Emile | VU/F/BETA/A-LIFE/SyBi | O2.01E72 | - |  |  |  | 1
EQ009064 | 008307 | Peristaltic Pump |  | WM Pump | Watson Marlow | Zwering, Emile | VU/F/BETA/A-LIFE/SyBi | O2.01E72 | - |  |  |  | 1 | 101F
EQ009063 | 011159 | Peristaltic Pump |  | Peristaltic pump | Cole-Parmer | Zwering, Emile | VU/F/BETA/A-LIFE/SyBi | O2.01E72 | - |  |  |  | 1
EQ009062 | 008297 | Peristaltic Pump |  | WM Pump | Watson Marlow | Zwering, Emile | VU/F/BETA/A-LIFE/SyBi | O2.01E72 | - |  |  |  | 1 | 101U
EQ009061 | 011157 | Peristaltic Pump |  | Peristaltic pump | Cole-Parmer | Zwering, Emile | VU/F/BETA/A-LIFE/SyBi | O2.01E72 | - |  |  |  | 1
EQ009060 | 010258 | Peristaltic Pump |  | WM Pump | Watson Marlow | Zwering, Emile | VU/F/BETA/A-LIFE/SyBi | O2.01E72 | - |  |  |  | 1 | 101U
EQ009059 | 008303 | Peristaltic Pump |  | WM Pump | Watson Marlow | Zwering, Emile | VU/F/BETA/A-LIFE/SyBi | O2.01E72 | - |  |  |  | 1 | 101U
EQ009058 | 010259 | Peristaltic Pump |  | WM Pump | Watson Marlow | Zwering, Emile | VU/F/BETA/A-LIFE/SyBi | O2.01E72 | - |  |  |  | 1 | 101U
EQ009057 | 010219 | Peristaltic Pump |  | Peristaltic pump | Cole-Parmer | Zwering, Emile | VU/F/BETA/A-LIFE/SyBi | O2.01E72 | - |  |  |  | 1
EQ009056 | 008299 | Peristaltic Pump |  | WM Pump | Watson Marlow | Zwering, Emile | VU/F/BETA/A-LIFE/SyBi | O2.01E72 | - |  |  |  | 1 | 101U
EQ009055 | 010257 | Peristaltic Pump |  | WM Pump | Watson Marlow | Zwering, Emile | VU/F/BETA/A-LIFE/SyBi | O2.01E72 | - |  |  |  | 1 | 101U
EQ009054 | 011170 | Peristaltic Pump |  | Pump Drive | Cole-Parmer | Zwering, Emile | VU/F/BETA/A-LIFE/SyBi | O2.01E72 | - |  |  |  | 1 | 7544-20
EQ009053 | 011167 | Peristaltic Pump |  | Pump Drive | Cole-Parmer | Zwering, Emile | VU/F/BETA/A-LIFE/SyBi | O2.01E72 | - |  |  |  | 1 | 7544-20
EQ009052 | 010160 | Peristaltic Pump |  | Pump Drive | Cole-Parmer | Zwering, Emile | VU/F/BETA/A-LIFE/SyBi | O2.01E72 | - |  |  |  | 1 | 7544-20
EQ009051 | 010221 | Peristaltic Pump |  | Pump Drive | Cole-Parmer | Zwering, Emile | VU/F/BETA/A-LIFE/SyBi | O2.01E72 | - |  |  |  | 1 | 7544-20
EQ009050 | 007882 | Peristaltic Pump |  | Pump Drive | Cole-Parmer | Zwering, Emile | VU/F/BETA/A-LIFE/SyBi | O2.01E72 | - |  |  |  | 1 | 7544-20
EQ009049 | 010420 | Peristaltic Pump |  | Pump Drive | Cole-Parmer | Zwering, Emile | VU/F/BETA/A-LIFE/SyBi | O2.01E72 | - |  |  |  | 1 | 7544-20
EQ009048 | 010200 | Peristaltic Pump |  | Pump Drive | Cole-Parmer | Zwering, Emile | VU/F/BETA/A-LIFE/SyBi | O2.01E72 | - |  |  |  | 1 | 7544-20
EQ009047 | 008312 | Peristaltic Pump |  | Pump Drive | Cole-Parmer | Zwering, Emile | VU/F/BETA/A-LIFE/SyBi | O2.01E72 | - |  |  |  | 1 | 7544-20
EQ009046 | 010422 | Peristaltic Pump |  | Pump Drive | Cole-Parmer | Zwering, Emile | VU/F/BETA/A-LIFE/SyBi | O2.01E72 | - |  |  |  | 1 | 7544-20
EQ009045 | 010417 | Peristaltic Pump |  | Pump Drive | Cole-Parmer | Zwering, Emile | VU/F/BETA/A-LIFE/SyBi | O2.01E72 | - |  |  |  | 1 | 7544-20
EQ009044 | 011158 | Peristaltic Pump |  | Peristaltic pump | SuperFish | Zwering, Emile | VU/F/BETA/A-LIFE/SyBi | O2.01E72 | - |  |  |  | 1
EQ009043 | 010423 | Peristaltic Pump |  | Pump Drive | Cole-Parmer | Zwering, Emile | VU/F/BETA/A-LIFE/SyBi | O2.01E72 | - |  |  |  | 1 | 7544-20
EQ009042 | 010185 | Peristaltic Pump |  | Pump Drive | Cole-Parmer | Zwering, Emile | VU/F/BETA/A-LIFE/SyBi | O2.01E72 | - |  |  |  | 1 | 7544-20
EQ009041 | 010416 | Peristaltic Pump |  | Pump Drive | Cole-Parmer | Zwering, Emile | VU/F/BETA/A-LIFE/SyBi | O2.01E72 | - |  |  |  | 1 | 7544-20
EQ009040 | 010421 | Peristaltic Pump |  | Pump Drive | Cole-Parmer | Zwering, Emile | VU/F/BETA/A-LIFE/SyBi | O2.01E72 | - |  |  |  | 1 | 7544-20
EQ009039 | 010411 | Peristaltic Pump |  | Pump Drive | Cole-Parmer | Zwering, Emile | VU/F/BETA/A-LIFE/SyBi | O2.01E72 | - |  |  |  | 1 | 7544-20
EQ009038 | 010410 | Peristaltic Pump |  | Pump Drive | Cole-Parmer | Zwering, Emile | VU/F/BETA/A-LIFE/SyBi | O2.01E72 | - |  |  |  | 1 | 7544-20
EQ009037 | 010413 | Peristaltic Pump |  | Pump Drive | Cole-Parmer | Zwering, Emile | VU/F/BETA/A-LIFE/SyBi | O2.01E72 | - |  |  |  | 1 | 7544-20
EQ009036 | 010193 | Peristaltic Pump |  | Pump Drive | Cole-Parmer | Zwering, Emile | VU/F/BETA/A-LIFE/SyBi | O2.01E72 | - |  |  |  | 1 | 7544-20
EQ009035 | 010414 | Peristaltic Pump |  | Pump Drive | Cole-Parmer | Zwering, Emile | VU/F/BETA/A-LIFE/SyBi | O2.01E72 | - |  |  |  | 1 | 7544-20
EQ009034 |  | Pump/Compressor |  | Air flow | SuperFish | Zwering, Emile | VU/F/BETA/A-LIFE/SyBi | O2.01E72 | - |  |  |  | 1 | air flow 2
EQ009033 |  | Computer Monitor |  | HP screen | Hewlett Packard (HP) | Zwering, Emile | VU/F/BETA/A-LIFE/SyBi | O2.01E72 | - |  |  |  | 1
EQ009032 | 011165 | Peristaltic Pump |  | Peristaltic pump | Cole-Parmer | Zwering, Emile | VU/F/BETA/A-LIFE/SyBi | O2.01E72 | - |  |  |  | 1
EQ009031 | 011163 | Peristaltic Pump |  | Peristaltic pump | Cole-Parmer | Zwering, Emile | VU/F/BETA/A-LIFE/SyBi | O2.01E72 | - |  |  |  | 1
EQ009030 | 008311 | Peristaltic Pump |  | Pump Drive | Cole-Parmer | Zwering, Emile | VU/F/BETA/A-LIFE/SyBi | O2.01E72 | - |  |  |  | 1 | 7544-20
EQ009029 | 010265 | Flow Controller |  | Level Controller | VU | Zwering, Emile | VU/F/BETA/A-LIFE/SyBi | O2.01E72 | - |  |  |  | 1
EQ009028 | 011168 | Peristaltic Pump |  | Peristaltic pump | Cole-Parmer | Zwering, Emile | VU/F/BETA/A-LIFE/SyBi | O2.01E72 | - |  |  |  | 1
EQ009027 | 008313 | Flow Controller |  | Level Controller | VU | Zwering, Emile | VU/F/BETA/A-LIFE/SyBi | O2.01E72 | - |  |  |  | 1
EQ009026 | 011160 | Peristaltic Pump |  | Peristaltic pump | Cole-Parmer | Zwering, Emile | VU/F/BETA/A-LIFE/SyBi | O2.01E72 | - |  |  |  | 1
EQ009025 | 011169 | Peristaltic Pump |  | Peristaltic pump | Cole-Parmer | Zwering, Emile | VU/F/BETA/A-LIFE/SyBi | O2.01E72 | - |  |  |  | 1
EQ009024 | 011166 | Peristaltic Pump |  | Peristaltic pump | Cole-Parmer | Zwering, Emile | VU/F/BETA/A-LIFE/SyBi | O2.01E72 | - |  |  |  | 1
EQ009023 | 007913 | Peristaltic Pump |  | Peristaltic pump | Cole-Parmer | Zwering, Emile | VU/F/BETA/A-LIFE/SyBi | O2.01E72 | - |  |  |  | 1
EQ009022 | 011152 | Peristaltic Pump |  | Peristaltic pump | Cole-Parmer | Zwering, Emile | VU/F/BETA/A-LIFE/SyBi | O2.01E72 | - |  |  |  | 1
EQ009021 | 010264 | Flow Controller |  | Level Controller | VU | Zwering, Emile | VU/F/BETA/A-LIFE/SyBi | O2.01E72 | - |  |  |  | 1
EQ009020 | 010183 | Peristaltic Pump |  | Peristaltic pump | Cole-Parmer | Zwering, Emile | VU/F/BETA/A-LIFE/SyBi | O2.01E72 | - |  |  |  | 1
EQ009019 | 007943 | Stirrer motor |  | Stirrer | VU | Zwering, Emile | VU/F/BETA/A-LIFE/SyBi | O2.01E71 | - |  |  |  | 1 | 5819
EQ009018 |  | Water Bath |  | Water bath | Lauda | Zwering, Emile | VU/F/BETA/A-LIFE/SyBi | O2.01E71 | - |  |  |  | 1 | E100
EQ009017 | 011148 | Magnetic Stirrer |  | Multistirrer | Scinics | Zwering, Emile | VU/F/BETA/A-LIFE/SyBi | O2.01E71 | - |  |  |  | 1 | MC-303
EQ009016 | 006539 | Extension Cable |  | Power Box | Schaffner | Zwering, Emile | VU/F/BETA/A-LIFE/SyBi | O2.01E71 | - |  |  |  | 1 | FR112
EQ009015 | 010156 | Peristaltic Pump |  | Masterflex Peristaltic Pump | Cole-Parmer | Zwering, Emile | VU/F/BETA/A-LIFE/SyBi | O2.01E71 | - |  |  |  | 1 | Masterflex L/S
EQ009014 |  | Peristaltic Pump |  | Masterflex Peristaltic Pump | Cole-Parmer | Zwering, Emile | VU/F/BETA/A-LIFE/SyBi | O2.01E71 | - |  |  |  | 1 | Masterflex L/S
EQ009013 | 010198 | Peristaltic Pump |  | WM Pump | Watson Marlow | Zwering, Emile | VU/F/BETA/A-LIFE/SyBi | O2.01E71 | - |  |  |  | 1 | 313U
EQ009012 |  | Thermostat |  | Thermostat | B.Braun Biotech International | Zwering, Emile | VU/F/BETA/A-LIFE/SyBi | O2.01E71 | - |  |  |  | 1 | 850112
EQ009011 | 011200 | Thermostat |  | Thermostat | Thermo Fisher Scientific | Zwering, Emile | VU/F/BETA/A-LIFE/SyBi | O2.01E71 | - |  |  |  | 1 | DC30
EQ009010 | 010157 | Ring Heater |  | Briskheat Heating Pad | BriskHeat | Zwering, Emile | VU/F/BETA/A-LIFE/SyBi | O2.01E71 | - |  |  |  | 1 | SGBH1000-2
EQ009009 | 007884 | Bioreactor |  | Bio Controller | Applikon | Zwering, Emile | VU/F/BETA/A-LIFE/SyBi | O2.01E71 | - |  |  |  | 1 | ADI 1010
EQ009008 |  | Gas Burner |  | Gas source | WLD-Tec | Zwering, Emile | VU/F/BETA/A-LIFE/SyBi | O2.01E71 | - |  |  |  | 1
EQ009007 |  | Extension Cable |  | extension cable | VU | Zwering, Emile | VU/F/BETA/A-LIFE/SyBi | O2.01E71 | - |  |  |  | 1
EQ009006 | 007945 | Power Supply |  | Power Supply | Applikon | Zwering, Emile | VU/F/BETA/A-LIFE/SyBi | O2.01E71 | - |  |  |  | 1 | ADI 1010
EQ009005 |  | Freezer |  | Fridge | Liebherr | Zwering, Emile | VU/F/BETA/A-LIFE/SyBi | O2.01E71 | - |  |  |  | 1
EQ009004 | 007915 | Peristaltic Pump |  | Pump Drive | Cole-Parmer | Zwering, Emile | VU/F/BETA/A-LIFE/SyBi | O2.01E71 | - |  |  |  | 1
EQ009003 |  | Extension Cable |  | Extension Cable | VU | Zwering, Emile | VU/F/BETA/A-LIFE/SyBi | O2.01E71 | - |  |  |  | 1
EQ009002 | BIBRO-748 | Freezer |  | Freezer | Liebherr | Zwering, Emile | VU/F/BETA/A-LIFE/SyBi | O2.01E71 | - |  |  |  | 1
EQ009001 | H 15423 N | Pipette |  | Gilson Pipetman P5000 | Gilson | Zwering, Emile | VU/F/BETA/A-LIFE/SyBi | O2.01E71 | - | 2024-07-18 |  |  | 1 | Pipetman P5000
EQ009000 | 010173 | Centrifuge |  | Centrifuge | Hettich | Zwering, Emile | VU/F/BETA/A-LIFE/SyBi | O2.01E71 | - |  |  |  | 1 | Mikro 200R
EQ008999 | 011038 | Balance |  | Balance (sartorius) | Sartorius | Zwering, Emile | VU/F/BETA/A-LIFE/SyBi | O2.01E71 | - |  |  |  | 1
EQ008998 |  | Vacuum Pump |  | Vacuubrand Vacuum Pump | Vacuubrand | Zwering, Emile | VU/F/BETA/A-LIFE/SyBi | O2.01E71 | - |  |  |  | 1
EQ008997 |  | Pipette |  | Gilson Pipetman P20 | Gilson | Zwering, Emile | VU/F/BETA/A-LIFE/SyBi | O2.01E71 | - | 2023-12-01 |  |  | 1 | Pipetman P20
EQ008996 |  | Magnetic Stirrer |  | extension cable | VU | Zwering, Emile | VU/F/BETA/A-LIFE/SyBi | O2.01E71 | - |  |  |  | 1
EQ008995 | DB 56112 | Pipette |  | Gilson Pipetman P200 | Gilson | Zwering, Emile | VU/F/BETA/A-LIFE/SyBi | O2.01E71 | - | 2024-07-18 |  |  | 1 | Pipetman P200
EQ008994 | 007887 | Balance |  | Mettler Balance | Mettler (Toledo) | Zwering, Emile | VU/F/BETA/A-LIFE/SyBi | O2.01E71 | - |  |  |  | 1 | PM2000
EQ008993 | 010220 | Magnetic Stirrer |  | Magnetic stirrer | Stuart Scientific | Zwering, Emile | VU/F/BETA/A-LIFE/SyBi | O2.01E71 | - |  |  |  | 1 | SB301
EQ008992 | 009046 | Extension Cable |  | extension cable | VU | Zwering, Emile | VU/F/BETA/A-LIFE/SyBi | O2.01E71 | - |  |  |  | 0
EQ008991 |  | Peristaltic Pump |  | Peristaltic pump | Cole-Parmer | Zwering, Emile | VU/F/BETA/A-LIFE/SyBi | O2.01E71 | - |  |  |  | 1
EQ008990 | 011033 | Vortex |  | VWR Vortex | VWR | Zwering, Emile | VU/F/BETA/A-LIFE/SyBi | O2.01E71 | - |  |  |  | 1
EQ008989 | DN 57392 | Pipette |  | Gilson Pipetman P1000 | Gilson | Zwering, Emile | VU/F/BETA/A-LIFE/SyBi | O2.01E71 | - | 2024-12-04 |  |  | 1 | Pipetman P1000
EQ008988 | unit 4 | Gas Monitor |  | Gas Mixing Station | VU | Zwering, Emile | VU/F/BETA/A-LIFE/SyBi | O2.01E71 | - |  |  |  | 1
EQ008987 | unit 3 | Gas Monitor |  | Gas Mixing Station | VU | Zwering, Emile | VU/F/BETA/A-LIFE/SyBi | O2.01E71 | - |  |  |  | 1
EQ008986 |  | Peristaltic Pump |  | Peristaltic pump | Cole-Parmer | Zwering, Emile | VU/F/BETA/A-LIFE/SyBi | O2.01E71 | - |  |  |  | 1
EQ008985 | 011148 | Magnetic Stirrer |  | Scinics Multistirrer | Scinics | Zwering, Emile | VU/F/BETA/A-LIFE/SyBi | O2.01E71 | - |  |  |  | 1 | MC-303
EQ008984 | 010218 | Magnetic Stirrer |  | Scinics Multistirrer | Scinics | Zwering, Emile | VU/F/BETA/A-LIFE/SyBi | O2.01E71 | - |  |  |  | 1 | MC-303
EQ008983 |  | Peristaltic Pump |  | Peristaltic pump | Cole-Parmer | Zwering, Emile | VU/F/BETA/A-LIFE/SyBi | O2.01E71 | - |  |  |  | 1
EQ008982 |  | Peristaltic Pump |  | Peristaltic pump | Cole-Parmer | Zwering, Emile | VU/F/BETA/A-LIFE/SyBi | O2.01E71 | - |  |  |  | 1
EQ008981 |  | Peristaltic Pump |  | Peristaltic pump | Cole-Parmer | Zwering, Emile | VU/F/BETA/A-LIFE/SyBi | O2.01E71 | - |  |  |  | 1
EQ008980 | 011150 | Magnetic Stirrer |  | Scinics Multistirrer | Scinics | Zwering, Emile | VU/F/BETA/A-LIFE/SyBi | O2.01E71 | - |  |  |  | 1 | MC-303
EQ008979 | 017641 | Computer |  | HP Computer | Hewlett Packard (HP) | Zwering, Emile | VU/F/BETA/A-LIFE/SyBi | O2.01E71 | - |  |  |  | 1 | Compaq 6200 Pro SFF
EQ008978 | MON08-107 | Computer Monitor |  | HP Computer Monitor | Hewlett Packard (HP) | Zwering, Emile | VU/F/BETA/A-LIFE/SyBi | O2.01E71 | - |  |  |  | 1 | HP L1950g
EQ008977 | 011143 | Thermostat |  | Thermostat | Thermo Fisher Scientific | Zwering, Emile | VU/F/BETA/A-LIFE/SyBi | O2.01E71 | - |  |  |  | 1 | 003-2617 DC30
EQ008976 | 011140 | Thermostat |  | Thermostat | Thermo Fisher Scientific | Zwering, Emile | VU/F/BETA/A-LIFE/SyBi | O2.01E71 | - |  |  |  | 1 | 003-2617 DC30
EQ008975 |  | Peristaltic Pump |  | Peristaltic pump | Cole-Parmer | Zwering, Emile | VU/F/BETA/A-LIFE/SyBi | O2.01E71 | - |  |  |  | 1
EQ008974 |  | Peristaltic Pump |  | Peristaltic pump | Cole-Parmer | Zwering, Emile | VU/F/BETA/A-LIFE/SyBi | O2.01E71 | - |  |  |  | 1 | 77200-60
EQ008973 | 011153 | Peristaltic Pump |  | Peristaltic pump | Cole-Parmer | Zwering, Emile | VU/F/BETA/A-LIFE/SyBi | O2.01E71 | - |  |  |  | 1 | 77200-60
EQ008972 |  | Data Acquisition Instrument |  | USB DAQ | VU | Zwering, Emile | VU/F/BETA/A-LIFE/SyBi | O2.01E71 | - |  |  |  | 1
EQ008971 | 010217 | Thermostat |  | Thermostat | Thermo Fisher Scientific | Zwering, Emile | VU/F/BETA/A-LIFE/SyBi | O2.01E71 | - |  |  |  | 1 | 003-2617 DC30
EQ008970 | 007840 | Power Supply |  | Power supply | Applikon | Zwering, Emile | VU/F/BETA/A-LIFE/SyBi | O2.01E71 | - |  |  |  | 1 | ADI1010
EQ008969 | 011187 | Thermostat |  | Thermostat | Thermo Fisher Scientific | Zwering, Emile | VU/F/BETA/A-LIFE/SyBi | O2.01E71 | - |  |  |  | 1 | 003-2617 DC30
EQ008968 | 007917 | Bioreactor |  | Bioreactor | Applikon | Zwering, Emile | VU/F/BETA/A-LIFE/SyBi | O2.01E71 | - |  |  |  | 1
EQ008967 |  | Extension Cable |  | extension cable | VU | Zwering, Emile | VU/F/BETA/A-LIFE/SyBi | O2.01E71 | - |  |  |  | 1
EQ008966 |  | Peristaltic Pump |  | Computerized Drive | Cole-Parmer | Zwering, Emile | VU/F/BETA/A-LIFE/SyBi | O2.01E71 | - |  |  |  | 1 | Masterflex L/S
EQ008965 | 011136 | pH Meter |  | Thermo pH/ORP Controller | Thermo Fisher Scientific | Zwering, Emile | VU/F/BETA/A-LIFE/SyBi | O2.01E71 | - |  |  |  | 1 | alpha-pH800
EQ008964 | 011135 | pH Meter |  | Thermo pH/ORP Controller | Thermo Fisher Scientific | Zwering, Emile | VU/F/BETA/A-LIFE/SyBi | O2.01E71 | - |  |  |  | 1 | alpha-pH800
EQ008963 |  | Extension Cable |  | extension cable | VU | Zwering, Emile | VU/F/BETA/A-LIFE/SyBi | O2.01E71 | - |  |  |  | 1
EQ008962 | 011132 | pH Meter |  | Thermo pH/ORP Controller | Thermo Fisher Scientific | Zwering, Emile | VU/F/BETA/A-LIFE/SyBi | O2.01E71 | - |  |  |  | 1 | alpha-pH800
EQ008961 | 007916 | Power Supply |  | Power supply | Applikon | Zwering, Emile | VU/F/BETA/A-LIFE/SyBi | O2.01E71 | - |  |  |  | 1 | ADI 1010
EQ008960 | 011138 | pH Meter |  | Thermo pH/ORP Controller | Thermo Fisher Scientific | Zwering, Emile | VU/F/BETA/A-LIFE/SyBi | O2.01E71 | - |  |  |  | 1 | alpha-pH800
EQ008959 |  | Data Acquisition Instrument |  | USB DAQ | VU | Zwering, Emile | VU/F/BETA/A-LIFE/SyBi | O2.01E71 | - |  |  |  | 1
EQ008958 | LAP08-039 | Computer |  | HP Laptop | Hewlett Packard (HP) | Zwering, Emile | VU/F/BETA/A-LIFE/SyBi | O2.01E71 | - |  |  |  | 1 | Compaq 2510p
EQ008957 | 007944 | Bioreactor |  | Bioreactor | Applikon | Zwering, Emile | VU/F/BETA/A-LIFE/SyBi | O2.01E71 | - |  |  |  | 1 | API 1010
EQ008956 |  | Docking Station |  | HP Docking Station | Hewlett Packard (HP) | Zwering, Emile | VU/F/BETA/A-LIFE/SyBi | O2.01E71 | - |  |  |  | 1 | HP 2400 Series
EQ008955 | S 62469 A | Pipette |  | Gilson Pipetman P200 | Gilson | Zwering, Emile | VU/F/BETA/A-LIFE/SyBi | O2.01E71 | - | 2024-07-18 |  |  | 1 | Pipetman P200
EQ008954 |  | Pipette |  | Gilson Pipetman P20 | Gilson | Zwering, Emile | VU/F/BETA/A-LIFE/SyBi | O2.01E71 | - | 2023-12-04 |  |  | 1 | Pipetman P20
EQ008953 |  | Pipette |  | Rainin Pipette 100-1000µL | Rainin | Zwering, Emile | VU/F/BETA/A-LIFE/SyBi | O2.01E71 | - |  |  |  | 1 | Pipet-Lite XLS SL-1000
EQ008952 |  | Pipette |  | Rainin Pipette 0.5-10µL | Rainin | Zwering, Emile | VU/F/BETA/A-LIFE/SyBi | O2.01E71 | - |  |  |  | 1 | Pipet-Lite XLS SL-10
EQ008951 | 008020 | Water Bath |  | Water bath | Julabo | Zwering, Emile | VU/F/BETA/A-LIFE/SyBi | O2.01E71 | - |  |  |  | 1 | D-7633
EQ008950 |  | Pipette |  | Rainin Pipette 2-20µL | Rainin | Zwering, Emile | VU/F/BETA/A-LIFE/SyBi | O2.01E71 | - |  |  |  | 1 | Pipet-Lite XLS SL-20
EQ008949 |  | Pipette |  | Rainin Pipette 20-200µL | Rainin | Zwering, Emile | VU/F/BETA/A-LIFE/SyBi | O2.01E71 | - |  |  |  | 1 | Pipet-Lite XLS SL-200
EQ008948 |  | Extension Cable |  | Extension Cable | VU | Zwering, Emile | VU/F/BETA/A-LIFE/SyBi | O2.01E71 | - |  |  |  | 1
EQ008947 | 008020 | Water Bath |  | Water bath | B.Braun Biotech International | Zwering, Emile | VU/F/BETA/A-LIFE/SyBi | O2.01E71 | - |  |  |  | 1 | Frigomix 1495
EQ008946 |  | Magnetic Stirrer |  | Scinics Multistirrer | Scinics | Zwering, Emile | VU/F/BETA/A-LIFE/SyBi | O2.01E71 | - |  |  |  | 1 | MC-303
EQ008945 | 011188 | Thermostat |  | Thermostat | Thermo | Zwering, Emile | VU/F/BETA/A-LIFE/SyBi | O2.01E71 | - |  |  |  | 1 | 003-2617 DC30
EQ008944 | 008195 | Extension Cable |  | extension cable | VU | Zwering, Emile | VU/F/BETA/A-LIFE/SyBi | O2.01E71 | - |  |  |  | 0
EQ008943 |  | Power Supply |  | Power Supply | Scinics | Zwering, Emile | VU/F/BETA/A-LIFE/SyBi | O2.01E71 | - |  |  |  | 1 | EES18824-P1J
EQ008942 | 008195 | Extension Cable |  | extension cable | VU | Zwering, Emile | VU/F/BETA/A-LIFE/SyBi | O2.01E71 | - |  |  |  | 1
EQ008941 |  | Magnetic Stirrer |  | Scinics Multistirrer | Scinics | Zwering, Emile | VU/F/BETA/A-LIFE/SyBi | O2.01E71 | - |  |  |  | 1 | MC-303
EQ008940 |  | Computer |  | DELL computer | Dell | Zwering, Emile | VU/F/BETA/A-LIFE/SyBi | O2.01E71 | - |  |  |  | 1
EQ008939 |  | Flow Analyzer |  | Digital Flow Check | Alltech | Zwering, Emile | VU/F/BETA/A-LIFE/SyBi | O2.01E71 | - |  |  |  | 1 | Digital Flow Check HR
EQ008938 | 022380 | Computer |  | HP Computer | Hewlett Packard (HP) | Zwering, Emile | VU/F/BETA/A-LIFE/SyBi | O2.01E71 | - |  |  |  | 1
EQ008937 | R 69156 N | Pipette |  | Gilson Pipetman P200 | Gilson | Zwering, Emile | VU/F/BETA/A-LIFE/SyBi | O2.01E71 | - | 2024-07-18 |  |  | 1 | Pipetman P200
EQ008936 |  | Gas Monitor |  | Oxygen Meter | Greisinger - GHM Meettechniek B.V. | Zwering, Emile | VU/F/BETA/A-LIFE/SyBi | O2.01E71 | - |  |  |  | 1 | GOX100
EQ008935 |  | Computer Monitor |  | Screem | Hewlett Packard (HP) | Zwering, Emile | VU/F/BETA/A-LIFE/SyBi | O2.01E71 | - |  |  |  | 1 | HP L1950g
EQ008934 |  | Adapter |  | Adapter | Conrad | Zwering, Emile | VU/F/BETA/A-LIFE/SyBi | O2.01E71 | - |  |  |  | 1
EQ008933 |  | Computer |  | Laptop | Hewlett Packard (HP) | Zwering, Emile | VU/F/BETA/A-LIFE/SyBi | O2.01E71 | - |  |  |  | 1
EQ008932 |  | Gas Monitor |  | Gas mixing station | Bronkhorst | Zwering, Emile | VU/F/BETA/A-LIFE/SyBi | O2.01E71 | - |  |  |  | 1
EQ008931 | 009292 | Vortex |  | Vortex | Stuart Scientific | Zwering, Emile | VU/F/BETA/A-LIFE/SyBi | O2.01E71 | - |  |  |  | 1 | SA9
EQ008930 |  | Speakers |  | speakers | Logitech | Zwering, Emile | VU/F/BETA/A-LIFE/SyBi | O2.01E71 | - |  |  |  | 1
EQ008929 | MON05-019 | Computer Monitor |  | Dell Monitor | Dell | Zwering, Emile | VU/F/BETA/A-LIFE/SyBi | O2.01E75 | - |  |  |  | 1
EQ008928 | 026810 | Computer Monitor |  | HP Monitor | Hewlett Packard (HP) | Zwering, Emile | VU/F/BETA/A-LIFE/SyBi | O2.01E75 | - |  |  |  | 1
EQ008927 | 021509 | Computer |  | Dell Computer | Dell | Zwering, Emile | VU/F/BETA/A-LIFE/SyBi | O2.01E75 | - |  |  |  | 1
EQ008926 |  | Computer |  | HP Computer | Hewlett Packard (HP) | Zwering, Emile | VU/F/BETA/A-LIFE/SyBi | O2.01E75 | - |  |  |  | 1 | Compaq
EQ008925 | 0575-VU-FPP | Computer |  | HP Computer | Hewlett Packard (HP) | Zwering, Emile | VU/F/BETA/A-LIFE/SyBi | O2.01E75 | - |  |  |  | 1 | Compaq
EQ008924 | 0581-VU-FPP | Computer |  | HP Computer | Hewlett Packard (HP) | Zwering, Emile | VU/F/BETA/A-LIFE/SyBi | O2.01E75 | - |  |  |  | 1 | Compaq
EQ008923 |  | Freeze-Dryer |  | Freeze-Dryer afvoeren | Virtis | Zwering, Emile | VU/F/BETA/A-LIFE/SyBi | O2.01E24 | - |  |  |  | 0
EQ008922 |  | Vacuum Cleaner |  | Vacuum Cleaner | Electrostar | Zwering, Emile | VU/F/BETA/A-LIFE/SyBi | O2.01E24 | - |  |  |  | 1 | Starmix
EQ008921 | 0006459; Green | Centrifuge |  | Centrifuge | Beckman Coulter | Zwering, Emile | VU/F/BETA/A-LIFE/SyBi | O2.01E24 | - |  |  |  | 1 | Avanti J-30I
EQ008920 | 006464; Green; I | Fridge |  | Refridgerator | Liebherr | Zwering, Emile | VU/F/BETA/A-LIFE/SyBi | O2.01E24 | - |  |  |  | 1 | Economic System
EQ008919 | BIBRO-529; 01-E-24-03; 472; GBS; | Freezer |  | Freezer | Snijders | Zwering, Emile | VU/F/BETA/A-LIFE/SyBi | O2.01E24 | - |  |  |  | 1 | Evosafe Series Ultra Low Freezer VF720-86
EQ008918 | Green | Freezer Controller |  | LN2 Controller Backup Module | New Brunswick Scientific | Zwering, Emile | VU/F/BETA/A-LIFE/SyBi | O2.01E24 | - |  |  |  | 1 | CO2 & LN2 Back-up Module
EQ008917 | BIBRO-422; Green; 01-E-24-02 | Freezer |  | Freezer | New Brunswick Scientific | Zwering, Emile | VU/F/BETA/A-LIFE/SyBi | O2.01E24 | - |  |  |  | 1 | C660 Ultra Low Temperature Freezer
EQ008916 | 011003; Green; I | Vacuum Concentrators |  | Vacuum Concentrator | Labconco | Zwering, Emile | VU/F/BETA/A-LIFE/SyBi | O2.01E24 | - |  |  |  | 1 | CentriVap Concentrator
EQ008915 | Green; 007634 | Oven |  | Oven | Jouan | Zwering, Emile | VU/F/BETA/A-LIFE/SyBi | O2.01E24 | - |  |  |  | 1
EQ008914 |  | Oven |  | Oven | Jouan | Zwering, Emile | VU/F/BETA/A-LIFE/SyBi | O2.01E24 | - |  |  |  | 1
EQ008913 |  | Oven |  | Oven | Jouan | Zwering, Emile | VU/F/BETA/A-LIFE/SyBi | O2.01E24 | - |  |  |  | 1
EQ008912 | Green; I | Incubator |  | Hybridisation Incubator/Shaker | Biometra | Zwering, Emile | VU/F/BETA/A-LIFE/SyBi | O2.01E24 | - |  |  |  | 1 | OV11
EQ008911 | 006266; Green; I | Incubator |  | Incubator/Shaker | New Brunswick Scientific | Zwering, Emile | VU/F/BETA/A-LIFE/SyBi | O2.01E24 | - |  |  |  | 1 | Innova 44
EQ008910 |  | Fluorescence Detector |  | Fluorometer | Thermo Fisher Scientific | Zwering, Emile | VU/F/BETA/A-LIFE/SyBi | O2.01E77 | - |  |  |  | 1 | Invitrogen Qubit 3
EQ008909 | Green; I; 008053; M205R | Centrifuge |  | Centrifuge | VWR | Zwering, Emile | VU/F/BETA/A-LIFE/SyBi | O2.01E77 | - |  |  |  | 1 | Galaxy Mini
EQ008908 | Green; I | Multi channel pipet |  | Pipette Electronic Multichannel 30-300uL | Brand | Zwering, Emile | VU/F/BETA/A-LIFE/SyBi | O2.01E77 | - |  |  |  | 1 | Transferpette -8/-12 12 Channel
EQ008907 | Green; I | Multi channel pipet |  | Pipette Electronic Multichannel 1-20uL | Brand | Zwering, Emile | VU/F/BETA/A-LIFE/SyBi | O2.01E77 | - |  |  |  | 1 | Transferpette -8/-12 12 Channel
EQ008906 | Green; I | Multi channel pipet |  | Pipette Electronic Multichannel 15-300uL | Brand | Zwering, Emile | VU/F/BETA/A-LIFE/SyBi | O2.01E77 | - |  |  |  | 1 | Transferpette -8/-12 8 Channel
EQ008905 | Green; I | Multi channel pipet |  | Pipette Electronic Multichannel 1-20uL | Brand | Zwering, Emile | VU/F/BETA/A-LIFE/SyBi | O2.01E77 | - |  |  |  | 1 | Transferpette -8/-12 8 Channel
EQ008904 | T 54786 A | Pipette |  | Gilson Pipetman P200 | Gilson | Zwering, Emile | VU/F/BETA/A-LIFE/SyBi | O2.01E77 | - | 2024-07-18 |  |  | 1 | Pipetman P200
EQ008903 | Lea Ann; Yellow/Green | Pipette |  | Pipette P1000 | Gilson | Zwering, Emile | VU/F/BETA/A-LIFE/SyBi | O2.01E77 | - |  |  |  | 1 | Pipetman
EQ008902 | BL 66572 | Pipette |  | Gilson Pipetman P200 | Gilson | Zwering, Emile | VU/F/BETA/A-LIFE/SyBi | O2.01E77 | - | 2024-07-18 |  |  | 1 | Pipetman P200
EQ008901 |  | Radio |  | Radio | Renkforce | Zwering, Emile | VU/F/BETA/A-LIFE/SyBi | O2.01E77 | - |  |  |  | 1 | DAB+
EQ008900 | BIBRO-1124; 1E77-301; O1E771; LKexv 3910-22A 001 | Fridge |  | Refridgerator | Liebherr | Zwering, Emile | VU/F/BETA/A-LIFE/SyBi | O2.01E77 | - |  |  |  | 1 | MediLine
EQ008899 | BIBRO-1125; 1E77-101; O1E77A | Fridge |  | Refridgerator | Liebherr | Zwering, Emile | VU/F/BETA/A-LIFE/SyBi | O2.01E77 | - |  |  |  | 1 | Comfort
EQ008898 | 008022 | Power Supply |  | Voltage Stabiliser | Märzhäuser Wetzlar (MW) | Zwering, Emile | VU/F/BETA/A-LIFE/SyBi | O2.01E77 | - |  |  |  | 1 | MW28
EQ008897 | Green; I | Orbital shaker |  | Shaking Platform | VU | Zwering, Emile | VU/F/BETA/A-LIFE/SyBi | O2.01E77 | - |  |  |  | 1
EQ008896 | 011442 | Sample Preparation Unit |  | Sample Preparation System | MP Biomedicals | Zwering, Emile | VU/F/BETA/A-LIFE/SyBi | O2.01E77 | - |  |  |  | 1 | FastPrep-24 5G
EQ008895 | 012143 | Block Heater |  | Block Heater | Lab-Line | Zwering, Emile | VU/F/BETA/A-LIFE/SyBi | O2.01E77 | - |  |  |  | 1 | Multi-blok heater
EQ008894 | 007949 | Power Supply |  | Voltage Stabiliser | Märzhäuser Wetzlar (MW) | Zwering, Emile | VU/F/BETA/A-LIFE/SyBi | O2.01E77 | - |  |  |  | 1 | MW28
EQ008893 | Western Blot | Orbital shaker |  | Shaking Platform | VU | Zwering, Emile | VU/F/BETA/A-LIFE/SyBi | O2.01E77 | - |  |  |  | 1
EQ008892 | 008026; Green; I | Electrophoresis Power Supply |  | Electrophoresis Power Supply | Bio-Rad | Zwering, Emile | VU/F/BETA/A-LIFE/SyBi | O2.01E77 | - |  |  |  | 1 | PowerPac 300
EQ008891 | 008028; Green; I | Electrophoresis Power Supply |  | Electrophoresis Power Supply | Bio-Rad | Zwering, Emile | VU/F/BETA/A-LIFE/SyBi | O2.01E77 | - |  |  |  | 1 | PowerPac 300
EQ008890 | 006244 | Block Heater |  | Block Heater | Grant Instruments | Zwering, Emile | VU/F/BETA/A-LIFE/SyBi | O2.01E77 | - |  |  |  | 1 | QBT2
EQ008889 | 010195 | Thermostat |  | Thermostat | Julabo | Zwering, Emile | VU/F/BETA/A-LIFE/SyBi | O2.01E77 | - |  |  |  | 1 | U3
EQ008888 | 008034; Green; I | Vortex |  | Vortex | IKA | Zwering, Emile | VU/F/BETA/A-LIFE/SyBi | O2.01E77 | - |  |  |  | 1 | Vibrofix VF1 Electronic
EQ008887 | ML 73057 | Pipette |  | Gilson Pipetman P200 L | Gilson | Zwering, Emile | VU/F/BETA/A-LIFE/SyBi | O2.01E79 | - |  |  |  | 1 | Pipetman P200 L
EQ008886 | HL 50217 | Pipette |  | Gilson Pipetman P20 | Gilson | Zwering, Emile | VU/F/BETA/A-LIFE/SyBi | O2.01E79 | - |  |  |  | 1 | Pipetman P20
EQ008885 | H 26986 D | Pipette |  | Gilson Pipetman P200 | Gilson | Zwering, Emile | VU/F/BETA/A-LIFE/SyBi | O2.01E79 | - | 2024-09-06 |  |  | 1 | Pipetman P200
EQ008884 | QK 75242 | Pipette |  | Gilson Pipetman P10 | Gilson | Zwering, Emile | VU/F/BETA/A-LIFE/SyBi | O2.01E79 | - |  |  |  | 1 | Pipetman P10
EQ008883 | Yellow/Green | Pipette |  | Pipette P1000 | Gilson | Zwering, Emile | VU/F/BETA/A-LIFE/SyBi | O2.01E79 | - |  |  |  | 1 | Pipetman
EQ008882 | YD | Pipette |  | Gilson Pipetman P200 L | Gilson | Zwering, Emile | VU/F/BETA/A-LIFE/SyBi | O2.01E79 | - |  |  |  | 1 | Pipetman P200 L
EQ008881 | FALW; AK4875 | Pipette |  | Pipette P1000 | Gilson | Zwering, Emile | VU/F/BETA/A-LIFE/SyBi | O2.01E79 | - |  |  |  | 1 | Pipetman
EQ008880 | ML 73289 | Pipette |  | Gilson Pipetman P1000 | Gilson | Zwering, Emile | VU/F/BETA/A-LIFE/SyBi | O2.01E79 | - | 2024-04-11 |  |  | 1 | Pipetman P1000
EQ008879 |  | Pipette |  | Pipette P20 | Gilson | Zwering, Emile | VU/F/BETA/A-LIFE/SyBi | O2.01E79 | - |  |  |  | 1 | Pipetman
EQ008878 |  | Computer Monitor |  | HP Monitor | Hewlett Packard (HP) | Zwering, Emile | VU/F/BETA/A-LIFE/SyBi | O2.01E79 | - |  |  |  | 1 | 1740
EQ008877 | Coulter; Blue | Computer |  | Dell Computer | Dell | Zwering, Emile | VU/F/BETA/A-LIFE/SyBi | O2.01E79 | - |  |  |  | 1 | OPTIPLEX GX520
EQ008876 | Out of order | Coulter Counter |  | Coulter Counter | Beckman Coulter | Zwering, Emile | VU/F/BETA/A-LIFE/SyBi | O2.01E79 | - |  |  |  | 1 | Multisizer 3
EQ008875 |  | Radio |  | Radio | Audio Sonic | Zwering, Emile | VU/F/BETA/A-LIFE/SyBi | O2.01E79 | - |  |  |  | 1 | 7600
EQ008874 | 007922 | Centrifuge |  | Centrifuge | Eppendorf | Zwering, Emile | VU/F/BETA/A-LIFE/SyBi | O2.01E79 | - |  |  |  | 1 | 5417
EQ008873 | 006254; Green; I | Vortex |  | Vortex | IKA | Zwering, Emile | VU/F/BETA/A-LIFE/SyBi | O2.01E79 | - |  |  |  | 1 | MS2 Minishaker
EQ008872 | BIBRO-888; 1E79-101 | Fridge |  | Refridgerator | Liebherr | Zwering, Emile | VU/F/BETA/A-LIFE/SyBi | O2.01E79 | - |  |  |  | 1 | Comfort
EQ008871 | BIBRO-1126; 1E79-301.; LKexv 3910-22A F30 | Fridge |  | Refridgerator | Liebherr | Zwering, Emile | VU/F/BETA/A-LIFE/SyBi | O2.01E79 | - |  |  |  | 1 | MediLine
EQ008870 | Green; I; 007630 | Incubator |  | Incubator/Shaker | New Brunswick Scientific | Zwering, Emile | VU/F/BETA/A-LIFE/SyBi | O2.01E79 | - |  |  |  | 1 | Innova 43
EQ008869 | 010223; 144 | Freezer |  | Freezer | Liebherr | Zwering, Emile | VU/F/BETA/A-LIFE/SyBi | O2.01E79 | - |  |  |  | 1
EQ008868 | 006258; Green; I | Pump/Compressor |  | Vacuum Pump/Compressor | VWR | Zwering, Emile | VU/F/BETA/A-LIFE/SyBi | O2.01E79 | - |  |  |  | 1 | VMS-A
EQ008867 | 008521 | Magnetic Stirrer |  | Magnetic Stirrer/Hot Plate | VWR | Zwering, Emile | VU/F/BETA/A-LIFE/SyBi | O2.01E79 | - |  |  |  | 1 | VMS-A
EQ008866 |  | Vacuum Pump |  | Rotary-vane Pump | Dekker | Zwering, Emile | VU/F/BETA/A-LIFE/SyBi | O2.01E79 | - |  |  |  | 1
EQ008865 | 011787 | Plasma Cleaner |  | Plasma Cleaner | Harrick Plasma | Zwering, Emile | VU/F/BETA/A-LIFE/SyBi | O2.01E79 | - |  |  |  | 1 | PDC-32G-2
EQ008864 |  | Radio |  | Radio | Renkforce | Zwering, Emile | VU/F/BETA/A-LIFE/SyBi | O2.01E83 | - |  |  |  | 1 | DAB+
EQ008863 | Green; I; 006248 | Vortex |  | Vortex | IKA | Zwering, Emile | VU/F/BETA/A-LIFE/SyBi | O2.01E83 | - |  |  |  | 1 | MS2 Minishaker
EQ008862 | Green; I; 007638 | Magnetic Stirrer |  | Magnetic Stirrer | Barnstead thermolyne | Zwering, Emile | VU/F/BETA/A-LIFE/SyBi | O2.01E83 | - |  |  |  | 1 | Cimarec 2
EQ008861 | 007912 | Magnetic Stirrer |  | Magnetic Stirrer | Labinco | Zwering, Emile | VU/F/BETA/A-LIFE/SyBi | O2.01E83 | - |  |  |  | 1 | L-73
EQ008860 |  | pH Meter |  | PH Meter | Hanna Instruments | Zwering, Emile | VU/F/BETA/A-LIFE/SyBi | O2.01E83 | - |  |  |  | 1 | Edge
EQ008859 | Green; I | Magnetic Stirrer |  | Magnetic Stirrer | Hanna Instruments | Zwering, Emile | VU/F/BETA/A-LIFE/SyBi | O2.01E83 | - |  |  |  | 1 | HI 190M
EQ008858 | 010189 | Magnetic Stirrer |  | Magnetic Stirrer | Labinco | Zwering, Emile | VU/F/BETA/A-LIFE/SyBi | O2.01E83 | - |  |  |  | 1 | L-73
EQ008857 |  | Balance |  | Analytical Balance | Sartorius | Zwering, Emile | VU/F/BETA/A-LIFE/SyBi | O2.01E83 | - |  |  |  | 1 | CP323P
EQ008856 |  | Computer |  | Apple PC | Apple | Zwering, Emile | VU/F/BETA/A-LIFE/SyBi | O2.01E83 | - |  |  |  | 1
EQ008855 | BIBRO-1127; 006472 | Fridge |  | Refridgerator | Liebherr | Zwering, Emile | VU/F/BETA/A-LIFE/SyBi | O2.01E83 | - |  |  |  | 1 | Comfort
EQ008854 | BIBRO-1128; *B* | Fridge |  | Refridgerator | Liebherr | Zwering, Emile | VU/F/BETA/A-LIFE/SyBi | O2.01E83 | - |  |  |  | 1 | Premium
EQ008853 | 007909; BP01029 | Balance |  | Analytical Balance | Mettler (Toledo) | Zwering, Emile | VU/F/BETA/A-LIFE/SyBi | O2.01E83 | - |  |  |  | 1 | PG8001-S
EQ008852 |  | Balance |  | Analytical Balance | Sartorius | Zwering, Emile | VU/F/BETA/A-LIFE/SyBi | O2.01E83 | - |  |  |  | 1 | Genius
EQ008851 | NEN3140-2165 | Balance |  | Analytical Balance | Sartorius | Zwering, Emile | VU/F/BETA/A-LIFE/SyBi | O2.01E83 | - |  |  |  | 1 | 1216MP
EQ008850 | Green; I | Balance |  | Analytical Balance | Sartorius | Zwering, Emile | VU/F/BETA/A-LIFE/SyBi | O2.01E83 | - |  |  |  | 1 | ED124S
EQ008849 | B3JYSW1 | Computer |  | Dell Computer | Dell | Buijs, MJ | VU/F/ACTA/MGW/PT | AC.13N32 | - |  |  |  | 1 | Optiplex 9010
EQ008848 |  | External Hard Disk |  | Hard Disk | Seagate | Buijs, MJ | VU/F/ACTA/MGW/PT | AC.13N32 | - |  |  |  | 1
EQ008847 |  | Computer Monitor |  | Dell Monitor | Dell | Buijs, MJ | VU/F/ACTA/MGW/PT | AC.13N32 | - |  |  |  | 1
EQ008846 |  | Computer Monitor |  | Dell Monitor | Dell | Buijs, MJ | VU/F/ACTA/MGW/PT | AC.13N32 | - |  |  |  | 1
EQ008845 | pink label;BIBRO-1007 | Freezer |  | Bosch Freezer | Bosch | Buijs, MJ | VU/F/ACTA/MGW/PT | AC.13N20 | - |  |  |  | 1 | Computer Control
EQ008844 | pink label;BIBRO-1014 | Freezer |  | Bosch Freezer | Bosch | Buijs, MJ | VU/F/ACTA/MGW/PT | AC.13N20 | - |  |  |  | 1
EQ008843 | Pink | Power Supply |  | Microscope Power Supply | Carl Zeiss | Buijs, MJ | VU/F/ACTA/MGW/PT | AC.13N32 | - |  |  |  | 1 | 232
EQ008842 | pink label;BIBRO-1015 | Freezer |  | Siemens Freezer | Siemens | Buijs, MJ | VU/F/ACTA/MGW/PT | AC.13N20 | - |  |  |  | 1 | GS58NAW30
EQ008841 | Pink | Microscope Array |  | Microscope controller | Carl Zeiss | Buijs, MJ | VU/F/ACTA/MGW/PT | AC.13N32 | - |  |  |  | 1 | MCU2008
EQ008840 | pink label;BIBRO-1025 | Freezer |  | Bosch Freezer | Bosch | Buijs, MJ | VU/F/ACTA/MGW/PT | AC.13N20 | - |  |  |  | 1 | NoFrost gsn32a23
EQ008839 | pink label;BIBRO-1016 | Freezer |  | Bosch Freezer | Bosch | Buijs, MJ | VU/F/ACTA/MGW/PT | AC.13N20 | - |  |  |  | 1 | Economic Computer Control
EQ008838 | pink label;BIBRO-1019 | Freezer |  | Liebherr Freezer | Liebherr | Buijs, MJ | VU/F/ACTA/MGW/PT | AC.13N20 | - |  |  |  | 1 | Comfort No Frost
EQ008837 | pink label;BIBRO-1020 | Freezer |  | Bosch Freezer | Bosch | Buijs, MJ | VU/F/ACTA/MGW/PT | AC.13N20 | - |  |  |  | 1
EQ008836 | pink label | Fridge |  | Bosch Fridge | Bosch | Buijs, MJ | VU/F/ACTA/MGW/PT | AC.13N20 | - |  |  |  | 1 | Cooler
EQ008835 | Pink | Microscope Array |  | Microscope array | Carl Zeiss | Buijs, MJ | VU/F/ACTA/MGW/PT | AC.13N32 | - |  |  |  | 1 | Definite Focus
EQ008834 |  | Flow Analyzer |  | Flow Analyzer | Nikon | Buijs, MJ | VU/F/ACTA/MGW/PT | AC.13N32 | - |  |  |  | 1
EQ008833 |  | Light Source |  | Light Source | Carl Zeiss | Buijs, MJ | VU/F/ACTA/MGW/PT | AC.13N32 | - |  |  |  | 1 | HXP 120c
EQ008832 |  | Microscope |  | Nikon Microscope | Nikon | Buijs, MJ | VU/F/ACTA/MGW/PT | AC.13N32 | - |  |  |  | 1
EQ008831 |  | Nanoposition Controller |  | X&Y Controller | VU | Buijs, MJ | VU/F/ACTA/MGW/PT | AC.13N32 | - |  |  |  | 1 | MCC12JS-RS232
EQ008830 |  | Camera |  | Microscope Camera | Canon | Buijs, MJ | VU/F/ACTA/MGW/PT | AC.13N32 | - |  |  |  | 1 | DS126271
EQ008829 | Pink Label | Microscope |  | Microscope | Carl Zeiss | Buijs, MJ | VU/F/ACTA/MGW/PT | AC.13N32 | - |  |  |  | 1 | Axioplan
EQ008828 |  | Computer Monitor |  | Computer Monitor HP | Hewlett Packard (HP) | Buijs, MJ | VU/F/ACTA/MGW/PT | AC.13N32 | - |  |  |  | 1
EQ008827 | 045756 | Computer |  | PC HP | Hewlett Packard (HP) | Buijs, MJ | VU/F/ACTA/MGW/PT | AC.13N32 | - |  |  |  | 1
EQ008826 | Pink | Microscope |  | Microscope | Carl Zeiss | Buijs, MJ | VU/F/ACTA/MGW/PT | AC.13N32 | - |  |  |  | 1 | Definite Focus
EQ008825 | Pink Label | Power Supply |  | Microscope Power Supply | Carl Zeiss | Buijs, MJ | VU/F/ACTA/MGW/PT | AC.13N32 | - |  |  |  | 1 | NAG 6 V 20
EQ008824 |  | Extension Cable |  | Extension Cable | VU | Buijs, MJ | VU/F/ACTA/MGW/PT | AC.13N32 | - |  |  |  | 1
EQ008823 |  | Extension Cable |  | Extension Cable | VU | Buijs, MJ | VU/F/ACTA/MGW/PT | AC.13N32 | - |  |  |  | 1
EQ008822 |  | Incubator |  | Incubator | Inu | Buijs, MJ | VU/F/ACTA/MGW/PT | AC.13N32 | - |  |  |  | 1 | Tokai Hit
EQ008821 |  | Extension Cable |  | Extension Cable | VU | Buijs, MJ | VU/F/ACTA/MGW/PT | AC.13N32 | - |  |  |  | 1
EQ008820 |  | Computer Monitor |  | Samsung Monitor | Samsung | Buijs, MJ | VU/F/ACTA/MGW/PT | AC.13N32 | - |  |  |  | 1
EQ008819 | 003-01187 | Microscope |  | Microscope | Carl Zeiss | Buijs, MJ | VU/F/ACTA/MGW/PT | AC.13N32 | - |  |  |  | 1 | Stemi SV 11
EQ008818 | Pink | Cold light source |  | Cold Light Source | Carl Zeiss | Buijs, MJ | VU/F/ACTA/MGW/PT | AC.13N32 | - |  |  |  | 1 | KL1500LCD
EQ008817 | Pink Label; 79-135.550-M231-479F | Microscope |  | Microscope | Wild Heerbrugg | Buijs, MJ | VU/F/ACTA/MGW/PT | AC.13N32 | - |  |  |  | 1 | 355110
EQ008816 |  | Computer Monitor |  | Dell Monitor | Dell | Buijs, MJ | VU/F/ACTA/MGW/PT | AC.13N32 | - |  |  |  | 1
EQ008815 |  | Computer |  | HP Computer | Hewlett Packard (HP) | Buijs, MJ | VU/F/ACTA/MGW/PT | AC.13N32 | - |  |  |  | 1 | Prodesk
EQ008814 |  | Computer |  | Dell Computer | Dell | Buijs, MJ | VU/F/ACTA/MGW/PT | AC.13N20 | - |  |  |  | 1 | Optiplex XE2
EQ008813 |  | Microscope |  | Microscope | Carl Zeiss | Buijs, MJ | VU/F/ACTA/MGW/PT | AC.13N32 | - |  |  |  | 1 | Axioscope 5
EQ008812 | pink label;30136 | Computer |  | HP Computer | Hewlett Packard (HP) | Buijs, MJ | VU/F/ACTA/MGW/PT | AC.13N20 | - |  |  |  | 1 | Compaq 8000 Elite Small Form Factor
EQ008811 |  | Light Source |  | Light Source | Carl Zeiss | Buijs, MJ | VU/F/ACTA/MGW/PT | AC.13N32 | - |  |  |  | 1 | HXP 120V
EQ008810 | pink label | Microwave oven |  | Amana Microwave | Amana | Buijs, MJ | VU/F/ACTA/MGW/PT | AC.13N20 | - |  |  |  | 1
EQ008809 |  | Peristaltic Pump |  | Watson Marlow Pump | Watson Marlow | Buijs, MJ | VU/F/ACTA/MGW/PT | AC.13N20 | - |  |  |  | 1 | 505Du
EQ008808 |  | Cold light source |  | Cold Light Source | Schott | Buijs, MJ | VU/F/ACTA/MGW/PT | AC.13N32 | - |  |  |  | 1 | KOL 200 LCD
EQ008807 |  | Transilluminator |  | UV Transilluminator | Syngene | Buijs, MJ | VU/F/ACTA/MGW/PT | AC.13N32 | - |  |  |  | 1 | GVM20
EQ008806 |  | Peristaltic Pump |  | Watson Marlow Pump | Watson Marlow | Buijs, MJ | VU/F/ACTA/MGW/PT | AC.13N20 | - |  |  |  | 1 | 505Du
EQ008805 | Pink; 82.099.5430 | Transilluminator |  | UV Transilluminator | UVP | Buijs, MJ | VU/F/ACTA/MGW/PT | AC.13N20 | - |  |  |  | 1
EQ008804 |  | Peristaltic Pump |  | Watson Marlow Pump | Watson Marlow | Buijs, MJ | VU/F/ACTA/MGW/PT | AC.13N20 | - |  |  |  | 1 | 503U
EQ008803 |  | Peristaltic Pump |  | Watson Marlow Pump | Watson Marlow | Buijs, MJ | VU/F/ACTA/MGW/PT | AC.13N20 | - |  |  |  | 1 | 505Du
EQ008802 |  | Temperature Control Module |  | Temperature Controller | VU | Buijs, MJ | VU/F/ACTA/MGW/PT | AC.13N20 | - |  |  |  | 1
EQ008801 |  | Hot Plate |  | IKA Hot Plate | IKA | Buijs, MJ | VU/F/ACTA/MGW/PT | AC.13N20 | - |  |  |  | 1 | EOA 5
EQ008800 |  | Power Supply |  | Power Control Box | Carlton Manufacturing | Buijs, MJ | VU/F/ACTA/MGW/PT | AC.13N20 | - |  |  |  | 1
EQ008799 |  | Centrifuge |  | Eppendorf Centrifuge | Eppendorf | Buijs, MJ | VU/F/ACTA/MGW/PT | AC.13N20 | - |  |  |  | 1 | Centrifuge 5425
EQ008798 |  | Saw |  | Precision Diamond Wire Saw | WELL | Buijs, MJ | VU/F/ACTA/MGW/PT | AC.13N24 | - |  |  |  | 1 | 3242
EQ008797 |  | Radio |  | Radio CD player | Denver | Buijs, MJ | VU/F/ACTA/MGW/PT | AC.13N24 | - |  |  |  | 1 | TC-13
EQ008796 |  | Extension Cable |  | Extension Cable | VU | Buijs, MJ | VU/F/ACTA/MGW/PT | AC.13N24 | - |  |  |  | 1
EQ008795 |  | Extension Cable |  | Extension Cable | VU | Buijs, MJ | VU/F/ACTA/MGW/PT | AC.13N24 | - |  |  |  | 1
EQ008794 |  | Computer Monitor |  | Computer Monitor Dell | Dell | Buijs, MJ | VU/F/ACTA/MGW/PT | AC.13N24 | - |  |  |  | 1
EQ008793 | Extraction Pump 3; Q01 | Pump/Compressor |  | Extraction Pump | Heidolph | Buijs, MJ | VU/F/ACTA/MGW/PT | AC.13N24 | - |  |  |  | 1 | PD 5001
EQ008792 | Extraction Pump 2; Q02 | Pump/Compressor |  | Extraction Pump | Heidolph | Buijs, MJ | VU/F/ACTA/MGW/PT | AC.13N24 | - |  |  |  | 1 | PD 5001
EQ008791 |  | Vortex |  | Vortex | Scientific Industries Inc. | Buijs, MJ | VU/F/ACTA/MGW/PT | AC.13N20 | - |  |  |  | 1 | Vortex Genie 2 G560E
EQ008790 | Extraction Pump 1; Q01 | Pump/Compressor |  | Extraction Pump | Heidolph | Buijs, MJ | VU/F/ACTA/MGW/PT | AC.13N24 | - |  |  |  | 1 | PD 5001
EQ008789 |  | Hot Plate |  | Heidolph Hot Plate | Heidolph | Buijs, MJ | VU/F/ACTA/MGW/PT | AC.13N20 | - |  |  |  | 1 | MR 3001
EQ008788 |  | Vortex |  | Vortex | Scientific Industries Inc. | Buijs, MJ | VU/F/ACTA/MGW/PT | AC.13N20 | - |  |  |  | 1 | Vortex Genie 2 G560E
EQ008787 |  | Water Bath |  | Water Bath | B.Braun Biotech International | Buijs, MJ | VU/F/ACTA/MGW/PT | AC.13N24 | - |  |  |  | 1 | 850 062
EQ008786 |  | Polishing System |  | Precision Lapping and Polishing Machine | Logitech | Buijs, MJ | VU/F/ACTA/MGW/PT | AC.13N24 | - |  |  |  | 1 | PM4
EQ008785 |  | Vacuum Pump |  | Vacuum Pump | Edwards | Buijs, MJ | VU/F/ACTA/MGW/PT | AC.13N24 | - |  |  |  | 1 | RV3
EQ008784 |  | Water Bath |  | Water Bath Shaker | Adolf Kuhner | Buijs, MJ | VU/F/ACTA/MGW/PT | AC.13N20 | - |  |  |  | 1 | ASR
EQ008783 |  | Transformer |  | Power Regulator | Barnstead | Buijs, MJ | VU/F/ACTA/MGW/PT | AC.13N24 | - |  |  |  | 1 | MC227
EQ008782 |  | Incubator |  | Incubator | MMM Group | Buijs, MJ | VU/F/ACTA/MGW/PT | AC.13N24 | - |  |  |  | 1 | Incucell
EQ008781 |  | Incubator |  | Incubator | MMM Group | Buijs, MJ | VU/F/ACTA/MGW/PT | AC.13N24 | - |  |  |  | 1 | Incucell
EQ008780 | pink label | Crusher controller |  | Dental Drill Pedal | KaVo | Buijs, MJ | VU/F/ACTA/MGW/PT | AC.13N20 | - |  |  |  | 1 | 900
EQ008779 | OH 2 | Peristaltic Pump |  | Easy-Load | Cole-Parmer | Buijs, MJ | VU/F/ACTA/MGW/PT | AC.13N24 | - |  |  |  | 1 | 7518-00 Masterflex
EQ008778 |  | Peristaltic Pump |  | Easy-Load | Cole-Parmer | Buijs, MJ | VU/F/ACTA/MGW/PT | AC.13N24 | - |  |  |  | 1 | 7518-00 Masterflex
EQ008777 | pink label | Water Bath |  | Power Supply | Elektro-Automatik (EA) | Buijs, MJ | VU/F/ACTA/MGW/PT | AC.13N20 | - |  |  |  | 1 | PS 2042-06 B
EQ008776 | pink label | Water Bath |  | GFL Water Bath | GFL | Buijs, MJ | VU/F/ACTA/MGW/PT | AC.13N20 | - |  |  |  | 1 | 1013
EQ008775 | pink label | Vortex |  | Vortex | Thermo Fisher Scientific | Buijs, MJ | VU/F/ACTA/MGW/PT | AC.13N20 | - |  |  |  | 1 | Topmix FB15024
EQ008774 |  | Ultrasonic Processor |  | Ultrasonic Processor | Sonics | Buijs, MJ | VU/F/ACTA/MGW/PT | AC.13N20 | - |  |  |  | 1 | VCX 130
EQ008773 | 37138 | Spectrometer Controller |  | Bio Controller | Applikon | Buijs, MJ | VU/F/ACTA/MGW/PT | AC.13N24 | - |  |  |  | 1 | ADI 1030
EQ008772 | MCN P10 C335 | Pipette |  | P10 | Gilson | Gouwenberg, Y | VU/F/BETA/CNCR/MCN | WN.C335 | - |  |  |  | 1
EQ008771 |  | Drill |  | Bosch Drill | Bosch | Buijs, MJ | VU/F/ACTA/MGW/PT | AC.13N20 | - |  |  |  | 1 | PSR 1440 LI-2
EQ008770 | MCN set 8 P10 | Pipette |  | P10 | Gilson | Gouwenberg, Y | VU/F/BETA/CNCR/MCN | WN.C321 | - |  |  |  | 1
EQ008769 |  | Rotator |  | Tube Rotator | Snijders | Buijs, MJ | VU/F/ACTA/MGW/PT | AC.13N20 | - |  |  |  | 1 | 34528
EQ008768 |  | Electrical tool |  | Bosch Electronic Screwdriver | Bosch | Buijs, MJ | VU/F/ACTA/MGW/PT | AC.13N20 | - |  |  |  | 1 | IXO V
EQ008767 |  | Vortex |  | Vortex | Scientific Industries Inc. | Buijs, MJ | VU/F/ACTA/MGW/PT | AC.13N20 | - |  |  |  | 1 | Vortex Genie 2 G560E
EQ008766 |  | Magnetic Stirrer |  | Heidolph Magnetic Stirrer | Heidolph | Buijs, MJ | VU/F/ACTA/MGW/PT | AC.13N20 | - |  |  |  | 1 | MR Hei-Mix S
EQ008765 |  | Hot Plate |  | Heidolph Hot Plate | Heidolph | Buijs, MJ | VU/F/ACTA/MGW/PT | AC.13N20 | - |  |  |  | 1 | MR 3001
EQ008764 |  | Pipette |  | Pipette Filler | Integra | Da Costa Pereira, D | VU/F/BETA/S&F/MCT | O2.03W31 | - |  |  |  | 0 | Pipetboy
EQ008763 | Blue; Pd | Pipette |  | Pipette P200 | Eppendorf | Da Costa Pereira, D | VU/F/BETA/S&F/MCT | O2.03W29 | - |  |  |  | 1 | Research plus
EQ008762 | Blue; Pd | Pipette |  | Pipette P20 | Eppendorf | Da Costa Pereira, D | VU/F/BETA/S&F/MCT | O2.03W29 | - |  |  |  | 1 | Research plus
EQ008761 | Blue; Pd | Pipette |  | Pipette P1000 | Eppendorf | Da Costa Pereira, D | VU/F/BETA/S&F/MCT | O2.03W29 | - |  |  |  | 1 | Research plus
EQ008760 | Blue; Pd | Pipette |  | Pipette P10 | Eppendorf | Da Costa Pereira, D | VU/F/BETA/S&F/MCT | O2.03W29 | - |  |  |  | 1 | Research plus
EQ008759 | Green; Pd | Pipette |  | Pipette P10 | Eppendorf | Da Costa Pereira, D | VU/F/BETA/S&F/MCT | O2.03W29 | - |  |  |  | 1 | Research plus
EQ008758 | Green; Pd | Pipette |  | Pipette P200 | Eppendorf | Da Costa Pereira, D | VU/F/BETA/S&F/MCT | O2.03W29 | - |  |  |  | 1 | Research plus
EQ008757 | Green; Pd | Pipette |  | Pipette P20 | Eppendorf | Da Costa Pereira, D | VU/F/BETA/S&F/MCT | O2.03W29 | - |  |  |  | 1 | Research plus
EQ008756 | Green; Pd | Pipette |  | Pipette P1000 | Eppendorf | Da Costa Pereira, D | VU/F/BETA/S&F/MCT | O2.03W29 | - |  |  |  | 1 | Research plus
EQ008755 | MSC ¦¦ 01; 026497; O2-03W29-LF01 | Biological Safety Cabinet |  | Biosafety Cabinet | Kojair | Da Costa Pereira, D | VU/F/BETA/S&F/MCT | O2.03W29 | - |  |  |  | 1 | Biowizard silver line
EQ008754 | MSC ¦¦ 02; 029165; O2-03W29-LF02 | Biological Safety Cabinet |  | Biosafety Cabinet | Kojair | Da Costa Pereira, D | VU/F/BETA/S&F/MCT | O2.03W29 | - |  |  |  | 1 | Biowizard silver line
EQ008753 | BIBRO-1041; LKexv 3910-22A F30; | Fridge |  | Refridgerator | Liebherr | Da Costa Pereira, D | VU/F/BETA/S&F/MCT | O2.03W29 | - |  |  |  | 1 | MediLine
EQ008752 |  | Water Bath |  | Water Bath | GFL | Da Costa Pereira, D | VU/F/BETA/S&F/MCT | O2.03W29 | - |  |  |  | 1
EQ008751 |  | Imager |  | Imaging System | Invitrogen | Da Costa Pereira, D | VU/F/BETA/S&F/MCT | O2.03W29 | - |  |  |  | 1 | Evos XL Core
EQ008750 | 011762 | Centrifuge |  | Centrifuge | Thermo Fisher Scientific | Da Costa Pereira, D | VU/F/BETA/S&F/MCT | O2.03W29 | - |  |  |  | 1 | Fresco 21
EQ008749 | BIBRO-764; STOOF 3 | Incubator |  | CO2 Incubator | Thermo Fisher Scientific | Da Costa Pereira, D | VU/F/BETA/S&F/MCT | O2.03W29 | - |  |  |  | 1 | HERACELL 150i
EQ008748 | BIBRO-765; STOOF 4 | Incubator |  | CO2 Incubator | Thermo Fisher Scientific | Da Costa Pereira, D | VU/F/BETA/S&F/MCT | O2.03W29 | - |  |  |  | 1 | HERACELL 150i
EQ008747 |  | Pipette |  | Pipette Filler | Integra | Da Costa Pereira, D | VU/F/BETA/S&F/MCT | O2.03W31 | - |  |  |  | 0 | Pipetboy
EQ008746 |  | Pipette |  | Pipette Filler | Integra | Da Costa Pereira, D | VU/F/BETA/S&F/MCT | O2.03W31 | - |  |  |  | 0 | Pipetboy
EQ008745 |  | Pipette |  | Pipette Filler | Integra | Da Costa Pereira, D | VU/F/BETA/S&F/MCT | O2.03W31 | - |  |  |  | 0 | Pipetboy
EQ008744 | Blue; Pd | Pipette |  | Pipette P1000 | Eppendorf | Da Costa Pereira, D | VU/F/BETA/S&F/MCT | O2.03W31 | - |  |  |  | 1 | Research plus
EQ008743 | Blue; Pd | Pipette |  | Pipette P200 | Eppendorf | Da Costa Pereira, D | VU/F/BETA/S&F/MCT | O2.03W31 | - |  |  |  | 1 | Research plus
EQ008742 | Blue; Pd | Pipette |  | Pipette P20 | Eppendorf | Da Costa Pereira, D | VU/F/BETA/S&F/MCT | O2.03W31 | - |  |  |  | 1 | Research plus
EQ008741 |  | Pipette |  | Pipette P10 | Eppendorf | Da Costa Pereira, D | VU/F/BETA/S&F/MCT | O2.03W31 | - |  |  |  | 1 | Research plus
EQ008740 |  | Pipette |  | Pipette P200 | Eppendorf | Da Costa Pereira, D | VU/F/BETA/S&F/MCT | O2.03W31 | - |  |  |  | 1 | Research plus
EQ008739 |  | Pipette |  | Pipette P20 | Eppendorf | Da Costa Pereira, D | VU/F/BETA/S&F/MCT | O2.03W31 | - |  |  |  | 1 | Research plus
EQ008738 | Yellow | Pipette |  | Pipette P1000 | Eppendorf | Da Costa Pereira, D | VU/F/BETA/S&F/MCT | O2.03W31 | - |  |  |  | 1 | Research plus
EQ008737 |  | Magnetic Stirrer |  | Heidolph Magnetic Stirrer | Heidolph | Buijs, MJ | VU/F/ACTA/MGW/PT | AC.13N20 | - |  |  |  | 1 | MR Hei-Mix S
EQ008736 |  | Water Filtration System |  | Milli-Q Water Purifier | Milli-Q | Buijs, MJ | VU/F/ACTA/MGW/PT | AC.13N24 | - |  |  |  | 1 | Milli-Q
EQ008735 |  | Camera |  | Leica Camera | Leica | Buijs, MJ | VU/F/ACTA/MGW/PT | AC.13N20 | - |  |  |  | 1 | MDa
EQ008734 | C-0 | Ice Machine |  | Ice Maker | Hoshizaki | Buijs, MJ | VU/F/ACTA/MGW/PT | AC.13N24 | - |  |  |  | 1 | FM-120DE
EQ008733 |  | Peristaltic Pump |  | VWR Peristaltic Pump | VWR | Buijs, MJ | VU/F/ACTA/MGW/PT | AC.13N20 | - |  |  |  | 1 | Perimatic GP
EQ008732 |  | Autoclave |  | Autoclave | Salmenkipp | Buijs, MJ | VU/F/ACTA/MGW/PT | AC.13N24 | - |  |  |  | 1 | HV-50L
EQ008731 | MCN set 10 P100 | Pipette |  | P100 | Gilson | Gouwenberg, Y | VU/F/BETA/CNCR/MCN | WN.C321 | - |  |  |  | 1
EQ008730 |  | Power Supply |  | Microscope Power Supply | Carl Zeiss | Buijs, MJ | VU/F/ACTA/MGW/PT | AC.13N20 | - |  |  |  | 1
EQ008729 | 09-09-2022; A%N W.B. | Autoclave |  | Autoclave | Zirbus | Buijs, MJ | VU/F/ACTA/MGW/PT | AC.13N24 | - |  |  |  | 1
EQ008728 |  | Autoclave |  | Autoclave | CertoClav | Buijs, MJ | VU/F/ACTA/MGW/PT | AC.13N24 | - |  |  |  | 1 | CertoClav Control
EQ008727 |  | Oven |  | Oven | Binder | Buijs, MJ | VU/F/ACTA/MGW/PT | AC.13N24 | - |  |  |  | 1
EQ008726 | 011359; 017425 | Computer |  | HP Computer | Hewlett Packard (HP) | Da Costa Pereira, D | VU/F/BETA/S&F/MCT | O2.03W31 | - |  |  |  | 1 | Compaq 6200
EQ008725 |  | Computer Monitor |  | Dell Monitor | Dell | Da Costa Pereira, D | VU/F/BETA/S&F/MCT | O2.03W31 | - |  |  |  | 1
EQ008724 |  | Microscope |  | Microscope | Carl Zeiss | Da Costa Pereira, D | VU/F/BETA/S&F/MCT | O2.03W31 | - |  |  |  | 1 | Primovert
EQ008723 |  | Rotator |  | Test Tube Rotator | Snijders | Buijs, MJ | VU/F/ACTA/MGW/PT | AC.13N14 | - |  |  |  | 1 | 34528
EQ008722 | 003-15028 | Microscope |  | Microscope | Carl Zeiss | Da Costa Pereira, D | VU/F/BETA/S&F/MCT | O2.03W31 | - |  |  |  | 1 | Axiovert 25
EQ008721 |  | Cell Counter |  | Cell Counter | Westburg | Da Costa Pereira, D | VU/F/BETA/S&F/MCT | O2.03W31 | - |  |  |  | 1 | Luna II
EQ008720 |  | Centrifuge |  | Microcentrifuge | VWR | Da Costa Pereira, D | VU/F/BETA/S&F/MCT | O2.03W31 | - |  |  |  | 1 | Mini Star
EQ008719 |  | Rotator |  | Test Tube Rotator | Labinco | Buijs, MJ | VU/F/ACTA/MGW/PT | AC.13N16 | - |  |  |  | 1 | L28270220
EQ008718 |  | Rotator |  | Test Tube Rotator | Snijders | Buijs, MJ | VU/F/ACTA/MGW/PT | AC.13N16 | - |  |  |  | 1 | 34528
EQ008717 | 000369 | Vortex |  | Vortex | Labinco | Da Costa Pereira, D | VU/F/BETA/S&F/MCT | O2.03W31 | - |  |  |  | 1 | L46
EQ008716 | BIBRO-1042; 3W21-302; LKexv 3910-22A F30 | Fridge |  | Refridgerator | Liebherr | Da Costa Pereira, D | VU/F/BETA/S&F/MCT | O2.03W31 | - |  |  |  | 1 | MediLine
EQ008715 | BIBRO-721; STOOF 1 | Incubator |  | CO2 Incubator | Thermo Fisher Scientific | Da Costa Pereira, D | VU/F/BETA/S&F/MCT | O2.03W31 | - |  |  |  | 1 | HERACELL 150i
EQ008714 |  | Rotator |  | Test Tube Rotator | Snijders | Buijs, MJ | VU/F/ACTA/MGW/PT | AC.13N16 | - |  |  |  | 1 | 34528
EQ008713 | 79-L35.550-R094-3469 | Hot Plate |  | Hot Plate Magnetic Stirrer | F Morat | Buijs, MJ | VU/F/ACTA/MGW/PT | AC.13N16 | - |  |  |  | 1 | M 21/1
EQ008712 | BIBRO-722; STOOF 2 | Incubator |  | CO2 Incubator | Thermo Fisher Scientific | Da Costa Pereira, D | VU/F/BETA/S&F/MCT | O2.03W31 | - |  |  |  | 1 | HERACELL 150i
EQ008711 | BIBRO-984 | Fridge |  | Refridgerator | Liebherr | Da Costa Pereira, D | VU/F/BETA/S&F/MCT | O2.03W31 | - |  |  |  | 1 | Comfort
EQ008710 | 011763 | Water Bath |  | Water Bath | GFL | Da Costa Pereira, D | VU/F/BETA/S&F/MCT | O2.03W31 | - |  |  |  | 1
EQ008709 |  | Rotator |  | Rotator | Grant Instruments | Da Costa Pereira, D | VU/F/BETA/S&F/MCT | O2.03W31 | - |  |  |  | 1
EQ008708 | MSC II 02; O2-03W31-LF02; 026504 | Biological Safety Cabinet |  | Biosafety Cabinet | Kojair | Da Costa Pereira, D | VU/F/BETA/S&F/MCT | O2.03W31 | - |  |  |  | 1 | Biowizard silver line
EQ008707 |  | Router/Switch |  | Wifi Booster | Deco | Da Costa Pereira, D | VU/F/BETA/S&F/MCT | O2.03W33 | - |  |  |  | 1 | AC2200 Smart Home Mesh Wi-Fi System
EQ008706 | MSC II 01; O2-03W31-LF01; 026498 | Biological Safety Cabinet |  | Biosafety Cabinet | Kojair | Da Costa Pereira, D | VU/F/BETA/S&F/MCT | O2.03W31 | - |  |  |  | 1 | Biowizard silver line
EQ008705 |  | Speakers |  | Google Home | Google | Da Costa Pereira, D | VU/F/BETA/S&F/MCT | O2.03W33 | - |  |  |  | 1 | Google Nest Audio GXCA6
EQ008704 |  | Glove box |  | Glovebox | Plas Labs | Da Costa Pereira, D | VU/F/BETA/S&F/MCT | O2.03W33 | - |  |  |  | 1 | Hypoxia Chamber 856 Hypo/EXP
EQ008703 | 058358 | Computer |  | MSI Computer | MSI | Da Costa Pereira, D | VU/F/BETA/S&F/MCT | O2.03W33 | - |  |  |  | 1 | Trident X SFF
EQ008702 |  | Computer Monitor |  | Dell Computer Monitor | Dell | Da Costa Pereira, D | VU/F/BETA/S&F/MCT | O2.03W33 | - |  |  |  | 1 | U2415b
EQ008701 |  | Imager |  | BioTek Imaging Reader | Bio-Tek Instruments | Da Costa Pereira, D | VU/F/BETA/S&F/MCT | O2.03W33 | - |  |  |  | 1 | Cytation 1
EQ008700 | 058359 | Computer |  | Dell Computer | Dell | Da Costa Pereira, D | VU/F/BETA/S&F/MCT | O2.03W33 | - |  |  |  | 1 | Precision 3431 SFF
EQ008699 |  | Computer Monitor |  | Dell Computer Monitor | Dell | Da Costa Pereira, D | VU/F/BETA/S&F/MCT | O2.03W33 | - |  |  |  | 1 | U2415b
EQ008698 |  | External Hard Disk |  | WD External Hard Drive | Western Digital (WD) | Da Costa Pereira, D | VU/F/BETA/S&F/MCT | O2.03W33 | - |  |  |  | 1 | My Book Duo
EQ008697 |  | Vacuum Cleaner |  | Dyson Vacuum | Dyson | Da Costa Pereira, D | VU/F/BETA/S&F/MCT | O2.03W33 | - |  |  |  | 1 | SV10
EQ008696 |  | Incubator |  | HeraTherm Incubator | Heraeus | Da Costa Pereira, D | VU/F/BETA/S&F/MCT | O2.03W33 | - |  |  |  | 1 | Heratherm IGS60
EQ008695 | 009670 | Computer |  | Laptop | Dell | Da Costa Pereira, D | VU/F/BETA/S&F/MCT | O2.03W33 | - |  |  |  | 1 | Latitude E5520
EQ008694 |  | Microplate reader |  | Roche Cell Analyzer | Roche | Da Costa Pereira, D | VU/F/BETA/S&F/MCT | O2.03W33 | - |  |  |  | 1 | xCELLIgence RTCA
EQ008693 |  | Incubator |  | Heracell CO2 Incubator | Heraeus | Da Costa Pereira, D | VU/F/BETA/S&F/MCT | O2.03W33 | - |  |  |  | 1 | HeraCell 150i
EQ008692 | Blue | Pipette |  | Pipette 0.5-10uL | Biohit | Da Costa Pereira, D | VU/F/BETA/S&F/MCT | O2.03W33 | - |  |  |  | 1 | m10
EQ008691 | Yellow | Pipette |  | Pipette 2-20uL | Biohit | Da Costa Pereira, D | VU/F/BETA/S&F/MCT | O2.03W33 | - |  |  |  | 1 | m200
EQ008690 |  | Computer |  | Phio Cellwatcher Controller | Phio | Da Costa Pereira, D | VU/F/BETA/S&F/MCT | O2.03W33 | - |  |  |  | 1 | Cellwatcher M6
EQ008689 |  | Pressure controller |  | TissUse Humimic Starter | TissUse | Da Costa Pereira, D | VU/F/BETA/S&F/MCT | O2.03W33 | - |  |  |  | 1 | HUMIMIC Starter
EQ008688 | Green | Pipette |  | Pipette 20-200uL | Biohit | Da Costa Pereira, D | VU/F/BETA/S&F/MCT | O2.03W33 | - |  |  |  | 1 | m200
EQ008687 | Green; Seahorse | Pipette |  | Pipette P20 | Gilson | Da Costa Pereira, D | VU/F/BETA/S&F/MCT | O2.03W33 | - |  |  |  | 1 | Pipetman
EQ008686 |  | Pressure controller |  | TissUse Humimic Starter | TissUse | Da Costa Pereira, D | VU/F/BETA/S&F/MCT | O2.03W33 | - |  |  |  | 1 | HUMIMIC Starter
EQ008685 | Green; Seahorse | Pipette |  | Pipette P1000 | Gilson | Da Costa Pereira, D | VU/F/BETA/S&F/MCT | O2.03W33 | - |  |  |  | 1 | Pipetman
EQ008684 |  | Vacuum Pump |  | Vacuubrand Vacuum Pump | Vacuubrand | Da Costa Pereira, D | VU/F/BETA/S&F/MCT | O2.03W33 | - |  |  |  | 1 | ME 1C
EQ008683 |  | Pipette |  | Eppendorf Pipette 30-300μL | Eppendorf | Da Costa Pereira, D | VU/F/BETA/S&F/MCT | O2.03W33 | - |  |  |  | 1 | Research Plus 30-300μL
EQ008682 |  | Pipette |  | Gilson Pipetman P1000 | Gilson | Da Costa Pereira, D | VU/F/BETA/S&F/MCT | O2.03W33 | - |  |  |  | 1 | Pipetman P1000
EQ008681 | 004572; DV088; BIBRO-1043; LAB IVM DV8 | Fridge |  | Refridgerator | Bosch | Da Costa Pereira, D | VU/F/BETA/S&F/MCT | O2.03W33 | - |  |  |  | 1 | Economic Super computer control
EQ008680 |  | Pipette |  | Gilson Pipetman P200 | Gilson | Da Costa Pereira, D | VU/F/BETA/S&F/MCT | O2.03W33 | - |  |  |  | 1 | Pipetman P200
EQ008679 |  | Pipette |  | Gilson Pipetman P2 | Gilson | Da Costa Pereira, D | VU/F/BETA/S&F/MCT | O2.03W33 | - |  |  |  | 1 | Pipetman P2
EQ008678 |  | Pipette |  | Gilson Pipetman P20 | Gilson | Da Costa Pereira, D | VU/F/BETA/S&F/MCT | O2.03W33 | - |  |  |  | 1 | Pipetman P20
EQ008677 | BIBRO-883; 902009100/LKexv3910-2/925002900 | Fridge |  | Refridgerator | Liebherr | Da Costa Pereira, D | VU/F/BETA/S&F/MCT | O2.03W33 | - |  |  |  | 1 | MediLine
EQ008676 |  | Vortex |  | Ika Vortex | IKA | Da Costa Pereira, D | VU/F/BETA/S&F/MCT | O2.03W33 | - |  |  |  | 1 | V 1 S000
EQ008675 | 000544 | pH Meter |  | Schott pH Meter | Schott | Da Costa Pereira, D | VU/F/BETA/S&F/MCT | O2.03W33 | - |  |  |  | 1 | pH-meter CG 825
EQ008674 |  | Extension Cable |  | Extension Cable | VU | Da Costa Pereira, D | VU/F/BETA/S&F/MCT | O2.03W33 | - |  |  |  | 1
EQ008673 | 380; DV14; 005552; Mol Tox; Green; BIBRO-1044 | Fridge |  | Refridgerator | Liebherr | Da Costa Pereira, D | VU/F/BETA/S&F/MCT | O2.03W33 | - |  |  |  | 1 | Comfort
EQ008672 |  | Extension Cable |  | Extension Cable | VU | Da Costa Pereira, D | VU/F/BETA/S&F/MCT | O2.03W33 | - |  |  |  | 1
EQ008671 |  | Pipette |  | M1000 Pipette | Biohit | Da Costa Pereira, D | VU/F/BETA/S&F/MCT | O2.03W33 | - |  |  |  | 1 | M1000
EQ008670 |  | External Hard Disk |  | Disk Station | Synology | Da Costa Pereira, D | VU/F/BETA/S&F/MCT | O2.03W33 | - |  |  |  | 1 | DS2415+
EQ008669 |  | Computer Monitor |  | Dell Monitor | Dell | Da Costa Pereira, D | VU/F/BETA/S&F/MCT | O2.03W33 | - |  |  |  | 1
EQ008668 | 4BZRDN2 | Computer |  | Dell Computer | Dell | Da Costa Pereira, D | VU/F/BETA/S&F/MCT | O2.03W33 | - |  |  |  | 1 | Precision Tower 7810
EQ008667 |  | Microplate reader |  | Microplate imager for HCA | Perkin-Elmer | Da Costa Pereira, D | VU/F/BETA/S&F/MCT | O2.03W33 | - |  |  |  | 1 | Operetta CLS High content analysis system
EQ008666 |  | Centrifuge |  | Centrifuge | Thermo Fisher Scientific | Da Costa Pereira, D | VU/F/BETA/S&F/MCT | O2.03W33 | - |  |  |  | 1 | Heraeus Megafuge 40R
EQ008665 |  | Computer Monitor |  | Dell Monitor | Dell | Da Costa Pereira, D | VU/F/BETA/S&F/MCT | O2.03W33 | - |  |  |  | 1
EQ008664 |  | Computer Monitor |  | Agilent Monitor | Agilent | Da Costa Pereira, D | VU/F/BETA/S&F/MCT | O2.03W33 | - |  |  |  | 1 | E001075
EQ008663 |  | Metabolic Analyzer |  | Metabolic Analyzer | Agilent | Da Costa Pereira, D | VU/F/BETA/S&F/MCT | O2.03W33 | - |  |  |  | 1 | Seahorse XFe96
EQ008662 |  | Incubator |  | Incubator | VWR | Da Costa Pereira, D | VU/F/BETA/S&F/MCT | O2.03W33 | - |  |  |  | 1 | Incu-line
EQ008661 | 011637 | Hot Plate |  | VWR Hot Plate | VWR | Da Costa Pereira, D | VU/F/BETA/S&F/MCT | O2.03W33 | - |  |  |  | 1 | VMS-A S040
EQ008660 | MCN set 8 P200 | Pipette |  | Pipette P200 | Gilson | Gouwenberg, Y | VU/F/BETA/CNCR/MCN | WN.C321 | - |  |  |  | 1 | pipetman
EQ008659 | MCN set 4 P20-ARIA | Pipette |  | Pipette P20 | Gilson | Gouwenberg, Y | VU/F/BETA/CNCR/MCN | WN.C335 | - |  |  |  | 1 | pipetman
EQ008658 | MCN set 7 P1000 B316 | Pipette |  | Pipette P1000 | Gilson | Gouwenberg, Y | VU/F/BETA/CNCR/MCN | WN.B316 | - |  |  |  | 1 | pipetman
EQ008657 | RWD2 | Stereotact |  | Surgery stereotact | RWD Life science CO | Loo, RJ van der | VU/F/BETA/CNCR/MCN | WN.B238 | - |  |  |  | 1
EQ008656 | dell81 | Computer |  | PC Dell | Dell | Da Costa Pereira, D | VU/F/BETA/S&F/MCT | O2.03W45 | - |  |  |  | 1 | Optiplex 990
EQ008655 | 011304 | Computer Monitor |  | Computer Monitor Dell | Dell | Da Costa Pereira, D | VU/F/BETA/S&F/MCT | O2.03W45 | - |  |  |  | 1
EQ008654 |  | Extension Cable |  | Extension Cable | VU | Da Costa Pereira, D | VU/F/BETA/S&F/MCT | O2.03W45 | - |  |  |  | 1
EQ008653 | 000706 | Extension Cable |  | Extension Cable | VU | Da Costa Pereira, D | VU/F/BETA/S&F/MCT | O2.03W45 | - |  |  |  | 1
EQ008652 | 011294 | Autosampler |  | Auto Sampler | Shimadzu | Da Costa Pereira, D | VU/F/BETA/S&F/MCT | O2.03W45 | - |  |  |  | 1 | SIL-20AC
EQ008651 | 011298 | UV/VIS Detector |  | UV/Vis Detector | Shimadzu | Da Costa Pereira, D | VU/F/BETA/S&F/MCT | O2.03W45 | - |  |  |  | 1 | SPD-20A
EQ008650 | 011293 | HPLC System Controller |  | Communications Bus Module | Shimadzu | Da Costa Pereira, D | VU/F/BETA/S&F/MCT | O2.03W45 | - |  |  |  | 1 | CMB-20A
EQ008649 | 011292; B | Liquid Chromatograph |  | Liquid Chromatograph | Shimadzu | Da Costa Pereira, D | VU/F/BETA/S&F/MCT | O2.03W45 | - |  |  |  | 1 | LC-20AD
EQ008648 | 011291; A | Liquid Chromatograph |  | Liquid Chromatograph | Shimadzu | Da Costa Pereira, D | VU/F/BETA/S&F/MCT | O2.03W45 | - |  |  |  | 1 | LC-20AD
EQ008647 |  | Degasser |  | Degassing Unit | Shimadzu | Da Costa Pereira, D | VU/F/BETA/S&F/MCT | O2.03W45 | - |  |  |  | 1 | DGU-20A3
EQ008646 | dell62 | Computer |  | PC Dell | Dell | Da Costa Pereira, D | VU/F/BETA/S&F/MCT | O2.03W45 | - |  |  |  | 1
EQ008645 | tct1497 | Computer Monitor |  | Computer Monitor Dell | Dell | Da Costa Pereira, D | VU/F/BETA/S&F/MCT | O2.03W45 | - |  |  |  | 1
EQ008644 |  | Extension Cable |  | Extension Cable | Kaiser | Da Costa Pereira, D | VU/F/BETA/S&F/MCT | O2.03W45 | - |  |  |  | 1
EQ008643 |  | Extension Cable |  | Extension Cable | VU | Da Costa Pereira, D | VU/F/BETA/S&F/MCT | O2.03W45 | - |  |  |  | 1
EQ008642 | 000720 | Column Oven |  | Column Oven | Shimadzu | Da Costa Pereira, D | VU/F/BETA/S&F/MCT | O2.03W45 | - |  |  |  | 1 | CTO-20AC
EQ008641 |  | UV/VIS Detector |  | UV/Vis Detector | Shimadzu | Da Costa Pereira, D | VU/F/BETA/S&F/MCT | O2.03W45 | - |  |  |  | 1 | SPD-20A
EQ008640 | 011299 | Autosampler |  | Auto Sampler | Shimadzu | Da Costa Pereira, D | VU/F/BETA/S&F/MCT | O2.03W45 | - |  |  |  | 1 | SIL-20AC
EQ008639 | 011287 | UV/VIS Detector |  | UV/Vis Detector | Shimadzu | Da Costa Pereira, D | VU/F/BETA/S&F/MCT | O2.03W45 | - |  |  |  | 1 | SPD-20A
EQ008638 | 011301; B | Liquid Chromatograph |  | Liquid Chromatograph | Shimadzu | Da Costa Pereira, D | VU/F/BETA/S&F/MCT | O2.03W45 | - |  |  |  | 1 | LC-20AD
EQ008637 | 011302; A | Liquid Chromatograph |  | Liquid Chromatograph | Shimadzu | Da Costa Pereira, D | VU/F/BETA/S&F/MCT | O2.03W45 | - |  |  |  | 1 | LC-20AD
EQ008636 |  | Degasser |  | Degassing Unit | Shimadzu | Da Costa Pereira, D | VU/F/BETA/S&F/MCT | O2.03W45 | - |  |  |  | 1 | DGU-20A3
EQ008635 | 011300 | HPLC System Controller |  | Communications Bus Module | Shimadzu | Da Costa Pereira, D | VU/F/BETA/S&F/MCT | O2.03W45 | - |  |  |  | 1 | CMB-20A
EQ008634 |  | Pipette |  | Pipette P1000 | Eppendorf | Da Costa Pereira, D | VU/F/BETA/S&F/MCT | O2.03W45 | - |  |  |  | 1 | Pipetman
EQ008633 | 321; Blue Tape | Pipette |  | Pipette P20 | Eppendorf | Da Costa Pereira, D | VU/F/BETA/S&F/MCT | O2.03W45 | - |  |  |  | 1 | Pipetman
EQ008632 | MS-lab | Pipette |  | Pipette 100 | Eppendorf | Da Costa Pereira, D | VU/F/BETA/S&F/MCT | O2.03W45 | - |  |  |  | 1 | Research plus
EQ008631 |  | Extension Cable |  | Extension Cable | VU | Da Costa Pereira, D | VU/F/BETA/S&F/MCT | O2.03W45 | - |  |  |  | 1
EQ008630 | HP121 | Computer Monitor |  | Computer Monitor Dell | Dell | Da Costa Pereira, D | VU/F/BETA/S&F/MCT | O2.03W45 | - |  |  |  | 1
EQ008629 | HP121 | Computer |  | HP Compaq | Hewlett Packard (HP) | Da Costa Pereira, D | VU/F/BETA/S&F/MCT | O2.03W45 | - |  |  |  | 1
EQ008628 |  | Extension Cable |  | Extension Cable | VU | Da Costa Pereira, D | VU/F/BETA/S&F/MCT | O2.03W45 | - |  |  |  | 1
EQ008627 | 004604; 011372 | Absorbance Detector |  | Diode Array Detector | Agilent | Da Costa Pereira, D | VU/F/BETA/S&F/MCT | O2.03W45 | - |  |  |  | 1 | 1200 Series DAD SL
EQ008626 | 004603; 011371 | Column Oven |  | Column Oven | Agilent | Da Costa Pereira, D | VU/F/BETA/S&F/MCT | O2.03W45 | - |  |  |  | 1 | 1200 Series TCC SL
EQ008625 | 004602; 011370 | Temperature Control Module |  | Temperature Controller Unit | Agilent | Da Costa Pereira, D | VU/F/BETA/S&F/MCT | O2.03W45 | - |  |  |  | 1 | 1200 Series FC/ALS Therm
EQ008624 | 004601; 011369 | Autosampler |  | Autosampler | Agilent | Da Costa Pereira, D | VU/F/BETA/S&F/MCT | O2.03W45 | - |  |  |  | 1 | 1200 Series HiP-ALS SL
EQ008623 | 011368; 004600 | HPLC Pump |  | Binary Pump | Agilent | Da Costa Pereira, D | VU/F/BETA/S&F/MCT | O2.03W45 | - |  |  |  | 1 | 1200 Series Bin SL Pump
EQ008622 | 011367 | Degasser |  | Degassing Unit | Agilent | Da Costa Pereira, D | VU/F/BETA/S&F/MCT | O2.03W45 | - |  |  |  | 1 | 1200 Series Degasser
EQ008621 |  | Connecting Unit |  | Lan Port | Hewlett Packard (HP) | Da Costa Pereira, D | VU/F/BETA/S&F/MCT | O2.03W45 | - |  |  |  | 1 | HPE OfficeConnect 1420 Series
EQ008620 |  | Vacuum Pump |  | LC Vacuum Pump | Agilent | Da Costa Pereira, D | VU/F/BETA/S&F/MCT | O2.03W45 | - |  |  |  | 1 | MS40+
EQ008619 |  | HPLC Pump |  | LC Pump | Agilent | Da Costa Pereira, D | VU/F/BETA/S&F/MCT | O2.03W45 | - |  |  |  | 1 | 1290 Flexible Pump
EQ008618 |  | Autosampler |  | Auto Sampler | Agilent | Da Costa Pereira, D | VU/F/BETA/S&F/MCT | O2.03W45 | - |  |  |  | 1 | 1290 Vial Sampler
EQ008617 |  | Column Oven |  | Column Oven | Agilent | Da Costa Pereira, D | VU/F/BETA/S&F/MCT | O2.03W45 | - |  |  |  | 1 | 1290 MCT
EQ008616 |  | Liquid Chromatograph |  | LC TOF | Agilent | Da Costa Pereira, D | VU/F/BETA/S&F/MCT | O2.03W45 | - |  |  |  | 1 | 6230
EQ008615 |  | Computer |  | PC HP | Hewlett Packard (HP) | Da Costa Pereira, D | VU/F/BETA/S&F/MCT | O2.03W45 | - |  |  |  | 1 | Z4
EQ008614 |  | Computer Monitor |  | Computer Monitor HP | Hewlett Packard (HP) | Da Costa Pereira, D | VU/F/BETA/S&F/MCT | O2.03W45 | - |  |  |  | 1 | HP Compaq LA2206xc
EQ008613 | 3W45-301; Bibro-1109 | Fridge |  | Fridge | Liebherr | Da Costa Pereira, D | VU/F/BETA/S&F/MCT | O2.03W29 | - |  |  |  | 1 | MedLine
EQ008612 | 011290 | Autosampler |  | Auto Sampler | Shimadzu | Da Costa Pereira, D | VU/F/BETA/S&F/MCT | O2.03W45 | - |  |  |  | 1 | SIL-20AC
EQ008611 | 011286 | Liquid Chromatograph |  | Liquid Chromatograph | Shimadzu | Da Costa Pereira, D | VU/F/BETA/S&F/MCT | O2.03W45 | - |  |  |  | 1 | LC20AB
EQ008610 |  | Degasser |  | Degassing Unit | Shimadzu | Da Costa Pereira, D | VU/F/BETA/S&F/MCT | O2.03W45 | - |  |  |  | 1 | DGU-20A3R
EQ008609 | 011268 | UV/VIS Detector |  | UV/Vis Detector | Shimadzu | Da Costa Pereira, D | VU/F/BETA/S&F/MCT | O2.03W45 | - |  |  |  | 1 | SPD-20A
EQ008608 | 011289 | Fraction Collector |  | Fraction Collector | Shimadzu | Da Costa Pereira, D | VU/F/BETA/S&F/MCT | O2.03W45 | - |  |  |  | 1 | FRC-10A
EQ008607 | 011288 | HPLC System Controller |  | Communications Bus Module | Shimadzu | Da Costa Pereira, D | VU/F/BETA/S&F/MCT | O2.03W45 | - |  |  |  | 1 | CMB-20A
EQ008606 |  | Extension Cable |  | Extension Cable | VU | Da Costa Pereira, D | VU/F/BETA/S&F/MCT | O2.03W45 | - |  |  |  | 1
EQ008605 | 011284 | Computer |  | PC HP | Hewlett Packard (HP) | Da Costa Pereira, D | VU/F/BETA/S&F/MCT | O2.03W45 | - |  |  |  | 1
EQ008604 | 011374 | Computer Monitor |  | Computer Monitor HP | Hewlett Packard (HP) | Da Costa Pereira, D | VU/F/BETA/S&F/MCT | O2.03W45 | - |  |  |  | 1 | HP Compaq LA2206xc
EQ008603 | 008877 | Homogeniser |  | High Pressure Homogeniser | Avestin | Da Costa Pereira, D | VU/F/BETA/S&F/MCT | O2.03E24 | - |  |  |  | 1 | EmulsiFlex-C3
EQ008602 | 3E24-01; Bibro-590; Moltox | Centrifuge |  | Ultra Low Freezer -86C | Snijders | Da Costa Pereira, D | VU/F/BETA/S&F/MCT | O2.03E24 | - |  |  |  | 1 | Evosafe-Series VF720 86
EQ008601 | 008950 | Centrifuge |  | Ultracentrifuge | Beckman Coulter | Da Costa Pereira, D | VU/F/BETA/S&F/MCT | O2.03E24 | - |  |  |  | 1 | Optima XE-90 Ultracentrifuge
EQ008600 | 000501 | Incubator |  | Incubator | MMM Group | Da Costa Pereira, D | VU/F/BETA/S&F/MCT | O2.03E26 | - |  |  |  | 1 | Venticell
EQ008599 | Moltox | Dishwasher |  | Dishwasher | Miele | Da Costa Pereira, D | VU/F/BETA/S&F/MCT | O2.03E26 | - |  |  |  | 1 | G 7883 CD
EQ008598 |  | Ice Machine |  | Ice Machine | Systec | Da Costa Pereira, D | VU/F/BETA/S&F/MCT | O2.03E26 | - |  |  |  | 1 | Eismachine
EQ008597 |  | Ice Machine |  | Ice Machine | Systec | Da Costa Pereira, D | VU/F/BETA/S&F/MCT | O2.03E26 | - |  |  |  | 1 | Eismachine
EQ008596 |  | Autoclave |  | Autoclave | Systec | Da Costa Pereira, D | VU/F/BETA/S&F/MCT | O2.03E26 | - |  |  |  | 1 | VX-150
EQ008595 |  | Computer |  | PC HP | Hewlett Packard (HP) | Da Costa Pereira, D | VU/F/BETA/S&F/MCT | O2.03E26 | - |  |  |  | 1
EQ008594 | GEHEIM | Computer Monitor |  | Computer Monitor HP | Hewlett Packard (HP) | Da Costa Pereira, D | VU/F/BETA/S&F/MCT | O2.03E26 | - |  |  |  | 1 | HP L2045w
EQ008593 | 033498 | Computer |  | PC HP | Hewlett Packard (HP) | Da Costa Pereira, D | VU/F/BETA/S&F/MCT | O2.03E17A | - |  |  |  | 1 | Prodesk
EQ008592 |  | Computer Monitor |  | Computer Monitor HP | Hewlett Packard (HP) | Da Costa Pereira, D | VU/F/BETA/S&F/MCT | O2.03E17A | - |  |  |  | 1 | Compaq LA2405wg
EQ008591 |  | Microscope |  | Microscope | Carl Zeiss | Da Costa Pereira, D | VU/F/BETA/S&F/MCT | O2.03E17A | - |  |  |  | 1 | Primovert
EQ008590 |  | Vortex |  | Vortex | VWR | Da Costa Pereira, D | VU/F/BETA/S&F/MCT | O2.03E17A | - |  |  |  | 1 | REAX TOP VWR
EQ008589 |  | Centrifuge |  | Centrifuge | VWR | Da Costa Pereira, D | VU/F/BETA/S&F/MCT | O2.03E17A | - |  |  |  | 1 | Ministar
EQ008588 |  | Extension Cable |  | Extension Cable | VU | Da Costa Pereira, D | VU/F/BETA/S&F/MCT | O2.03E17A | - |  |  |  | 1
EQ008587 |  | Extension Cable |  | Extension Cable | VU | Da Costa Pereira, D | VU/F/BETA/S&F/MCT | O2.03E17A | - |  |  |  | 1
EQ008586 |  | Vacuum Pump |  | Vacuum Pump | Vacuubrand | Da Costa Pereira, D | VU/F/BETA/S&F/MCT | O2.03E17A | - |  |  |  | 1 | PC 3004 Vario
EQ008585 |  | Water Bath |  | Water Bath | GFL | Da Costa Pereira, D | VU/F/BETA/S&F/MCT | O2.03E17A | - |  |  |  | 1 | 1083
EQ008584 | Bibro-728; 03E17a-101 | Fridge |  | Fridge | Liebherr | Da Costa Pereira, D | VU/F/BETA/S&F/MCT | O2.03E17A | - |  |  |  | 1 | Comfort
EQ008583 | Bibro-1099; 3E17A-301 | Fridge |  | Fridge | Liebherr | Da Costa Pereira, D | VU/F/BETA/S&F/MCT | O2.03E17A | - |  |  |  | 1 | MedLine
EQ008582 |  | Incubator |  | CO2 Incubator | Thermo Fisher Scientific | Da Costa Pereira, D | VU/F/BETA/S&F/MCT | O2.03E17A | - |  |  |  | 1 | HERAcell 150i
EQ008581 | 011314 | Centrifuge |  | Centrifuge | Thermo Fisher Scientific | Da Costa Pereira, D | VU/F/BETA/S&F/MCT | O2.03E17A | - |  |  |  | 1 | HERAcell 150i
EQ008580 | 008452 | Incubator |  | CO2 Incubator | Thermo Fisher Scientific | Da Costa Pereira, D | VU/F/BETA/S&F/MCT | O2.03E17A | - |  |  |  | 1 | HERAcell 150i
EQ008579 |  | Pipette |  | Pipette Electronic | Integra | Da Costa Pereira, D | VU/F/BETA/S&F/MCT | O2.03E17A | - |  |  |  | 1 | Pipetboy
EQ008578 | CC1 | Pipette |  | Pipette 200 | Eppendorf | Da Costa Pereira, D | VU/F/BETA/S&F/MCT | O2.03E17A | - |  |  |  | 1 | Research plus
EQ008577 |  | Pipette |  | Pipette 1000 | Eppendorf | Da Costa Pereira, D | VU/F/BETA/S&F/MCT | O2.03E17A | - |  |  |  | 1 | Research plus
EQ008576 | CC1 | Pipette |  | Pipette 20 | Eppendorf | Da Costa Pereira, D | VU/F/BETA/S&F/MCT | O2.03E17A | - |  |  |  | 1 | Research plus
EQ008575 | CC1 | Pipette |  | Pipette 10 | Eppendorf | Da Costa Pereira, D | VU/F/BETA/S&F/MCT | O2.03E17A | - |  |  |  | 1 | Research plus
EQ008574 |  | Pipette |  | Pipette Electronic Multichannel 300 | Eppendorf | Da Costa Pereira, D | VU/F/BETA/S&F/MCT | O2.03E17A | - |  |  |  | 1 | Xplorer plus
EQ008573 |  | Pipette |  | Pipette Electronic | Integra | Da Costa Pereira, D | VU/F/BETA/S&F/MCT | O2.03E17A | - |  |  |  | 1 | Pipetboy
EQ008572 |  | Pipette |  | Pipette 20 | Eppendorf | Da Costa Pereira, D | VU/F/BETA/S&F/MCT | O2.03E17A | - |  |  |  | 1 | Research plus
EQ008571 |  | Pipette |  | Pipette 10 | Eppendorf | Da Costa Pereira, D | VU/F/BETA/S&F/MCT | O2.03E17A | - |  |  |  | 1 | Research plus
EQ008570 |  | Pipette |  | Pipette 200 | Eppendorf | Da Costa Pereira, D | VU/F/BETA/S&F/MCT | O2.03E17A | - |  |  |  | 1 | Research plus
EQ008569 |  | Pipette |  | Pipette 1000 | Eppendorf | Da Costa Pereira, D | VU/F/BETA/S&F/MCT | O2.03E17A | - |  |  |  | 1 | Research plus
EQ008568 |  | Spiral Platter |  | Spiral Plater | IUL | Buijs, MJ | VU/F/ACTA/MGW/PT | AC.13N20 | - |  |  |  | 1 | Eddy Jet 2W
EQ008567 | pink label | Vortex |  | Vortex (WINN) | Winn b.v. | Buijs, MJ | VU/F/ACTA/MGW/PT | AC.13N20 | - |  |  |  | 1
EQ008566 |  | Spiral Platter |  | Spiral Plater | IUL | Buijs, MJ | VU/F/ACTA/MGW/PT | AC.13N20 | - |  |  |  | 1 | Eddy Jet
EQ008565 |  | Shaker/Mixer |  | Reciprocal Water Bath Shaker | New Brunswick Scientific | Buijs, MJ | VU/F/ACTA/MGW/PT | AC.13N18 | - |  |  |  | 1 | R76
EQ008564 | pink label | Vortex |  | Vortex (WINN) | Winn b.v. | Buijs, MJ | VU/F/ACTA/MGW/PT | AC.13N20 | - |  |  |  | 1
EQ008563 |  | Centrifuge |  | Eppendorf Centrifuge | Eppendorf | Buijs, MJ | VU/F/ACTA/MGW/PT | AC.13N20 | - |  |  |  | 1 | Centrifuge 5425
EQ008562 | 0BC | Orbital shaker |  | Orbital Benchtop Shaker | Sartorius | Buijs, MJ | VU/F/ACTA/MGW/PT | AC.13N18 | - |  |  |  | 1 | Certomat SII
EQ008561 |  | Water Bath |  | Julabo Water Bath | Julabo | Buijs, MJ | VU/F/ACTA/MGW/PT | AC.13N20 | - |  |  |  | 1 | TW8
EQ008560 |  | Shaker/Mixer |  | See-Saw Rocker | Stuart Scientific | Buijs, MJ | VU/F/ACTA/MGW/PT | AC.13N18 | - |  |  |  | 1 | SSL4
EQ008559 |  | Vortex |  | Vortex | Scientific Industries Inc. | Buijs, MJ | VU/F/ACTA/MGW/PT | AC.13N20 | - |  |  |  | 1 | Vortex Genie 2 G560E
EQ008558 |  | Ultrasonic Processor |  | Sonicator | Sonics | Buijs, MJ | VU/F/ACTA/MGW/PT | AC.13N20 | - |  |  |  | 1 | VCX130
EQ008557 |  | Hot Plate |  | Heidolph Hot Plate | Heidolph | Buijs, MJ | VU/F/ACTA/MGW/PT | AC.13N20 | - |  |  |  | 1 | MR Hei-Standard
EQ008556 |  | Vacuum Pump |  | KNF Vacuum Pump | KNF | Buijs, MJ | VU/F/ACTA/MGW/PT | AC.13N20 | - |  |  |  | 1 | N810.3 FT.18
EQ008555 |  | Vortex |  | Vortex | Scientific Industries Inc. | Buijs, MJ | VU/F/ACTA/MGW/PT | AC.13N20 | - |  |  |  | 1 | Vortex Genie 2 G560E
EQ008554 |  | Radio |  | Radio | Aiwa | Buijs, MJ | VU/F/ACTA/MGW/PT | AC.13N20 | - |  |  |  | 1 | CSD-ES100
EQ008553 |  | Microplate reader |  | Microplate Reader | Molecular Devices | Buijs, MJ | VU/F/ACTA/MGW/PT | AC.13N20 | - |  |  |  | 1 | SPECTRA max M2
EQ008552 |  | Computer Monitor |  | Computer Monitor | ViewSonic | Buijs, MJ | VU/F/ACTA/MGW/PT | AC.13N20 | - |  |  |  | 1 | VG2228wm-LED
EQ008551 |  | Vortex |  | Vortex (snijders) | Snijders | Buijs, MJ | VU/F/ACTA/MGW/PT | AC.13N20 | - |  |  |  | 1
EQ008550 |  | Oven |  | Memmert Oven | Memmert | Buijs, MJ | VU/F/ACTA/MGW/PT | AC.13N20 | - |  |  |  | 1 | E15156E
EQ008549 |  | Computer Monitor |  | Computer Monitor | Dell | Buijs, MJ | VU/F/ACTA/MGW/PT | AC.13N20 | - |  |  |  | 1
EQ008548 |  | Vortex |  | Vortex | Scientific Industries Inc. | Buijs, MJ | VU/F/ACTA/MGW/PT | AC.13N20 | - |  |  |  | 1 | Vortex Genie 2 G560E
EQ008547 |  | pH Meter |  | pH Meter | Sentron | Buijs, MJ | VU/F/ACTA/MGW/PT | AC.13N20 | - |  |  |  | 1 | Titan X
EQ008546 |  | pH Meter |  | pH meter | MeterLab | Buijs, MJ | VU/F/ACTA/MGW/PT | AC.13N20 | - |  |  |  | 1
EQ008545 |  | Hot Plate |  | Heidolph Hot Plate | Heidolph | Buijs, MJ | VU/F/ACTA/MGW/PT | AC.13N20 | - |  |  |  | 1 | MR Hei-Standard
EQ008544 |  | Vortex |  | Vortex | Scientific Industries Inc. | Buijs, MJ | VU/F/ACTA/MGW/PT | AC.13N20 | - |  |  |  | 1 | Vortex-genie2 G-560E
EQ008543 |  | Hot Plate |  | Hot stirrer plate | Heidolph | Buijs, MJ | VU/F/ACTA/MGW/PT | AC.13N20 | - |  |  |  | 0 | MR 3001
EQ008542 |  | pH Meter |  | pH Meter | MeterLab | Buijs, MJ | VU/F/ACTA/MGW/PT | AC.13N20 | - |  |  |  | 1 | PHM220
EQ008541 |  | Vacuum Pump |  | Edwards Vacuum Pump | Edwards | Buijs, MJ | VU/F/ACTA/MGW/PT | AC.13N20 | - |  |  |  | 1 | E2m5
EQ008540 |  | Hot Plate |  | Hot stirrer plate | Heidolph | Buijs, MJ | VU/F/ACTA/MGW/PT | AC.13N20 | - |  |  |  | 1 | MR 3001
EQ008539 |  | pH Meter |  | pH Meter | MeterLab | Buijs, MJ | VU/F/ACTA/MGW/PT | AC.13N20 | - |  |  |  | 1 | PHM220
EQ008538 |  | Hot Plate |  | Hot Plate | Retsch | Buijs, MJ | VU/F/ACTA/MGW/PT | AC.13N18 | - |  |  |  | 1 | 1070
EQ008537 | pH 3 | pH Meter |  | pH Meter | Sentron | Buijs, MJ | VU/F/ACTA/MGW/PT | AC.13N20 | - |  |  |  | 1 | SI600 7600-010
EQ008536 |  | Cell Counter |  | Colony Counter | Stuart Scientific | Buijs, MJ | VU/F/ACTA/MGW/PT | AC.13N20 | - |  |  |  | 1 | SC5
EQ008535 | pH 1 | pH Meter |  | pH Meter | Sentron | Buijs, MJ | VU/F/ACTA/MGW/PT | AC.13N20 | - |  |  |  | 1 | SI600 7600-010
EQ008534 |  | Photometer |  | Biophotometer | Eppendorf | Buijs, MJ | VU/F/ACTA/MGW/PT | AC.13N20 | - |  |  |  | 1 | BioPhotometer plus
EQ008533 |  | Microscope |  | microscope | Olympus | Buijs, MJ | VU/F/ACTA/MGW/PT | AC.13N20 | - |  |  |  | 1
EQ008532 |  | Vortex |  | Vortex | Scientific Industries Inc. | Buijs, MJ | VU/F/ACTA/MGW/PT | AC.13N20 | - |  |  |  | 1 | Vortex Genie 2 G560E
EQ008531 |  | Microscope |  | microscope | Carl Zeiss | Buijs, MJ | VU/F/ACTA/MGW/PT | AC.13N20 | - |  |  |  | 1
EQ008530 |  | Gas Burner |  | Gas Burner | Clean Air Technik | Buijs, MJ | VU/F/ACTA/MGW/PT | AC.13N20 | - |  |  |  | 1 | 2900008
EQ008529 |  | Microscope |  | microscope | Olympus | Buijs, MJ | VU/F/ACTA/MGW/PT | AC.13N20 | - |  |  |  | 1
EQ008528 |  | Light Source |  | uv light device | Ultraviolet products inc | Buijs, MJ | VU/F/ACTA/MGW/PT | AC.13N20 | - |  |  |  | 1
EQ008527 |  | Barcode Scanner |  | Datalogic Scanner | Datalogic | Buijs, MJ | VU/F/ACTA/MGW/PT | AC.13N20 | - |  |  |  | 1 | QuickScan BC2030
EQ008526 | MCN set 9 P20 | Pipette |  | P20 | Gilson | Gouwenberg, Y | VU/F/BETA/CNCR/MCN | WN.A303 | - |  |  |  | 1 | P20
EQ008525 |  | Vortex |  | Vortex | Scientific Industries Inc. | Buijs, MJ | VU/F/ACTA/MGW/PT | AC.13N20 | - |  |  |  | 1 | Vortex Genie 2 G560E
EQ008524 |  | Microscope |  | microscope | Carl Zeiss | Buijs, MJ | VU/F/ACTA/MGW/PT | AC.13N20 | - |  |  |  | 1
EQ008523 |  | Thermostat |  | IKA Thermostat | IKA | Buijs, MJ | VU/F/ACTA/MGW/PT | AC.13N20 | - |  |  |  | 1 | EH4 Basic
EQ008522 |  | Imager |  | Western Blot Imager | Molecular Devices | Buijs, MJ | VU/F/ACTA/MGW/PT | AC.13N20 | - |  |  |  | 1 | SpectraMax i3x
EQ008521 |  | Hot Plate |  | IKA Hot Plate Controller | IKA | Buijs, MJ | VU/F/ACTA/MGW/PT | AC.13N20 | - |  |  |  | 1 | ES5
EQ008520 | MCN P200 | Pipette |  | P200 | Gilson | Gouwenberg, Y | VU/F/BETA/CNCR/MCN | WN.A303 | - |  |  |  | 0
EQ008519 |  | Hot Plate |  | Ikamag Hot Plate | IKA | Buijs, MJ | VU/F/ACTA/MGW/PT | AC.13N20 | - |  |  |  | 1 | EOA 9
EQ008518 |  | Balance |  | Sartorius Balance | Sartorius | Buijs, MJ | VU/F/ACTA/MGW/PT | AC.13N20 | - |  |  |  | 1 | MSE2203P
EQ008517 |  | Balance |  | Sartorius Balance | Sartorius | Buijs, MJ | VU/F/ACTA/MGW/PT | AC.13N20 | - |  |  |  | 1 | ME235P
EQ008516 | pink label | Gas Burner |  | gas burner | Tecnomara | Buijs, MJ | VU/F/ACTA/MGW/PT | AC.13N20 | - |  |  |  | 1
EQ008515 |  | Shaker/Mixer |  | Shaker | DPC | Buijs, MJ | VU/F/ACTA/MGW/PT | AC.13N20 | - |  |  |  | 1 | Milenia micromix 4 shaker
EQ008514 |  | Extension Cable |  | Extension Cable | VU | Buijs, MJ | VU/F/ACTA/MGW/PT | AC.13N20 | - |  |  |  | 1
EQ008513 | pink label | Microscope |  | Microscope | Carl Zeiss | Buijs, MJ | VU/F/ACTA/MGW/PT | AC.13N20 | - |  |  |  | 1
EQ008512 | pink label | Centrifuge |  | Centrifuge | Eppendorf | Buijs, MJ | VU/F/ACTA/MGW/PT | AC.13N20 | - |  |  |  | 1 | 5425
EQ008511 |  | X-ray |  | Philips X-Ray Generator | Philips | Buijs, MJ | VU/F/ACTA/MGW/PT | AC.13N20B | - |  |  |  | 1 | PW 1729
EQ008510 |  | Vortex |  | Vortex | Scientific Industries Inc. | Buijs, MJ | VU/F/ACTA/MGW/PT | AC.13N20 | - |  |  |  | 1 | G560E
EQ008509 |  | Microscope |  | microscope | Olympus | Buijs, MJ | VU/F/ACTA/MGW/PT | AC.13N20 | - |  |  |  | 1
EQ008508 | pink label;02107213 | Magnetic Stirrer |  | Magnetic Stirrer | Heidolph | Buijs, MJ | VU/F/ACTA/MGW/PT | AC.13N20 | - |  |  |  | 1 | MR 3001
EQ008507 |  | Cooling Unit |  | Thermo Scientific Cooler | Thermo Fisher Scientific | Buijs, MJ | VU/F/ACTA/MGW/PT | AC.13N20B | - |  |  |  | 1 | ThermoFlex1400
EQ008506 | pink label; 02506647 | Vortex |  | Vortex | Thermo Fisher Scientific | Buijs, MJ | VU/F/ACTA/MGW/PT | AC.13N20 | - |  |  |  | 1 | TopMix FB15024
EQ008505 |  | Magnetic Stirrer |  | magnetic stirrer | IKA | Buijs, MJ | VU/F/ACTA/MGW/PT | AC.13N20 | - |  |  |  | 1
EQ008504 |  | Osmometer |  | osmometer | Salmenkipp | Buijs, MJ | VU/F/ACTA/MGW/PT | AC.13N20 | - |  |  |  | 1
EQ008503 |  | Incubator |  | CO2 incubator (Binder) | Binder | Buijs, MJ | VU/F/ACTA/MGW/PT | AC.13N20 | - |  |  |  | 1 | 9040-0112
EQ008502 |  | Microscope |  | microscope | Wild Heerbrugg | Buijs, MJ | VU/F/ACTA/MGW/PT | AC.13N20 | - |  |  |  | 1
EQ008501 |  | Light Source |  | Philips Light Source | Philips | Buijs, MJ | VU/F/ACTA/MGW/PT | AC.13N20B | - |  |  |  | 1
EQ008500 |  | Lamp |  | Lamp | VU | Buijs, MJ | VU/F/ACTA/MGW/PT | AC.13N20B | - |  |  |  | 1
EQ008499 |  | Radio |  | Portable CD/Radio | Bestsound | Buijs, MJ | VU/F/ACTA/MGW/PT | AC.13N10a | - |  |  |  | 1 | PCD-62
EQ008498 |  | Light Source |  | light source device | Elipar | Buijs, MJ | VU/F/ACTA/MGW/PT | AC.13N20 | - |  |  |  | 1
EQ008497 |  | Rotator |  | test-tube-rotator | Snijders | Buijs, MJ | VU/F/ACTA/MGW/PT | AC.13N20 | - |  |  |  | 1 | test-tube-rotator 34528
EQ008496 |  | Balance |  | heat gun | Philips | Buijs, MJ | VU/F/ACTA/MGW/PT | AC.13N20 | - |  |  |  | 1
EQ008495 | pink label | Water Bath |  | Hot Water Bath | GFL | Buijs, MJ | VU/F/ACTA/MGW/PT | AC.13N20 | - |  |  |  | 1
EQ008494 |  | Magnetic Stirrer |  | Rotary Plate | Denley | Buijs, MJ | VU/F/ACTA/MGW/PT | AC.13N20 | - |  |  |  | 1 | A155
EQ008493 | MCN set 9 P1000 | Pipette |  | P1000 | Gilson | Gouwenberg, Y | VU/F/BETA/CNCR/MCN | WN.A303 | - |  |  | 2 | 1 | P1000
EQ008492 |  | Pump Controller |  | Vacuum Pump Controller | KNF | Buijs, MJ | VU/F/ACTA/MGW/PT | AC.13N10a | - |  |  |  | 1
EQ008491 | DIAGNOSTIEK; pink label | Magnetic Stirrer |  | Rotary Plate | Denley | Buijs, MJ | VU/F/ACTA/MGW/PT | AC.13N20 | - |  |  |  | 1 | A155
EQ008490 | pink label | Magnetic Stirrer |  | Magnetic Stirrer | Heidolph | Buijs, MJ | VU/F/ACTA/MGW/PT | AC.13N20 | - |  |  |  | 1 | MR Hei-Standard
EQ008489 |  | Diaphragm Pump |  | Diaphragm Vacuum Pump | KNF | Buijs, MJ | VU/F/ACTA/MGW/PT | AC.13N10a | - |  |  |  | 1
EQ008488 |  | Magnetic Stirrer |  | Magnetic Stirrer | PMC | Buijs, MJ | VU/F/ACTA/MGW/PT | AC.13N10a | - |  |  |  | 1 | 500 A-2
EQ008487 |  | Balance |  | portable balance | Ohaus | Buijs, MJ | VU/F/ACTA/MGW/PT | AC.13N20 | - |  |  |  | 1 | LS 5000
EQ008486 |  | Soldering Iron/Machine |  | Solder Station | StarTech | Buijs, MJ | VU/F/ACTA/MGW/PT | AC.13N20 | - |  |  |  | 0 | ST 081
EQ008485 |  | Hot Plate |  | Hot Plate Magnetic Stirrer | F Morat | Buijs, MJ | VU/F/ACTA/MGW/PT | AC.13N10a | - |  |  |  | 1 | M 21/1
EQ008484 |  | Soldering Iron/Machine |  | Soldering Station | StarTech | Buijs, MJ | VU/F/ACTA/MGW/PT | AC.13N20 | - |  |  |  | 1 | ST 081
EQ008483 |  | Pump Controller |  | Pump Controller | Ismatec | Buijs, MJ | VU/F/ACTA/MGW/PT | AC.13N10a | - |  |  |  | 1 | ISM833A V2. 10
EQ008482 |  | Microscope |  | microscope | Carl Zeiss | Buijs, MJ | VU/F/ACTA/MGW/PT | AC.13N20 | - |  |  |  | 1
EQ008481 | MCN P200 | Pipette |  | P200 | Gilson | Gouwenberg, Y | VU/F/BETA/CNCR/MCN | WN.C335 | - |  |  |  | 1
EQ008480 |  | Extension Cable |  | Extension Cable | VU | Buijs, MJ | VU/F/ACTA/MGW/PT | AC.13N20C | - |  |  |  | 1
EQ008479 | pink label | Oven |  | oven | VWR | Buijs, MJ | VU/F/ACTA/MGW/PT | AC.13N20 | - |  |  |  | 1
EQ008478 | MCN Set 10 P200 | Pipette |  | P200 | Gilson | Gouwenberg, Y | VU/F/BETA/CNCR/MCN | WN.C321 | - |  |  | 2 | 1
EQ008477 |  | Fridge |  | Bosch Fridge | Bosch | Buijs, MJ | VU/F/ACTA/MGW/PT | AC.13N20C | - |  |  |  | 1
EQ008476 |  | Computer Monitor |  | computer screen | Dell | Buijs, MJ | VU/F/ACTA/MGW/PT | AC.13N20 | - |  |  |  | 1
EQ008475 |  | Electrophoresis device |  | Capillary Electrophoresis System | Beckman Coulter | Buijs, MJ | VU/F/ACTA/MGW/PT | AC.13N20C | - |  |  |  | 1 | P/ACE MDQ
EQ008474 |  | Hot Plate |  | Hot Plate Magnetic Stirrer | Heidolph | Buijs, MJ | VU/F/ACTA/MGW/PT | AC.13N10a | - |  |  |  | 1 | MR Hei-Standard
EQ008473 |  | Label Writer |  | Dymo Laber Printer | Dymo | Buijs, MJ | VU/F/ACTA/MGW/PT | AC.13N20C | - |  |  |  | 1 | LabelWriter 450 Duo
EQ008472 | MCN set 9 Cell P200 | Pipette |  | P200 | Gilson | Gouwenberg, Y | VU/F/BETA/CNCR/MCN | WN.A303 | - |  |  | 2 | 1 | P200
EQ008471 | pink label | Centrifuge |  | centrifuge | Thermo Fisher Scientific | Buijs, MJ | VU/F/ACTA/MGW/PT | AC.13N20 | - |  |  |  | 1 | 75004270
EQ008470 |  | Computer |  | Lenovo Computer | Lenovo | Buijs, MJ | VU/F/ACTA/MGW/PT | AC.13N20C | - |  |  |  | 1 | ThinkCentre 8113 DA1
EQ008469 |  | Extension Cable |  | Extension Cable Long | VU | Buijs, MJ | VU/F/ACTA/MGW/PT | AC.13N10 | - |  |  |  | 1
EQ008468 | 023046 | Computer Monitor |  | HP Computer Monitor | Hewlett Packard (HP) | Buijs, MJ | VU/F/ACTA/MGW/PT | AC.13N20C | - |  |  |  | 1 | LA2205wg
EQ008467 |  | Radio |  | radio | Philips | Buijs, MJ | VU/F/ACTA/MGW/PT | AC.13N20 | - |  |  |  | 1
EQ008466 | MCN Set 7 P200 B316 | Pipette |  | P200 | Gilson | Gouwenberg, Y | VU/F/BETA/CNCR/MCN | WN.B316 | - |  |  |  | 1
EQ008465 |  | Ion Analyzer |  | Capillary Ion Analyzer | Waters | Buijs, MJ | VU/F/ACTA/MGW/PT | AC.13N20C | - |  |  |  | 1 | CIA
EQ008464 | pink label | Vortex |  | vortex | Scientific Industries Inc. | Buijs, MJ | VU/F/ACTA/MGW/PT | AC.13N20 | - |  |  |  | 1 | GP60E
EQ008463 | 00219 | Computer |  | Dell Computer | Dell | Buijs, MJ | VU/F/ACTA/MGW/PT | AC.13N20C | - |  |  |  | 1 | OptiPlex GX260
EQ008462 | 20664;023928 | Computer |  | Dell Computer | Dell | Buijs, MJ | VU/F/ACTA/MGW/PT | AC.13N20C | - |  |  |  | 1 | OptiPlex GX620
EQ008461 | MCN set 8 P20 | Pipette |  | P20 | Gilson | Gouwenberg, Y | VU/F/BETA/CNCR/MCN | WN.C321 | - |  |  |  | 1
EQ008460 |  | Computer |  | Dell Computer | Dell | Buijs, MJ | VU/F/ACTA/MGW/PT | AC.13N20C | - |  |  |  | 1 | OptiPlex GX620
EQ008459 |  | Computer Monitor |  | Dell Computer Monitor | Dell | Buijs, MJ | VU/F/ACTA/MGW/PT | AC.13N20C | - |  |  |  | 1 | 1704FPVt
EQ008458 | MCN Set 10 P20 | Pipette |  | P20 | Gilson | Gouwenberg, Y | VU/F/BETA/CNCR/MCN | WN.C321 | - |  |  |  | 1
EQ008457 |  | Balance |  | balance | Sartorius | Buijs, MJ | VU/F/ACTA/MGW/PT | AC.13N20 | - |  |  |  | 1 | 1601 A MP8-1
EQ008456 |  | Cell Disrupter |  | Mini-Beadbeater | Biospec Products | Buijs, MJ | VU/F/ACTA/MGW/PT | AC.13N10 | - |  |  |  | 1 | 96
EQ008455 |  | Balance |  | balance | Sartorius | Buijs, MJ | VU/F/ACTA/MGW/PT | AC.13N20 | - |  |  |  | 1 | 1601 A MP8-1
EQ008454 |  | Balance |  | balance (satorius) | Sartorius | Buijs, MJ | VU/F/ACTA/MGW/PT | AC.13N20 | - |  |  |  | 1 | BP 1200
EQ008453 |  | Atomic Absorption Spectrometer |  | Perkin Elmer AA Spectrometer | Perkin-Elmer | Buijs, MJ | VU/F/ACTA/MGW/PT | AC.13N20C | - |  |  |  | 1 | AAnalyst 100
EQ008452 |  | Autosampler |  | Perkin Elmer Autosampler | Perkin-Elmer | Buijs, MJ | VU/F/ACTA/MGW/PT | AC.13N20C | - |  |  |  | 1 | AS-91
EQ008451 |  | Hydrogen Generator |  | Peak Hydrogen Generator | Peak Scientific | Buijs, MJ | VU/F/ACTA/MGW/PT | AC.13N20C | - |  |  |  | 1 | Precision Hydrogen 100CC
EQ008450 |  | Gas Chromatograph |  | Shimadzu Gas Chromatograph | Shimadzu | Buijs, MJ | VU/F/ACTA/MGW/PT | AC.13N20C | - |  |  |  | 1 | GC-2010 plus
EQ008449 |  | Water Bath |  | Neslab Water Chiller | Neslab | Buijs, MJ | VU/F/ACTA/MGW/PT | AC.13N20C | - |  |  |  | 1 | RTE-101
EQ008448 | RA-035619 | Data Logger |  | Bibro IP | VU | Buijs, MJ | VU/F/ACTA/MGW/PT | AC.13N20C | - |  |  |  | 1 | BibroIPv2
EQ008447 |  | Computer |  | HP Computer | Hewlett Packard (HP) | Buijs, MJ | VU/F/ACTA/MGW/PT | AC.13N20C | - |  |  |  | 1 | ProDesk 600 G2 SFF
EQ008446 |  | Water Bath |  | waterbath | Julabo | Buijs, MJ | VU/F/ACTA/MGW/PT | AC.13N20 | - |  |  |  | 1 | TW12
EQ008445 |  | Rotator |  | test-tube-rotator | Snijders | Buijs, MJ | VU/F/ACTA/MGW/PT | AC.13N20 | - |  |  |  | 1 | test-tube-rotator 34528
EQ008444 | pink label | Vortex |  | Vortex | Thermo Fisher Scientific | Buijs, MJ | VU/F/ACTA/MGW/PT | AC.13N20 | - |  |  |  | 1 | TopMix FB15024
EQ008443 | 4; pink label | Vortex |  | Vortex | Scientific Industries Inc. | Buijs, MJ | VU/F/ACTA/MGW/PT | AC.13N20 | - |  |  |  | 1 | Vortex-genie 2
EQ008442 | 4; pink label | Magnetic Stirrer |  | Magnetic Stirrer | Heidolph | Buijs, MJ | VU/F/ACTA/MGW/PT | AC.13N20 | - |  |  |  | 1 | MR 3001
EQ008441 |  | Centrifuge |  | Compact Benchtop Centrifuge | Heraeus | Buijs, MJ | VU/F/ACTA/MGW/PT | AC.13N10a | - |  |  |  | 1 | Labofuge 400R
EQ008440 |  | Electrophoresis device |  | Anaerobic Cultivation System | Mart | Buijs, MJ | VU/F/ACTA/MGW/PT | AC.13N10 | - |  |  |  | 1 | Anomax
EQ008439 | Pink label; New Catalyst | Catalyst Box |  | Oven / Catalyst Box | Memmert | Buijs, MJ | VU/F/ACTA/MGW/PT | AC.13N10 | - |  |  |  | 1
EQ008438 | Bibro-1021; -80 Freezer 2 | Freezer |  | Ultra Low Temperature Freezer | Eppendorf | Buijs, MJ | VU/F/ACTA/MGW/PT | AC.13N10 | - |  |  |  | 1 | C585-86
EQ008437 | pink label | Rotator |  | test-tube-rotator 34528 | Snijders | Buijs, MJ | VU/F/ACTA/MGW/PT | AC.13N10a | - |  |  |  | 1 | test-tube-rotator 34528
EQ008436 | Bibro-1005; -80 Freezer 6 | Freezer |  | Ultra Low Temperature Freezer | Eppendorf | Buijs, MJ | VU/F/ACTA/MGW/PT | AC.13N10 | - |  |  |  | 1 | C760-86
EQ008435 | Bibro-1013; -80 Freezer 5 | Freezer |  | Ultra Low Temperature Freezer | Eppendorf | Buijs, MJ | VU/F/ACTA/MGW/PT | AC.13N10 | - |  |  |  | 1 | C760-86
EQ008434 |  | Electrophoresis device |  | Electrophoresis device | Amersham Sciences | Buijs, MJ | VU/F/ACTA/MGW/PT | AC.13N10a | - |  |  |  | 1
EQ008433 | 049278 | Computer Monitor |  | Dell Computer Monitor | Dell | Buijs, MJ | VU/F/ACTA/MGW/PT | AC.13N20C | - |  |  |  | 1 | U2415b
EQ008432 |  | Label Writer |  | Label Writer | Brady NL | Buijs, MJ | VU/F/ACTA/MGW/PT | AC.13N20C | - |  |  |  | 1 | BBP11-34L
EQ008431 |  | Extension Cable |  | Extension Cable | VU | Buijs, MJ | VU/F/ACTA/MGW/PT | AC.13N20C | - |  |  |  | 1
EQ008430 | BIBRO-1006 | Freezer |  | Liebherr Freezer | Liebherr | Buijs, MJ | VU/F/ACTA/MGW/PT | AC.13N20C | - |  |  |  | 1
EQ008429 |  | Fridge |  | Zanussi Fridge | Zanussi | Buijs, MJ | VU/F/ACTA/MGW/PT | AC.13N20C | - |  |  |  | 1 | TT110F
EQ008428 | pink label | Thermal Cycler / PCR System |  | Biometra Thermocycler | Biometra | Buijs, MJ | VU/F/ACTA/MGW/PT | AC.13N20C | - |  |  |  | 1 | TAdvanced
EQ008427 |  | Electrophoresis device |  | Electrophoresis device | Amersham Sciences | Buijs, MJ | VU/F/ACTA/MGW/PT | AC.13N10a | - |  |  |  | 1
EQ008426 | pink label | Thermal Cycler / PCR System |  | Biometra Triple Thermocycler | Biometra | Buijs, MJ | VU/F/ACTA/MGW/PT | AC.13N20C | - |  |  |  | 1 | Trio 48
EQ008425 | pink label | Thermal Cycler / PCR System |  | Biometra Thermocycler | Biometra | Buijs, MJ | VU/F/ACTA/MGW/PT | AC.13N20C | - |  |  |  | 1 | TProfessional
EQ008424 |  | Drill |  | Bosch Drill | Bosch | Buijs, MJ | VU/F/ACTA/MGW/PT | AC.13N20C | - |  |  |  | 1 | PSB 650 RE
EQ008423 | Fridge 6; pink label | Fridge |  | Fridge | Bosch | Buijs, MJ | VU/F/ACTA/MGW/PT | AC.13N20 | - |  |  |  | 1 | Economic cooler
EQ008422 | pink label | Saw |  | Precision Saw | Buehler | Buijs, MJ | VU/F/ACTA/MGW/PT | AC.13N20C | - |  |  |  | 1 | Isomet 1000 11-2180
EQ008421 | Fridge 13; pink label | Fridge |  | Fridge | Bosch | Buijs, MJ | VU/F/ACTA/MGW/PT | AC.13N20 | - |  |  |  | 1 | Economic cooler
EQ008420 | pink label | Vortex |  | Vortex | Scientific Industries Inc. | Buijs, MJ | VU/F/ACTA/MGW/PT | AC.13N20C | - |  |  |  | 1 | Vortex Genie 2 G560E
EQ008419 | Freezer 14; pink label; SL2285 | Freezer |  | Freezer | Bosch | Buijs, MJ | VU/F/ACTA/MGW/PT | AC.13N20 | - |  |  |  | 1
EQ008418 | pink label | Ultrasonic Cleaner |  | Branson Ultrasonic Cleaner | Branson | Buijs, MJ | VU/F/ACTA/MGW/PT | AC.13N20C | - |  |  |  | 1 | 5510
EQ008417 |  | Shaker/Mixer |  | Power Mixer | Labinco | Buijs, MJ | VU/F/ACTA/MGW/PT | AC.13N20 | - |  |  |  | 1 | L46
EQ008416 | pink label, 00.099.5672 | Electrophoresis device |  | Anaerobic Cultivation System | Mart | Buijs, MJ | VU/F/ACTA/MGW/PT | AC.13N10a | - |  |  |  | 1 | WS 8000
EQ008415 | Bibro-1030 | Freezer |  | Ultra Low Temperature Freezer | Eppendorf | Buijs, MJ | VU/F/ACTA/MGW/PT | AC.13N10 | - |  |  |  | 1 | CryoCube F570-86
EQ008414 |  | Centrifuge |  | Centrifuge | Eppendorf | Buijs, MJ | VU/F/ACTA/MGW/PT | AC.13N20 | - |  |  |  | 1 | 5415
EQ008413 | Bibro-1004; -80 Freezer 1 | Freezer |  | Ultra Low Temperature Freezer | New Brunswick Scientific | Buijs, MJ | VU/F/ACTA/MGW/PT | AC.13N10 | - |  |  |  | 1 | U9400-0001
EQ008412 | pink label | Analysis Platform |  | Halitosis Measuring Device | OralChroma | Buijs, MJ | VU/F/ACTA/MGW/PT | AC.13N20C | - |  |  |  | 1 | CHM-1
EQ008411 |  | Shaker/Mixer |  | Rotary Mixer | Labinco | Buijs, MJ | VU/F/ACTA/MGW/PT | AC.13N20 | - |  |  |  | 1
EQ008410 | pink label | Power Supply |  | APC Backup Power Supply | APC | Buijs, MJ | VU/F/ACTA/MGW/PT | AC.13N20C | - |  |  |  | 1 | Smart-UPS 1500
EQ008409 |  | Vacuum Pump |  | Vacuum pump | BUSCH | Buijs, MJ | VU/F/ACTA/MGW/PT | AC.13N10a | - |  |  |  | 1 | SV 1003 A 000
EQ008408 |  | Lamp |  | Lamp | Unilux | Buijs, MJ | VU/F/ACTA/MGW/PT | AC.13N20C | - |  |  |  | 1 | 211E
EQ008407 | pink label | Magnetic Stirrer |  | Magnetic Stirrer | Heidolph | Buijs, MJ | VU/F/ACTA/MGW/PT | AC.13N20 | - |  |  |  | 1 | MR3001
EQ008406 | 023002 | Computer Monitor |  | Dell Computer Monitor | Dell | Buijs, MJ | VU/F/ACTA/MGW/PT | AC.13N20C | - |  |  |  | 1 | 1707FPc
EQ008405 |  | Computer |  | Dell Computer | Dell | Buijs, MJ | VU/F/ACTA/MGW/PT | AC.13N20C | - |  |  |  | 1 | OptiPlex GX260
EQ008404 |  | pH Cycler |  | pH-Cycling Robot | VU | Buijs, MJ | VU/F/ACTA/MGW/PT | AC.13N20C | - |  |  |  | 1
EQ008403 |  | Incubator |  | Incubator | MMM Group | Buijs, MJ | VU/F/ACTA/MGW/PT | AC.13N20 | - |  |  |  | 1
EQ008402 | pink label | Electrophoresis device |  | Electrophoresis device | Bio-Rad | Buijs, MJ | VU/F/ACTA/MGW/PT | AC.13N10a | - |  |  |  | 1 | DCode System
EQ008401 | Bibro-1022; -80 Freezer 3 | Freezer |  | Freezer | New Brunswick Scientific | Buijs, MJ | VU/F/ACTA/MGW/PT | AC.13N10 | - |  |  |  | 1 | U725-86
EQ008400 |  | Vortex |  | Vortex | Scientific Industries Inc. | Buijs, MJ | VU/F/ACTA/MGW/PT | AC.13N20 | - |  |  |  | 1 | Vortex-genie2 G-560E
EQ008399 |  | Electroporator |  | Electroporation System | Bio-Rad | Buijs, MJ | VU/F/ACTA/MGW/PT | AC.13N20 | - |  |  |  | 1 | GenePulser Xcell
EQ008398 |  | Conductivity Meter |  | Conductivity Detector | Waters | Buijs, MJ | VU/F/ACTA/MGW/PT | AC.13N20C | - |  |  |  | 1 | 430 Conductivity Detector
EQ008397 | pink label | Incubator |  | CO2 incubator (Heraeus) | Heraeus | Buijs, MJ | VU/F/ACTA/MGW/PT | AC.13N10a | - |  |  |  | 1
EQ008396 |  | Absorbance Detector |  | Absorbance Detector | Waters | Buijs, MJ | VU/F/ACTA/MGW/PT | AC.13N20C | - |  |  |  | 1 | 441 Absorbance Detector
EQ008395 |  | Vacuum Gauge |  | Vacuum Station | Waters | Buijs, MJ | VU/F/ACTA/MGW/PT | AC.13N20C | - |  |  |  | 1 | Pico-Tag
EQ008394 |  | HPLC Pump |  | Solvent Delivery System | Waters | Buijs, MJ | VU/F/ACTA/MGW/PT | AC.13N20C | - |  |  |  | 1 | 510 Solvent Delivery System
EQ008393 | pink label | PC Module |  | PC Module | Bio-Rad | Buijs, MJ | VU/F/ACTA/MGW/PT | AC.13N20 | - |  |  |  | 1 | PC Module
EQ008392 | pink label | Electrophoresis device |  | GEL imager electrophoresis | Ingeny | Buijs, MJ | VU/F/ACTA/MGW/PT | AC.13N10a | - |  |  |  | 1 | IPU-S
EQ008391 |  | Refractometer |  | Differential Refractometer | Waters | Buijs, MJ | VU/F/ACTA/MGW/PT | AC.13N20C | - |  |  |  | 1 | 410 Differential Refractometer
EQ008390 |  | Magnetic Stirrer |  | Magnetic Stirrer | Heidolph | Buijs, MJ | VU/F/ACTA/MGW/PT | AC.13N20 | - |  |  |  | 1 | MR Hei-Standard
EQ008389 |  | Temperature Control Module |  | Temperature Controller | Waters | Buijs, MJ | VU/F/ACTA/MGW/PT | AC.13N20C | - |  |  |  | 1 | TCM-M
EQ008388 | Bibro-1026; | Freezer |  | Freezer | Thermo Fisher Scientific | Buijs, MJ | VU/F/ACTA/MGW/PT | AC.13N10 | - |  |  |  | 1 | ULT 2186
EQ008387 |  | Flow Controller |  | Gradient Controller | Waters | Buijs, MJ | VU/F/ACTA/MGW/PT | AC.13N20C | - |  |  |  | 1 | 680 Automated Gradient Controller
EQ008386 |  | Shaker/Mixer |  | Mixer | Apparatebau-Elektronik | Buijs, MJ | VU/F/ACTA/MGW/PT | AC.13N20 | - |  |  |  | 1 | Type 600
EQ008385 | 02107;pink label | Computer |  | Dell Computer | Dell | Buijs, MJ | VU/F/ACTA/MGW/PT | AC.13N20C | - |  |  |  | 1 | Optiplex GX1
EQ008384 | 31387;023977 | Computer |  | HP Computer | Hewlett Packard (HP) | Buijs, MJ | VU/F/ACTA/MGW/PT | AC.13N20C | - |  |  |  | 1 | Compaq dc7900 SFF
EQ008383 | SL2252; SL2248; Fridge/Freezer 2; pink label | Fridge |  | Fridge | Bosch | Buijs, MJ | VU/F/ACTA/MGW/PT | AC.13N10a | - |  |  |  | 1 | NoFrost
EQ008382 | 01368 | Computer |  | Dell Computer | Dell | Buijs, MJ | VU/F/ACTA/MGW/PT | AC.13N20C | - |  |  |  | 1 | Optiplex GX240
EQ008381 |  | Incubator |  | CO2 incubator (Binder) | Binder | Buijs, MJ | VU/F/ACTA/MGW/PT | AC.13N10a | - |  |  |  | 1 | 9040-0078
EQ008380 | pink label; 02506648 | Shaker/Mixer |  | Mixer | Thermo Fisher Scientific | Buijs, MJ | VU/F/ACTA/MGW/PT | AC.13N10a | - |  |  |  | 1 | TopMix FB15024
EQ008379 | pink label | Shaker/Mixer |  | Thermomixer | Eppendorf | Buijs, MJ | VU/F/ACTA/MGW/PT | AC.13N10a | - |  |  |  | 1 | Thermomixer C
EQ008378 |  | Computer Monitor |  | NEC Computer Monitor | Nec | Buijs, MJ | VU/F/ACTA/MGW/PT | AC.13N20C | - |  |  |  | 1 | HLM-1500A
EQ008377 | pink label | Shaker/Mixer |  | Thermomixer | Eppendorf | Buijs, MJ | VU/F/ACTA/MGW/PT | AC.13N10a | - |  |  |  | 1 | Thermomixer comfort
EQ008376 |  | Vortex |  | Advanced Vortex Mixer (VWR) | VWR | Buijs, MJ | VU/F/ACTA/MGW/PT | AC.13N10a | - |  |  |  | 1 | 9453VWMPEUA
EQ008375 | pink label | Water Bath |  | Dri-Bath | Barnstead thermolyne | Buijs, MJ | VU/F/ACTA/MGW/PT | AC.13N10a | - |  |  |  | 1 | Type 16500 Dri-Bath DB16520-26
EQ008374 |  | Computer |  | HP Compaq Computer | Hewlett Packard (HP) | Buijs, MJ | VU/F/ACTA/MGW/PT | AC.13N20C | - |  |  |  | 1 | dc7700 CMT
EQ008373 |  | Computer Monitor |  | Dell Computer Monitor | Dell | Buijs, MJ | VU/F/ACTA/MGW/PT | AC.13N20C | - |  |  |  | 1 | 1503FP
EQ008372 |  | Centrifuge |  | Microcentrifuge | Thermo Fisher Scientific | Buijs, MJ | VU/F/ACTA/MGW/PT | AC.13N10a | - |  |  |  | 1 | 3722L
EQ008371 | pink label | Water Bath |  | Dri-Bath | Barnstead thermolyne | Buijs, MJ | VU/F/ACTA/MGW/PT | AC.13N10a | - |  |  |  | 1 | Type 16500 Dri-Bath DB16520-26
EQ008370 | 023927 | Computer |  | HP Compaq Computer | Hewlett Packard (HP) | Buijs, MJ | VU/F/ACTA/MGW/PT | AC.13N20C | - |  |  |  | 1 | Compaq dc7600 CMT
EQ008369 | green label | Radio |  | Radio | Sony | Buijs, MJ | VU/F/ACTA/MGW/PT | AC.13N10a | - |  |  |  | 1
EQ008368 |  | Computer Monitor |  | Philips Computer Monitor | Philips | Buijs, MJ | VU/F/ACTA/MGW/PT | AC.13N20C | - |  |  |  | 1 | Brilliance 190B 9CS
EQ008367 |  | Vortex |  | Vortex | Scientific Industries Inc. | Buijs, MJ | VU/F/ACTA/MGW/PT | AC.13N10a | - |  |  |  | 1 | Vortex-genie2
EQ008366 |  | Extension Cable |  | Extension Cable | VU | Buijs, MJ | VU/F/ACTA/MGW/PT | AC.13N20C | - |  |  |  | 1
EQ008365 |  | Adapter |  | Adapter | Dell | Buijs, MJ | VU/F/ACTA/MGW/PT | AC.13N20C | - |  |  |  | 1
EQ008364 |  | Vortex |  | Vortex | Scientific Industries Inc. | Buijs, MJ | VU/F/ACTA/MGW/PT | AC.13N10a | - |  |  |  | 1 | G560E
EQ008363 |  | Adapter |  | Adapter | LiteOn | Buijs, MJ | VU/F/ACTA/MGW/PT | AC.13N20C | - |  |  |  | 1
EQ008362 | OBC | Vortex |  | Vortex | W & Co | Buijs, MJ | VU/F/ACTA/MGW/PT | AC.13N10a | - |  |  |  | 1 | Vortex-genie
EQ008361 | pink label | Power Supply |  | Power Supply | Bio-Rad | Buijs, MJ | VU/F/ACTA/MGW/PT | AC.13N10a | - |  |  |  | 1
EQ008360 | pink label | Power Supply |  | Power Supply | Bio-Rad | Buijs, MJ | VU/F/ACTA/MGW/PT | AC.13N10a | - |  |  |  | 1
EQ008359 |  | Cell Disrupter |  | Cell Disrupter | Thermo | Buijs, MJ | VU/F/ACTA/MGW/PT | AC.13N10a | - |  |  |  | 1 | FP120A-230
EQ008358 |  | Power Supply |  | Power Supply | Bio-Rad | Buijs, MJ | VU/F/ACTA/MGW/PT | AC.13N10a | - |  |  |  | 1
EQ008357 | pink label | Thermal Cycler / PCR System |  | Roche LightCycler | Roche | Buijs, MJ | VU/F/ACTA/MGW/PT | AC.13N20C | - |  |  |  | 1 | LightCycler 480 II
EQ008356 |  | Imager |  | Molecular Imager | Bio-Rad | Buijs, MJ | VU/F/ACTA/MGW/PT | AC.13N10a | - |  |  |  | 1 | Universal Hood II
EQ008355 |  | Balance |  | Balance (VWR) | VWR | Buijs, MJ | VU/F/ACTA/MGW/PT | AC.13N10a | - |  |  |  | 1 | LPW-303i
EQ008354 | 037101 | Computer |  | PC HP | Hewlett Packard (HP) | Buijs, MJ | VU/F/ACTA/MGW/PT | AC.13N10a | - |  |  |  | 1 | ProDesk
EQ008353 |  | Computer Monitor |  | Computer Monitor | Hewlett Packard (HP) | Buijs, MJ | VU/F/ACTA/MGW/PT | AC.13N10a | - |  |  |  | 1 | Compaq LA2306x
EQ008352 | pink label; OM NANOD; 050995692 | Spectrophotometer |  | Spectrophotometer | NanoDrop | Buijs, MJ | VU/F/ACTA/MGW/PT | AC.13N10a | - |  |  |  | 1 | ND-1000
EQ008351 | pink label | Sterilizing workstation |  | Ultraviolet Sterilizing PCR Workstation | UVP | Buijs, MJ | VU/F/ACTA/MGW/PT | AC.13N10a | - |  |  |  | 1 | UV Sterilizing PCR Workstation
EQ008350 | pink label | Microwave oven |  | Microwave | Whirlpool | Buijs, MJ | VU/F/ACTA/MGW/PT | AC.13N10a | - |  |  |  | 1 | VIP
EQ008349 | pink label | Centrifuge |  | Centrifuge | Eppendorf | Buijs, MJ | VU/F/ACTA/MGW/PT | AC.13N10a | - |  |  |  | 1 | 5425R
EQ008348 | 00053 | Electromantle |  | Heating Mantle | Heraeus | Da Costa Pereira, D | VU/F/BETA/S&F/MCT | O2.03E29 | - |  |  |  | 1
EQ008347 |  | Electromantle |  | Heating Mantle | Heraeus | Da Costa Pereira, D | VU/F/BETA/S&F/MCT | O2.03E29 | - |  |  |  | 1
EQ008346 |  | Lamp |  | UV Lamp | Desaga | Da Costa Pereira, D | VU/F/BETA/S&F/MCT | O2.03E29 | - |  |  |  | 1
EQ008345 | G.C; Red | Pipette |  | Pipette P10 | Eppendorf | Da Costa Pereira, D | VU/F/BETA/S&F/MCT | O2.03E19 | - |  |  |  | 1 | Research plus
EQ008344 | G.C; Red | Pipette |  | Pipette P200 | Eppendorf | Da Costa Pereira, D | VU/F/BETA/S&F/MCT | O2.03E19 | - |  |  |  | 1 | Research plus
EQ008343 | G.C; Red | Pipette |  | Pipette P1000 | Eppendorf | Da Costa Pereira, D | VU/F/BETA/S&F/MCT | O2.03E19 | - |  |  |  | 1 | Research plus
EQ008342 | G.C; Red | Pipette |  | Pipette P20 | Eppendorf | Da Costa Pereira, D | VU/F/BETA/S&F/MCT | O2.03E19 | - |  |  |  | 1 | Research plus
EQ008341 |  | Gel Dryer |  | Gel Dryer | ATTO | Da Costa Pereira, D | VU/F/BETA/S&F/MCT | O2.03E29 | - |  |  |  | 1 | Rapidry mini AE-3711
EQ008340 | 003555 | Vortex |  | Vortex | Heidolph | Da Costa Pereira, D | VU/F/BETA/S&F/MCT | O2.03E29 | - |  |  |  | 1 | REAX2000
EQ008339 | 011271 | Vortex |  | Vortex | Heidolph | Da Costa Pereira, D | VU/F/BETA/S&F/MCT | O2.03E29 | - |  |  |  | 1 | REAX2000
EQ008338 |  | Cooling Unit |  | Recirculating Chiller | Buchi | Da Costa Pereira, D | VU/F/BETA/S&F/MCT | O2.03E29 | - |  |  |  | 1
EQ008337 |  | Cooling Unit |  | Recirculating Chiller | Buchi | Da Costa Pereira, D | VU/F/BETA/S&F/MCT | O2.03E29 | - |  |  |  | 1
EQ008336 | 000507 | Vacuum Pump |  | Diaphragm Vacuum Pump | VU | Da Costa Pereira, D | VU/F/BETA/S&F/MCT | O2.03E29 | - |  |  |  | 1
EQ008335 |  | Rotary Evaporator |  | Rotary Evaporator | KNF | Da Costa Pereira, D | VU/F/BETA/S&F/MCT | O2.03E29 | - |  |  |  | 1 | RC 600
EQ008334 |  | Ultrasonic Cleaner |  | Ultrasonic Bath | VWR | Da Costa Pereira, D | VU/F/BETA/S&F/MCT | O2.03E29 | - |  |  |  | 1 | USC-THD
EQ008333 | BIBRO-1102; F7 | Freezer |  | Freezer | Liebherr | Da Costa Pereira, D | VU/F/BETA/S&F/MCT | O2.03E29 | - |  |  |  | 1
EQ008332 | 000605; BIBRO-606; F6 | Freezer |  | Freezer | Bosch | Da Costa Pereira, D | VU/F/BETA/S&F/MCT | O2.03E29 | - |  |  |  | 1
EQ008331 | 011252 | Incubator |  | Incubator | Zhicheng | Da Costa Pereira, D | VU/F/BETA/S&F/MCT | O2.03E29 | - |  |  |  | 1 | Tiger 300K
EQ008330 | 000365 | Incubator |  | Incubator | New Brunswick Scientific | Da Costa Pereira, D | VU/F/BETA/S&F/MCT | O2.03E29 | - |  |  |  | 1 | C25KC Incubator Shaker Classic Series
EQ008329 | 011256 | Centrifuge |  | Centrifuge | Hettich | Da Costa Pereira, D | VU/F/BETA/S&F/MCT | O2.03E29 | - |  |  |  | 1 | Rotanta 460R
EQ008328 | 009983; DV 15; BIBRO-1101; F5; I; Green | Fridge |  | Refridgerator | Liebherr | Da Costa Pereira, D | VU/F/BETA/S&F/MCT | O2.03E29 | - |  |  |  | 1 | Comfort
EQ008327 | 011257 | Computer Monitor |  | HP Monitor | Hewlett Packard (HP) | Da Costa Pereira, D | VU/F/BETA/S&F/MCT | O2.03E29 | - |  |  |  | 1
EQ008326 | 011227; TFT802 | Computer Monitor |  | HP Monitor | Hewlett Packard (HP) | Da Costa Pereira, D | VU/F/BETA/S&F/MCT | O2.03E29 | - |  |  |  | 1
EQ008325 |  | Computer Monitor |  | HP Monitor | Hewlett Packard (HP) | Da Costa Pereira, D | VU/F/BETA/S&F/MCT | O2.03E29 | - |  |  |  | 1 | Compaq LA2306x
EQ008324 | MON05-059 | Computer Monitor |  | Dell Monitor | Dell | Da Costa Pereira, D | VU/F/BETA/S&F/MCT | O2.03E29 | - |  |  |  | 1
EQ008323 | 003067 | Computer Monitor |  | HP monitor | Hewlett Packard (HP) | Da Costa Pereira, D | VU/F/BETA/S&F/MCT | O2.03E29 | - |  |  |  | 1 | Compaq L2245wg
EQ008322 | 011375 | Computer Monitor |  | HP monitor | Hewlett Packard (HP) | Da Costa Pereira, D | VU/F/BETA/S&F/MCT | O2.03E29 | - |  |  |  | 1
EQ008321 | 000732 | Ultrasonic Cleaner |  | Ultrasonic bath | Elma | Da Costa Pereira, D | VU/F/BETA/S&F/MCT | O2.03E27 | - |  |  |  | 1 | Transsonic Digital S
EQ008320 |  | Vacuum Pump |  | Vacuum Pump | Vacuubrand | Da Costa Pereira, D | VU/F/BETA/S&F/MCT | O2.03E27 | - |  |  |  | 1
EQ008319 | 003345 | Vortex |  | Vortex | Labinco | Da Costa Pereira, D | VU/F/BETA/S&F/MCT | O2.03E27 | - |  |  |  | 1 | L46
EQ008318 | 011239 | Shaker/Mixer |  | Thermo Shaker | Eppendorf | Da Costa Pereira, D | VU/F/BETA/S&F/MCT | O2.03E27 | - |  |  |  | 1 | Thermomixer comfort
EQ008317 | 180 | Balance |  | Balance | Mettler (Toledo) | Da Costa Pereira, D | VU/F/BETA/S&F/MCT | O2.03E27 | - |  |  |  | 1 | Monobloc PB1501-S
EQ008316 | 178 | Balance |  | Analytical Balance | Mettler (Toledo) | Da Costa Pereira, D | VU/F/BETA/S&F/MCT | O2.03E27 | - |  |  |  | 1 | Monobloc AB104-S
EQ008315 |  | pH Meter |  | PH Meter | WTW | Da Costa Pereira, D | VU/F/BETA/S&F/MCT | O2.03E27 | - |  |  |  | 1 | inoLab pH7110
EQ008314 | 011270 | Magnetic Stirrer |  | Magnetic Stirrer | Thermo Fisher Scientific | Da Costa Pereira, D | VU/F/BETA/S&F/MCT | O2.03E27 | - |  |  |  | 1 | Lab-Mix Chem
EQ008313 |  | Balance |  | Analytical Balance | Mettler (Toledo) | Da Costa Pereira, D | VU/F/BETA/S&F/MCT | O2.03E27 | - |  |  |  | 1 | Monobloc AB104-S
EQ008312 | 010475 | Osmometer |  | Vapor Pressure Osmometer | Wescor | Da Costa Pereira, D | VU/F/BETA/S&F/MCT | O2.03E27 | - |  |  |  | 1 | Vapro
EQ008311 | 011339 | Synthesizer |  | Microwave Synthesizer | Biotage | Da Costa Pereira, D | VU/F/BETA/S&F/MCT | O2.03E27 | - |  |  |  | 1 | Initiator+
EQ008310 | 328; Blue | Pipette |  | Pipette P10 | Gilson | Da Costa Pereira, D | VU/F/BETA/S&F/MCT | O2.03E19 | - |  |  |  | 1 | Pipetman
EQ008309 | D; White | Pipette |  | Pipette P1000N | Gilson | Da Costa Pereira, D | VU/F/BETA/S&F/MCT | O2.03E19 | - |  |  |  | 1 | Pipetman
EQ008308 | D; White | Pipette |  | Pipette P200N | Gilson | Da Costa Pereira, D | VU/F/BETA/S&F/MCT | O2.03E19 | - |  |  |  | 1 | Pipetman
EQ008307 |  | Pipette |  | Pipette Multichannel P1200m 8 channels | Gilson | Da Costa Pereira, D | VU/F/BETA/S&F/MCT | O2.03E19 | - |  |  |  | 1 | Pipetman
EQ008306 |  | Pipette |  | Pipette Multichannel 50-200uL 8 channels | Finnpipette | Da Costa Pereira, D | VU/F/BETA/S&F/MCT | O2.03E19 | - |  |  |  | 1
EQ008305 | 140; Yellow; Red; Blue; mol. tox | Pipette |  | Pipette P100 | Gilson | Da Costa Pereira, D | VU/F/BETA/S&F/MCT | O2.03E19 | - |  |  |  | 1 | J22324K
EQ008304 | 272; Blue | Pipette |  | Pipette P200 | Gilson | Da Costa Pereira, D | VU/F/BETA/S&F/MCT | O2.03E19 | - |  |  |  | 1 | Pipetman
EQ008303 | Green | Pipette |  | Pipette P1000 | Gilson | Da Costa Pereira, D | VU/F/BETA/S&F/MCT | O2.03E19 | - |  |  |  | 1 | Pipetman
EQ008302 | 55; Green | Pipette |  | Pipette P200 | Gilson | Da Costa Pereira, D | VU/F/BETA/S&F/MCT | O2.03E19 | - |  |  |  | 1 | Pipetman
EQ008301 | 184; White | Pipette |  | Pipette P20 | Gilson | Da Costa Pereira, D | VU/F/BETA/S&F/MCT | O2.03E19 | - |  |  |  | 1 | Pipetman
EQ008300 | 394; Green; | Pipette |  | Pipette P20 | Gilson | Da Costa Pereira, D | VU/F/BETA/S&F/MCT | O2.03E19 | - |  |  |  | 1 | Pipetman
EQ008299 | Green; Red; Ruchio | Pipette |  | Pipette P1000 | Gilson | Da Costa Pereira, D | VU/F/BETA/S&F/MCT | O2.03E19 | - |  |  |  | 1 | Pipetman
EQ008298 | Yellow | Pipette |  | Pipette P20 | Gilson | Da Costa Pereira, D | VU/F/BETA/S&F/MCT | O2.03E19 | - |  |  |  | 1 | Pipetman
EQ008297 | 208; Yellow | Pipette |  | Pipette P20 | Gilson | Da Costa Pereira, D | VU/F/BETA/S&F/MCT | O2.03E19 | - |  |  |  | 1 | Pipetman
EQ008296 | EN; Yellow | Pipette |  | Pipette Filler | VWR | Da Costa Pereira, D | VU/F/BETA/S&F/MCT | O2.03E19 | - |  |  |  | 1 | Powerpette Plus
EQ008295 | 94; mol.tox | Pipette |  | Pipette P1000 | Gilson | Da Costa Pereira, D | VU/F/BETA/S&F/MCT | O2.03E19 | - |  |  |  | 1 | Pipetman
EQ008294 | 224; Blue | Pipette |  | Pipette P200 | Gilson | Da Costa Pereira, D | VU/F/BETA/S&F/MCT | O2.03E19 | - |  |  |  | 1 | Pipetman
EQ008293 | 5; 0/2; Green | Pipette |  | Pipette P5000 | Gilson | Da Costa Pereira, D | VU/F/BETA/S&F/MCT | O2.03E19 | - |  |  |  | 1 | Pipetman
EQ008292 | 91; Red; White; mol. tox | Pipette |  | Pipette P100 | Gilson | Da Costa Pereira, D | VU/F/BETA/S&F/MCT | O2.03E19 | - |  |  |  | 1 | Pipetman
EQ008291 | 322; Red | Pipette |  | Pipette P100 | Gilson | Da Costa Pereira, D | VU/F/BETA/S&F/MCT | O2.03E19 | - |  |  |  | 1 | Pipetman
EQ008290 | 226; Red | Pipette |  | Pipette P1000 | Gilson | Da Costa Pereira, D | VU/F/BETA/S&F/MCT | O2.03E19 | - |  |  |  | 1 | Pipetman
EQ008289 | Bench 1 | Pipette |  | Pipette P20 | Gilson | Da Costa Pereira, D | VU/F/BETA/S&F/MCT | O2.03E19 | - |  |  |  | 1 | Pipetman
EQ008288 |  | Pipette |  | Pipette 0.1-2.5uL | Eppendorf | Da Costa Pereira, D | VU/F/BETA/S&F/MCT | O2.03E19 | - |  |  |  | 1 | Research
EQ008287 | 109; Red; 3311 | Pipette |  | Pipette 1-5uL | Finnpipette | Da Costa Pereira, D | VU/F/BETA/S&F/MCT | O2.03E19 | - |  |  |  | 1
EQ008286 | 34; mol. far | Pipette |  | Pipette P200 | Gilson | Da Costa Pereira, D | VU/F/BETA/S&F/MCT | O2.03E19 | - |  |  |  | 1 | Pipetman
EQ008285 | 370; Green | Pipette |  | Pipette P200 | Gilson | Da Costa Pereira, D | VU/F/BETA/S&F/MCT | O2.03E19 | - |  |  |  | 1 | Pipetman
EQ008284 | 199; Red; Green | Pipette |  | Pipette P200 | Gilson | Da Costa Pereira, D | VU/F/BETA/S&F/MCT | O2.03E19 | - |  |  |  | 1 | Pipetman
EQ008283 | 212; Red | Pipette |  | Pipette (Range Broken) | Gilson | Da Costa Pereira, D | VU/F/BETA/S&F/MCT | O2.03E19 | - |  |  |  | 1 | Pipetman
EQ008282 | 282; Red | Pipette |  | Pipette P20 | Gilson | Da Costa Pereira, D | VU/F/BETA/S&F/MCT | O2.03E19 | - |  |  |  | 1 | Pipetman
EQ008281 | 210; Red | Pipette |  | Pipette P200 | Gilson | Da Costa Pereira, D | VU/F/BETA/S&F/MCT | O2.03E19 | - |  |  |  | 1 | Pipetman
EQ008280 |  | Pipette |  | Pipette P100 | Gilson | Da Costa Pereira, D | VU/F/BETA/S&F/MCT | O2.03E19 | - |  |  |  | 1 | Pipetman
EQ008279 | Yellow; Galvin | Pipette |  | Pipette P20 | Gilson | Da Costa Pereira, D | VU/F/BETA/S&F/MCT | O2.03E19 | - |  |  |  | 1 | Pipetman
EQ008278 | Broken | Pipette |  | Pipette P1000 | Gilson | Da Costa Pereira, D | VU/F/BETA/S&F/MCT | O2.03E19 | - |  |  |  | 1 | Pipetman
EQ008277 | 141; Red; Moltox; Broken | Pipette |  | Pipette P1000 | Gilson | Da Costa Pereira, D | VU/F/BETA/S&F/MCT | O2.03E19 | - |  |  |  | 1 | Pipetman
EQ008276 | 249 | Pipette |  | Pipette P5000 | Gilson | Da Costa Pereira, D | VU/F/BETA/S&F/MCT | O2.03E19 | - |  |  |  | 1 | Pipetman
EQ008275 | Blue | Pipette |  | Pipette P1000N | Gilson | Da Costa Pereira, D | VU/F/BETA/S&F/MCT | O2.03E19 | - |  |  |  | 1 | Pipetman
EQ008274 | 377; Brown | Pipette |  | Pipette P1000 | Gilson | Da Costa Pereira, D | VU/F/BETA/S&F/MCT | O2.03E19 | - |  |  |  | 1 | Pipetman
EQ008273 | 161; Brown; Broken | Pipette |  | Pipette P20 | Gilson | Da Costa Pereira, D | VU/F/BETA/S&F/MCT | O2.03E19 | - |  |  |  | 1 | Pipetman
EQ008272 | 277; Blue | Pipette |  | Pipette P100 | Gilson | Da Costa Pereira, D | VU/F/BETA/S&F/MCT | O2.03E19 | - |  |  |  | 1 | Pipetman
EQ008271 | 315; MolTox; Red | Pipette |  | Pipette 20-200 | Eppendorf | Da Costa Pereira, D | VU/F/BETA/S&F/MCT | O2.03E19 | - |  |  |  | 1 | HTL
EQ008270 | 319; MolTox; Red | Pipette |  | Pipette 20-200 | Eppendorf | Da Costa Pereira, D | VU/F/BETA/S&F/MCT | O2.03E19 | - |  |  |  | 1 | HTL
EQ008269 | Red | Pipette |  | Pipette P200 | Gilson | Da Costa Pereira, D | VU/F/BETA/S&F/MCT | O2.03E19 | - |  |  |  | 1 | Pipetman
EQ008268 | Bench 2 | Pipette |  | Pipette P20 | Eppendorf | Da Costa Pereira, D | VU/F/BETA/S&F/MCT | O2.03E19 | - |  |  |  | 1 | Research plus
EQ008267 | Bench 2 | Pipette |  | Pipette P1000 | Eppendorf | Da Costa Pereira, D | VU/F/BETA/S&F/MCT | O2.03E19 | - |  |  |  | 1 | Research plus
EQ008266 | 003547 | Centrifuge |  | Picofuge | Stratagene | Da Costa Pereira, D | VU/F/BETA/S&F/MCT | O2.03E19 | - |  |  |  | 1 | Tube-strip Picofuge
EQ008265 | 010903 | Shaker/Mixer |  | Thermo Shaker | Eppendorf | Da Costa Pereira, D | VU/F/BETA/S&F/MCT | O2.03E19 | - |  |  |  | 1 | Thermomixer FP
EQ008264 | 011384 | Vortex |  | Vortex | VWR | Da Costa Pereira, D | VU/F/BETA/S&F/MCT | O2.03E19 | - |  |  |  | 1 | VV 3
EQ008263 | 011240 | Shaker/Mixer |  | Thermo Shaker | Eppendorf | Da Costa Pereira, D | VU/F/BETA/S&F/MCT | O2.03E19 | - |  |  |  | 1 | Thermomixer comfort
EQ008262 | 000512 | Magnetic Stirrer |  | Centrifuge | VWR | Da Costa Pereira, D | VU/F/BETA/S&F/MCT | O2.03E19 | - |  |  |  | 1 | Galaxy Mini
EQ008261 | 011476 | Magnetic Stirrer |  | Magnetic Stirrer | Heidolph | Da Costa Pereira, D | VU/F/BETA/S&F/MCT | O2.03E19 | - |  |  |  | 1 | MR 30001 K
EQ008260 | 004935 | Magnetic Stirrer |  | Magnetic Stirrer | Heidolph | Da Costa Pereira, D | VU/F/BETA/S&F/MCT | O2.03E19 | - |  |  |  | 1 | MR Hei-Standard
EQ008259 | 000502; F3; GGO 94-249; GGO 99-031 | Fridge |  | Refridgerator | Heraeus | Da Costa Pereira, D | VU/F/BETA/S&F/MCT | O2.03E19 | - |  |  |  | 1 | BK-600
EQ008258 | 000353 | Vortex |  | Vortex | Labinco | Da Costa Pereira, D | VU/F/BETA/S&F/MCT | O2.03E19 | - |  |  |  | 1 | L46
EQ008257 | 003541 | Water Bath |  | Water Bath | Julabo | Da Costa Pereira, D | VU/F/BETA/S&F/MCT | O2.03E19 | - |  |  |  | 1
EQ008256 | Bench 1 | Pipette |  | Pipette P200 | Gilson | Da Costa Pereira, D | VU/F/BETA/S&F/MCT | O2.03E19 | - |  |  |  | 1 | Pipetman
EQ008255 | Brown | Pipette |  | Pipette P20 | Gilson | Da Costa Pereira, D | VU/F/BETA/S&F/MCT | O2.03E19 | - |  |  |  | 1 | Pipetman
EQ008254 | Bench 1 | Pipette |  | Pipette P1000 | Gilson | Da Costa Pereira, D | VU/F/BETA/S&F/MCT | O2.03E19 | - |  |  |  | 1 | Pipetman
EQ008253 | Red; Moltox | Pipette |  | Pipette P5000 | Gilson | Da Costa Pereira, D | VU/F/BETA/S&F/MCT | O2.03E19 | - |  |  |  | 1 | Pipetman
EQ008252 |  | Pipette |  | Pipette 55 | Thermo Fisher Scientific | Da Costa Pereira, D | VU/F/BETA/S&F/MCT | O2.03E19 | - |  |  |  | 1
EQ008251 | WB; Green | Pipette |  | Pipette P10 | Eppendorf | Da Costa Pereira, D | VU/F/BETA/S&F/MCT | O2.03E19 | - |  |  |  | 1 | Research plus
EQ008250 | Romanian Flag | Pipette |  | Pipette 102 | Thermo Fisher Scientific | Da Costa Pereira, D | VU/F/BETA/S&F/MCT | O2.03E19 | - |  |  |  | 1
EQ008249 | WB; Green | Pipette |  | Pipette P20 | Eppendorf | Da Costa Pereira, D | VU/F/BETA/S&F/MCT | O2.03E19 | - |  |  |  | 1 | Research plus
EQ008248 | WB; Green | Pipette |  | Pipette P200 | Eppendorf | Da Costa Pereira, D | VU/F/BETA/S&F/MCT | O2.03E19 | - |  |  |  | 1 | Research plus
EQ008247 | Angelina | Pipette |  | Pipette B | Thermo Fisher Scientific | Da Costa Pereira, D | VU/F/BETA/S&F/MCT | O2.03E19 | - |  |  |  | 1
EQ008246 |  | Pipette |  | Pipet Filler | Thermo Fisher Scientific | Da Costa Pereira, D | VU/F/BETA/S&F/MCT | O2.03E19 | - |  |  |  | 1 | S1 Pipet Filler
EQ008245 | Yellow; WB | Pipette |  | Pipette 200 | Eppendorf | Da Costa Pereira, D | VU/F/BETA/S&F/MCT | O2.03E19 | - |  |  |  | 1 | Research plus
EQ008244 | 329 | Pipette |  | Pipette 125ul | Gilson | Da Costa Pereira, D | VU/F/BETA/S&F/MCT | WN.A303 | - |  |  |  | 1 | Distriman
EQ008243 | WB; Green | Pipette |  | Pipette P1000 | Eppendorf | Da Costa Pereira, D | VU/F/BETA/S&F/MCT | O2.03E19 | - |  |  |  | 1 | Research plus
EQ008242 | 381 | Pipette |  | Pipette P200 | Gilson | Da Costa Pereira, D | VU/F/BETA/S&F/MCT | WN.A303 | - |  |  |  | 1 | Pipetman
EQ008241 | Blue | Pipette |  | Pipette P20N | Gilson | Da Costa Pereira, D | VU/F/BETA/S&F/MCT | O2.03E19 | - |  |  |  | 1 | Pipetman
EQ008240 | 230; mol tox | Pipette |  | Pipette P100 | Gilson | Da Costa Pereira, D | VU/F/BETA/S&F/MCT | WN.A303 | - |  |  |  | 1 | Pipetman
EQ008239 | 0/2; 59; Green | Pipette |  | Pipette P200 | Gilson | Da Costa Pereira, D | VU/F/BETA/S&F/MCT | O2.03E19 | - |  |  |  | 1 | Pipetman
EQ008238 | 326 | Pipette |  | Pipette P1000 | Gilson | Da Costa Pereira, D | VU/F/BETA/S&F/MCT | WN.A303 | - |  |  |  | 1 | Pipetman
EQ008237 | White | Pipette |  | Pipette 100-1000uL | Thermo Fisher Scientific | Da Costa Pereira, D | VU/F/BETA/S&F/MCT | O2.03E19 | - |  |  |  | 1 | Finnipipette
EQ008236 | Red Tape; SL | Pipette |  | Pipette P1000 | Gilson | Da Costa Pereira, D | VU/F/BETA/S&F/MCT | WN.A303 | - |  |  |  | 1 | Pipetman
EQ008235 | Bench 2 | Pipette |  | Pipette P200 | Eppendorf | Da Costa Pereira, D | VU/F/BETA/S&F/MCT | O2.03E19 | - |  |  |  | 1 | Research plus
EQ008234 | MS-lab | Pipette |  | Pipette P20 | Eppendorf | Da Costa Pereira, D | VU/F/BETA/S&F/MCT | O2.03E19 | - |  |  |  | 1 | Research plus
EQ008233 | Blue Tape; BioFar MolTox | Pipette |  | Pipette P2 | Gilson | Da Costa Pereira, D | VU/F/BETA/S&F/MCT | WN.A303 | - |  |  |  | 1 | Pipetman
EQ008232 | Green Tape | Pipette |  | Pipette P200 | Gilson | Da Costa Pereira, D | VU/F/BETA/S&F/MCT | WN.A303 | - |  |  |  | 1 | Pipetman
EQ008231 | White | Pipette |  | Pipette P10 | Eppendorf | Da Costa Pereira, D | VU/F/BETA/S&F/MCT | O2.03E19 | - |  |  |  | 1 | Research plus
EQ008230 | Green Tape | Pipette |  | Pipette P1000 | Gilson | Da Costa Pereira, D | VU/F/BETA/S&F/MCT | WN.A303 | - |  |  |  | 1 | Pipetman
EQ008229 | MS-lab | Pipette |  | Pipette P1000 | Eppendorf | Da Costa Pereira, D | VU/F/BETA/S&F/MCT | O2.03E19 | - |  |  |  | 1 | Research plus
EQ008228 | 163; Brown Tape; NRS | Pipette |  | Pipette P100 | Gilson | Da Costa Pereira, D | VU/F/BETA/S&F/MCT | WN.A303 | - |  |  |  | 1 | Pipetman
EQ008227 | 163; Brown Tape; NRS | Pipette |  | Pipette P100 | Gilson | Da Costa Pereira, D | VU/F/BETA/S&F/MCT | WN.A303 | - |  |  |  | 1 | Pipetman
EQ008226 | 254; Brown Tape; NRS | Pipette |  | Pipette P200 | Gilson | Da Costa Pereira, D | VU/F/BETA/S&F/MCT | WN.A303 | - |  |  |  | 1 | Pipetman
EQ008225 | 214; Brown Tape | Pipette |  | Pipette P100 | Gilson | Da Costa Pereira, D | VU/F/BETA/S&F/MCT | WN.A303 | - |  |  |  | 1 | Pipetman
EQ008224 | 011316 | Centrifuge |  | Centrifuge | Thermo Fisher Scientific | Da Costa Pereira, D | VU/F/BETA/S&F/MCT | O2.03E19 | - |  |  |  | 1 | Heraeus Pico 17
EQ008223 | 000434 | Vortex |  | Vortex | IKA | Da Costa Pereira, D | VU/F/BETA/S&F/MCT | O2.03E19 | - |  |  |  | 1 | MS1 Minishaker
EQ008222 | 0011238 | Shaker/Mixer |  | Thermo Shaker | Eppendorf | Da Costa Pereira, D | VU/F/BETA/S&F/MCT | O2.03E19 | - |  |  |  | 1 | Thermomixer comfort
EQ008221 | 003565 | Vortex |  | Vortex | Heidolph | Da Costa Pereira, D | VU/F/BETA/S&F/MCT | O2.03E19 | - |  |  |  | 1 | REAX2000
EQ008220 | MCN set 5 Cell P200 | Pipette |  | Pipette P200 | Gilson | Gouwenberg, Y | VU/F/BETA/CNCR/MCN | WN.A303 | - |  |  |  | 1 | pipetman
EQ008219 | MCN set 5 Cell P20 | Pipette |  | Pipette P20 | Gilson | Gouwenberg, Y | VU/F/BETA/CNCR/MCN | WN.A303 | - |  |  |  | 1 | pipetman
EQ008218 |  | Vortex |  | Vortex | Retsch | Da Costa Pereira, D | VU/F/BETA/S&F/MCT | O2.03E19 | - |  |  |  | 1 | MIX TM O1
EQ008217 |  | Vortex |  | Vortex | Labinco | Da Costa Pereira, D | VU/F/BETA/S&F/MCT | O2.03E19 | - |  |  |  | 1 | L46
EQ008216 | 002616 | Magnetic Stirrer |  | Magnetic Stirrer | Heidolph | Da Costa Pereira, D | VU/F/BETA/S&F/MCT | O2.03E19 | - |  |  |  | 1 | Hei-Mix S
EQ008215 | 011638 | Magnetic Stirrer |  | Magnetic Stirrer | VWR | Da Costa Pereira, D | VU/F/BETA/S&F/MCT | O2.03E19 | - |  |  |  | 1 | VMS-A S040
EQ008214 | 177 | Pipette |  | Pipette P20 | Gilson | Da Costa Pereira, D | VU/F/BETA/S&F/MCT | O2.03E19 | - |  |  |  | 1 | Pipetman
EQ008213 | 348 | Pipette |  | Pipette P100 | Gilson | Da Costa Pereira, D | VU/F/BETA/S&F/MCT | O2.03E19 | - |  |  |  | 1 | Pipetman
EQ008212 |  | Pipette |  | Pipette P20 | Gilson | Da Costa Pereira, D | VU/F/BETA/S&F/MCT | O2.03E19 | - |  |  |  | 1 | Pipetman
EQ008211 | 003539 | Shaker/Mixer |  | Thermo Shaker | Eppendorf | Da Costa Pereira, D | VU/F/BETA/S&F/MCT | O2.03E19 | - |  |  |  | 1 | Thermomixer comfort
EQ008210 | 273 | Pipette |  | Pipette P200 | Gilson | Da Costa Pereira, D | VU/F/BETA/S&F/MCT | O2.03E19 | - |  |  |  | 1 | Pipetman
EQ008209 | 47; 0/2 | Pipette |  | Pipette P1000 | Gilson | Da Costa Pereira, D | VU/F/BETA/S&F/MCT | O2.03E19 | - |  |  |  | 1 | Pipetman
EQ008208 | Tm | Pipette |  | Pipette 10 | Eppendorf | Da Costa Pereira, D | VU/F/BETA/S&F/MCT | O2.03E19 | - |  |  |  | 1 | Research plus
EQ008207 | 123; Red tape | Pipette |  | Pipette P20 | Gilson | Da Costa Pereira, D | VU/F/BETA/S&F/MCT | O2.03E19 | - |  |  |  | 1 | Pipetman
EQ008206 | Tm | Pipette |  | Pipette P100 | Gilson | Da Costa Pereira, D | VU/F/BETA/S&F/MCT | O2.03E19 | - |  |  |  | 1 | Pipetman
EQ008205 | Tm | Pipette |  | Pipette 200 | Eppendorf | Da Costa Pereira, D | VU/F/BETA/S&F/MCT | O2.03E19 | - |  |  |  | 1 | Research plus
EQ008204 |  | Spectrophotometer |  | Nanodrop UV/Vis Spectrophotometer | Thermo Fisher Scientific | Da Costa Pereira, D | VU/F/BETA/S&F/MCT | O2.03E19 | - |  |  |  | 1 | Nanodrop 2000
EQ008203 | Tm | Pipette |  | Pipette 1000 | Eppendorf | Da Costa Pereira, D | VU/F/BETA/S&F/MCT | O2.03E19 | - |  |  |  | 1 | Research plus
EQ008202 | Moltox | Pipette |  | Pipette Multichannel 5-100ul | Biohit | Da Costa Pereira, D | VU/F/BETA/S&F/MCT | O2.03E19 | - |  |  |  | 1 | m100
EQ008201 |  | Computer Monitor |  | HP Monitor | Hewlett Packard (HP) | Da Costa Pereira, D | VU/F/BETA/S&F/MCT | O2.03E19 | - |  |  |  | 1 | Compaq LA2306x
EQ008200 | HP046; 011327 | Computer |  | HP Computer | Hewlett Packard (HP) | Da Costa Pereira, D | VU/F/BETA/S&F/MCT | O2.03E19 | - |  |  |  | 1 | Compaq
EQ008199 |  | Pipette |  | Pipette Multichannel 5-50ul | Amersham Sciences | Da Costa Pereira, D | VU/F/BETA/S&F/MCT | O2.03E19 | - |  |  |  | 1
EQ008198 | 000368 | Water Bath |  | Water Bath | GFL | Da Costa Pereira, D | VU/F/BETA/S&F/MCT | O2.03E19 | - |  |  |  | 1 | 1083
EQ008197 | 000435 | Vortex |  | Vortex | IKA | Da Costa Pereira, D | VU/F/BETA/S&F/MCT | O2.03E19 | - |  |  |  | 1 | MS1 Minishaker
EQ008196 | 004498 | Centrifuge |  | Cooling Centrifuge | Hettich | Da Costa Pereira, D | VU/F/BETA/S&F/MCT | O2.03E19 | - |  |  |  | 1 | Rotixa / K
EQ008195 | LKexv 3910-22A F30; GGO 94-249; GGO 99-031 | Fridge |  | Refridgerator | Liebherr | Da Costa Pereira, D | VU/F/BETA/S&F/MCT | O2.03E19 | - |  |  |  | 1 | MediLine
EQ008194 | 000351 | Orbital shaker |  | Orbital Shaker | IKA | Da Costa Pereira, D | VU/F/BETA/S&F/MCT | O2.03E19 | - |  |  |  | 1 | VXR
EQ008193 | 008390 | Centrifuge |  | Centrifuge 5430 | Eppendorf | Da Costa Pereira, D | VU/F/BETA/S&F/MCT | O2.03E19 | - |  |  |  | 1 | 5427
EQ008192 |  | Radio |  | Radio | Sony | Da Costa Pereira, D | VU/F/BETA/S&F/MCT | O2.03E19 | - |  |  |  | 1 | CMT-SBT20B
EQ008191 |  | Blotter |  | Semi-dry Blotter | Thermo Fisher Scientific | Da Costa Pereira, D | VU/F/BETA/S&F/MCT | O2.03E19 | - |  |  |  | 1 | Pierce Fast Semi-Dry
EQ008190 |  | Power Supply |  | Power Supply | James Electronics | Da Costa Pereira, D | VU/F/BETA/S&F/MCT | O2.03E19 | - |  |  |  | 1 | E15659
EQ008189 |  | Pipette |  | Pipette Electronic | Biohit | Da Costa Pereira, D | VU/F/BETA/S&F/MCT | O2.03E19 | - |  |  |  | 1 | Midi Plus
EQ008188 |  | Pipette |  | Pipette Electronic | Thermo Fisher Scientific | Da Costa Pereira, D | VU/F/BETA/S&F/MCT | O2.03E19 | - |  |  |  | 1 | S1 Pipet Filler
EQ008187 |  | Pipette |  | Pipette Electronic | Drummond | Da Costa Pereira, D | VU/F/BETA/S&F/MCT | O2.03E19 | - |  |  |  | 1 | Pipet-aid
EQ008186 | 011278 | Electrophoresis Power Supply |  | Power Supply | Bio-Rad | Da Costa Pereira, D | VU/F/BETA/S&F/MCT | O2.03E19 | - |  |  |  | 1 | PowerPac 300
EQ008185 |  | Shaker/Mixer |  | Drill Mixer | IKA | Da Costa Pereira, D | VU/F/BETA/S&F/MCT | O2.03E19 | - |  |  |  | 1 | Euro-ST B
EQ008184 |  | Vortex |  | Vortex | IKA | Da Costa Pereira, D | VU/F/BETA/S&F/MCT | O2.03E19 | - |  |  |  | 1 | V 1 S000
EQ008183 |  | Electroporator |  | Electroporator | Eppendorf | Da Costa Pereira, D | VU/F/BETA/S&F/MCT | O2.03E19 | - |  |  |  | 1 | 2510
EQ008182 |  | Heat Gun |  | Heat Gun | Steinel | Da Costa Pereira, D | VU/F/BETA/S&F/MCT | O2.03E19 | - |  |  |  | 1 | HL 1610 S // 3480
EQ008181 |  | Heat Gun |  | Heat Gun | Steinel | Da Costa Pereira, D | VU/F/BETA/S&F/MCT | O2.03E19 | - |  |  |  | 1 | HL 1610 S // 3480
EQ008180 |  | UV/VIS Detector |  | Compact UV Lamp | Analytik Jena | Da Costa Pereira, D | VU/F/BETA/S&F/MCT | O2.03E19 | - |  |  |  | 1 | UVP UVGL-25
EQ008179 | 009072 | Roller mixer |  | Roller Mixer | VU | Da Costa Pereira, D | VU/F/BETA/S&F/MCT | O2.03E19 | - |  |  |  | 1
EQ008178 | Bibro-878 | Fridge |  | Fridge | Liebherr | Da Costa Pereira, D | VU/F/BETA/S&F/MCT | O2.03E19 | - |  |  |  | 1 | MediLine
EQ008177 | 011276 | Electrophoresis Power Supply |  | Power Supply | Bio-Rad | Da Costa Pereira, D | VU/F/BETA/S&F/MCT | O2.03E19 | - |  |  |  | 1 | PowerPac 300
EQ008176 | Bibro-1080 | Fridge |  | Fridge | Liebherr | Da Costa Pereira, D | VU/F/BETA/S&F/MCT | O2.03E19 | - |  |  |  | 1 | MediLine
EQ008175 |  | Vacuum Concentrators |  | Cold Trap | Christ | Da Costa Pereira, D | VU/F/BETA/S&F/MCT | O2.03E19 | - |  |  |  | 1 | CT 02-50
EQ008174 | 003645 | Electrophoresis Power Supply |  | Power Supply | Bio-Rad | Da Costa Pereira, D | VU/F/BETA/S&F/MCT | O2.03E19 | - |  |  |  | 1 | PowerPac 200
EQ008173 |  | Centrifuge |  | Centrifuge | Christ | Da Costa Pereira, D | VU/F/BETA/S&F/MCT | O2.03E19 | - |  |  |  | 1 | RVC 2-25 CO plus
EQ008172 | 011785 | Vacuum Pump |  | Vacuum Pump | Vacuubrand | Da Costa Pereira, D | VU/F/BETA/S&F/MCT | O2.03E19 | - |  |  |  | 1 | ME1
EQ008171 | 08381 | Microwave oven |  | Microwave | Moulinex | Da Costa Pereira, D | VU/F/BETA/S&F/MCT | O2.03E19 | - |  |  |  | 1 | Micro-chef FM 1315
EQ008170 | 000742 | Shaker/Mixer |  | Platform Shaker | Heidolph | Da Costa Pereira, D | VU/F/BETA/S&F/MCT | O2.03E19 | - |  |  |  | 1 | Titramax 1000
EQ008169 | 003333 | Orbital shaker |  | Orbital Shaker | GFL | Da Costa Pereira, D | VU/F/BETA/S&F/MCT | O2.03E19 | - |  |  |  | 1
EQ008168 | Main Lab | Pipette |  | Pipette Multichannel 100 | Eppendorf | Da Costa Pereira, D | VU/F/BETA/S&F/MCT | O2.03E19 | - |  |  |  | 1 | Research plus
EQ008167 | 003599 | Shaker/Mixer |  | Thermomixer | Eppendorf | Da Costa Pereira, D | VU/F/BETA/S&F/MCT | O2.03E19 | - |  |  |  | 1 | Thermomixer comfort
EQ008166 | 003540 | Orbital shaker |  | Thermomixer Comfort | Eppendorf | Da Costa Pereira, D | VU/F/BETA/S&F/MCT | O2.03E19 | - |  |  |  | 1 | Comfort
EQ008165 | 011280 | Electrophoresis Power Supply |  | Power Supply | Bio-Rad | Da Costa Pereira, D | VU/F/BETA/S&F/MCT | O2.03E19 | - |  |  |  | 1
EQ008164 |  | Pipette |  | Pipette 50-300ul Multichannel | Thermo Fisher Scientific | Da Costa Pereira, D | VU/F/BETA/S&F/MCT | O2.03E19 | - |  |  |  | 1 | Finnpipette
EQ008163 | Bench 6 | Pipette |  | Pipette P200 | Gilson | Da Costa Pereira, D | VU/F/BETA/S&F/MCT | O2.03E19 | - |  |  |  | 1 | Pipetman
EQ008162 | 000376 | Electrophoresis Power Supply |  | Power Supply | Bio-Rad | Da Costa Pereira, D | VU/F/BETA/S&F/MCT | O2.03E19 | - |  |  |  | 1 | PowerPac 300
EQ008161 | Bench 6 | Pipette |  | Pipette P20 | Gilson | Da Costa Pereira, D | VU/F/BETA/S&F/MCT | O2.03E19 | - |  |  |  | 1 | Pipetman
EQ008160 | 33; Green Tape; students | Pipette |  | Pipette P100 | Gilson | Da Costa Pereira, D | VU/F/BETA/S&F/MCT | O2.03E19 | - |  |  |  | 1 | Pipetman
EQ008159 | 011275; J109373 | Transilluminator |  | Benchtop UV Transilluminator | UVP | Da Costa Pereira, D | VU/F/BETA/S&F/MCT | O2.03E19 | - |  |  |  | 1
EQ008158 | Bench 6 | Pipette |  | Pipette P1000 | Gilson | Da Costa Pereira, D | VU/F/BETA/S&F/MCT | O2.03E19 | - |  |  |  | 1 | Pipetman
EQ008157 | 011350 | Thermal Cycler / PCR System |  | PCR/Thermal Cycler | Applied biosystems | Da Costa Pereira, D | VU/F/BETA/S&F/MCT | O2.03E19 | - |  |  |  | 1 | 2720
EQ008156 | 000363 | Microwave oven |  | Microwave | Bosch | Da Costa Pereira, D | VU/F/BETA/S&F/MCT | O2.03E19 | - |  |  |  | 1 | Silver edition
EQ008155 |  | Incubator |  | Incubator | VWR | Da Costa Pereira, D | VU/F/BETA/S&F/MCT | O2.03E19 | - |  |  |  | 1 | Incu-Line
EQ008154 |  | Vortex |  | Vortex | Velp | Jongkees, Seino | VU/F/BETA/S&F/CBB | O2.03W24 | - |  |  |  | 1 | ZX3
EQ008153 |  | Peristaltic Pump |  | Peristaltic Pump | LONGER | Jongkees, Seino | VU/F/BETA/S&F/CBB | O2.03W24 | - |  |  |  | 1 | BT100-2J
EQ008152 |  | Magnetic Stirrer |  | Magnetic Stirrer | DAN Logitech | Jongkees, Seino | VU/F/BETA/S&F/CBB | O2.03W24 | - |  |  |  | 1 | HEAT & STIR
EQ008151 |  | Electrophoresis Power Supply |  | Electrophoresis Power Supply | Bio-Rad | Jongkees, Seino | VU/F/BETA/S&F/CBB | O2.03W24 | - |  |  |  | 1
EQ008150 |  | Label Writer |  | Label Maker | Dymo | Jongkees, Seino | VU/F/BETA/S&F/CBB | O2.03W21 | - |  |  |  | 1 | LabelManager 210D
EQ008149 |  | Drill |  | Cordless Driver Drill | Topshak | Jongkees, Seino | VU/F/BETA/S&F/CBB | O2.03W21 | - |  |  |  | 1 | 48V Max Flithium
EQ008148 |  | DNA Purification System |  | Purification System | Thermo Fisher Scientific | Jongkees, Seino | VU/F/BETA/S&F/CBB | O2.03W24 | - |  |  |  | 1 | Kingfischer Duo Prime
EQ008147 |  | Electrophoresis Power Supply |  | Electrophoresis Power Supply | Bio-Rad | Jongkees, Seino | VU/F/BETA/S&F/CBB | O2.03W24 | - |  |  |  | 1
EQ008146 |  | Calibration Instrument |  | Gell Electrophoresis System | Bio-Rad | Jongkees, Seino | VU/F/BETA/S&F/CBB | O2.03W24 | - |  |  |  | 0 | Mini-PROTEAN Tetra Cell
EQ008145 |  | Vacuum Pump |  | Vacuum Pump | KNF | Jongkees, Seino | VU/F/BETA/S&F/CBB | O2.03W21 | - |  |  |  | 1 | N86 Laboport
EQ008144 |  | Magnetic Stirrer |  | Magnetic Stirrer | Heidolph | Jongkees, Seino | VU/F/BETA/S&F/CBB | O2.03W21 | - |  |  |  | 1 | MR Hei-Mix S
EQ008143 | PR-056851 | Label Writer |  | Label Printer | Zebra | Jongkees, Seino | VU/F/BETA/S&F/CBB | O2.03W30 | - |  |  |  | 1 | ZD420
EQ008142 |  | Extension Cable |  | Extension Cable | Eurapra | Jongkees, Seino | VU/F/BETA/S&F/CBB | O2.03W30 | - |  |  |  | 0
EQ008141 |  | Heat Gun |  | Heat Gun | Aigostar | Jongkees, Seino | VU/F/BETA/S&F/CBB | O2.03W21 | - |  |  |  | 1 | DW-1107; 8433325501013
EQ008140 |  | Dishwasher |  | Dish Washer | Miele | Jongkees, Seino | VU/F/BETA/S&F/CBB | O2.03W30 | - |  |  |  | 1 | G 7883 CD
EQ008139 |  | Dishwasher |  | Dish Washer | Miele | Jongkees, Seino | VU/F/BETA/S&F/CBB | O2.03W30 | - |  |  |  | 1 | G 7883 CD
EQ008138 | F4-3200C16D-16GIS-Geheugen | Computer |  | HP Computer | Hewlett Packard (HP) | Jongkees, Seino | VU/F/BETA/S&F/CBB | O2.03W30 | - |  |  |  | 1 | Z2
EQ008137 |  | Computer Monitor |  | HP Monitor | Hewlett Packard (HP) | Jongkees, Seino | VU/F/BETA/S&F/CBB | O2.03W30 | - |  |  |  | 1 | Compaq LA2405wg
EQ008136 | David | Synthesizer |  | Automated Peptide Synthesiser | Protein Technologies | Jongkees, Seino | VU/F/BETA/S&F/CBB | O2.03W21 | - |  |  |  | 1 | PurePrep Chorus
EQ008135 |  | Computer Monitor |  | HP Monitor | Hewlett Packard (HP) | Jongkees, Seino | VU/F/BETA/S&F/CBB | O2.03W30 | - |  |  |  | 1
EQ008134 |  | pH Meter |  | PH meter | Vos Instrumenten | Jongkees, Seino | VU/F/BETA/S&F/CBB | O2.03W21 | - |  |  |  | 1 | Vos-70002
EQ008133 |  | Variable Wavelength Detector (VWD) |  | Variable Wavelength Detector | Agilent | Jongkees, Seino | VU/F/BETA/S&F/CBB | O2.03W30 | - |  |  |  | 1 | 1260 Infinity II VWD
EQ008132 |  | Column Oven |  | Multicolumn Oven | Agilent | Jongkees, Seino | VU/F/BETA/S&F/CBB | O2.03W30 | - |  |  |  | 1 | 1260 Infinity II MCT
EQ008131 |  | Pump/Compressor |  | Preperative Binary Pump | Agilent | Jongkees, Seino | VU/F/BETA/S&F/CBB | O2.03W21 | - |  |  |  | 1 | 1260 Infinity II Prep Bin Pump
EQ008130 | Huibert | Multiple wavelength detector (MWD) |  | Variable Wavelength Detector | Agilent | Jongkees, Seino | VU/F/BETA/S&F/CBB | O2.03W21 | - |  |  |  | 1 | 1260 Infinity II VWD
EQ008129 |  | Fraction Collector |  | Open Bed Fraction Collector | Agilent | Jongkees, Seino | VU/F/BETA/S&F/CBB | O2.03W21 | - |  |  |  | 1 | 1290 Prep FC Infinity II
EQ008128 |  | Computer Monitor |  | Computer Monitor HP | Hewlett Packard (HP) | Jongkees, Seino | VU/F/BETA/S&F/CBB | O2.03W21 | - |  |  |  | 1
EQ008127 |  | Computer |  | PC HP | Hewlett Packard (HP) | Jongkees, Seino | VU/F/BETA/S&F/CBB | O2.03W21 | - |  |  |  | 1 | Z2
EQ008126 |  | Heat Gun |  | Heat Gun | Mannesmann | Jongkees, Seino | VU/F/BETA/S&F/CBB | O2.03W21 | - |  |  |  | 1 | Heissluftpistole 49500
EQ008125 |  | HPLC Injector |  | HPLC Injector | Agilent | Jongkees, Seino | VU/F/BETA/S&F/CBB | O2.03W30 | - |  |  |  | 1 | 1260 Vialsampler
EQ008124 |  | Heat Gun |  | Heat Gun | Mannesmann | Jongkees, Seino | VU/F/BETA/S&F/CBB | O2.03W21 | - |  |  |  | 1 | Heissluftpistole 49500
EQ008123 |  | HPLC Pump |  | Quaternary Pump | Agilent | Jongkees, Seino | VU/F/BETA/S&F/CBB | O2.03W30 | - |  |  |  | 0 | Infinity II 1260
EQ008122 |  | HPLC Pump |  | Flexible HPLC Pump | Agilent | Jongkees, Seino | VU/F/BETA/S&F/CBB | O2.03W30 | - |  |  |  | 0 | Infinity II 1260
EQ008121 |  | HPLC Pump |  | Binary Pump | Agilent | Jongkees, Seino | VU/F/BETA/S&F/CBB | O2.03W30 | - |  |  |  | 0 | Infinity II 1260
EQ008120 |  | Pipette |  | Pipette 2-20ul | Joanlab | Jongkees, Seino | VU/F/BETA/S&F/CBB | O2.03W21 | - |  |  |  | 1
EQ008119 |  | Degasser |  | Degasser | Agilent | Jongkees, Seino | VU/F/BETA/S&F/CBB | O2.03W30 | - |  |  |  | 1 | Infinity II 1260
EQ008118 |  | Oven |  | Oven | Shel-Lab | Jongkees, Seino | VU/F/BETA/S&F/CBB | O2.03W21 | - |  |  |  | 1
EQ008117 |  | Degasser |  | High Performance Degasser | Agilent | Jongkees, Seino | VU/F/BETA/S&F/CBB | O2.03W30 | - |  |  |  | 1 | Infinity 1260 high performance
EQ008116 |  | HPLC System |  | Agilent HPLC System | Agilent | Jongkees, Seino | VU/F/BETA/S&F/CBB | O2.03W30 | - |  |  |  | 1 | Infinity II 1260
EQ008115 |  | Vortex |  | Ink Shaker | Larksci | Jongkees, Seino | VU/F/BETA/S&F/CBB | O2.03W21 | - |  |  |  | 1
EQ008114 | Cell Work | Pipette |  | Pipette 100-1000ul | Joanlab | Jongkees, Seino | VU/F/BETA/S&F/CBB | O2.03W21 | - |  |  |  | 1
EQ008113 |  | Pipette |  | Pipette 2-20ul | Joanlab | Jongkees, Seino | VU/F/BETA/S&F/CBB | O2.03W21 | - |  |  |  | 1
EQ008112 |  | Pipette |  | Pipette 1000-5000ul | Joanlab | Jongkees, Seino | VU/F/BETA/S&F/CBB | O2.03W21 | - |  |  |  | 1
EQ008111 |  | Mass Spectrometer |  | Agilent LC/MS | Agilent | Jongkees, Seino | VU/F/BETA/S&F/CBB | O2.03W30 | - |  |  |  | 1 | Infinitylab LC/MSD XT
EQ008110 |  | Pipette |  | Pipette 20-200ul | Joanlab | Jongkees, Seino | VU/F/BETA/S&F/CBB | O2.03W21 | - |  |  |  | 1
EQ008109 |  | Orbital shaker |  | Orbital Shaker | Vos Instrumenten | Jongkees, Seino | VU/F/BETA/S&F/CBB | O2.03W21 | - |  |  |  | 1
EQ008108 |  | Pipette |  | Pipette 10 | Eppendorf | Jongkees, Seino | VU/F/BETA/S&F/CBB | O2.03W21 | - |  |  |  | 1 | Research plus
EQ008107 |  | Pipette |  | Pipette 100 | Eppendorf | Jongkees, Seino | VU/F/BETA/S&F/CBB | O2.03W21 | - |  |  |  | 1 | Research plus
EQ008106 |  | Freezer |  | Ultra Low Freezer | Snijders | Jongkees, Seino | VU/F/BETA/S&F/CBB | O2.03W28 | - |  |  |  | 1 | Evosafe VF720-86
EQ008105 |  | Pipette |  | Pipette 100 | Eppendorf | Jongkees, Seino | VU/F/BETA/S&F/CBB | O2.03W21 | - |  |  |  | 1 | Research plus
EQ008104 |  | Pipette |  | Pipette 10 | Eppendorf | Jongkees, Seino | VU/F/BETA/S&F/CBB | O2.03W21 | - |  |  |  | 1 | Research plus
EQ008103 |  | Pipette |  | Pipette 1000 | Eppendorf | Jongkees, Seino | VU/F/BETA/S&F/CBB | O2.03W21 | - |  |  |  | 1 | Research plus
EQ008102 |  | Vacuum Pump |  | Rotary-vane pump | VWR | Jongkees, Seino | VU/F/BETA/S&F/CBB | O2.03W28 | - |  |  |  | 1 | VR6+
EQ008101 |  | Vortex |  | Vortex | Velp | Jongkees, Seino | VU/F/BETA/S&F/CBB | O2.03W21 | - |  |  |  | 1 | ZX3
EQ008100 |  | Centrifuge |  | Centrifuge | Grant Instruments | Jongkees, Seino | VU/F/BETA/S&F/CBB | O2.03W21 | - |  |  |  | 1 | PCV-6000; Multi-Spin;
EQ008099 |  | Centrifuge |  | Centrifuge | Thermo Fisher Scientific | Jongkees, Seino | VU/F/BETA/S&F/CBB | O2.03W21 | - |  |  |  | 1 | accuspin Micro17
EQ008098 |  | Freeze-Dryer |  | Benchtop Freeze-Dryer | Labconco | Jongkees, Seino | VU/F/BETA/S&F/CBB | O2.03W28 | - |  |  |  | 1 | Freezone
EQ008097 |  | Ice Machine |  | Ice machine | ggmgastro | Jongkees, Seino | VU/F/BETA/S&F/CBB | O2.03W28 | - |  |  |  | 1
EQ008096 |  | Extension Cable |  | Extension Cable | Eurapra | Jongkees, Seino | VU/F/BETA/S&F/CBB | O2.03W21 | - |  |  |  | 1 | WES.2A6
EQ008095 |  | Balance |  | Analytical balance | Fisherbrand | Jongkees, Seino | VU/F/BETA/S&F/CBB | O2.03W28 | - |  |  |  | 1 | Analytical series
EQ008094 |  | Thermal Cycler / PCR System |  | PCR System Thermal Cycler | Vos Instrumenten | Jongkees, Seino | VU/F/BETA/S&F/CBB | O2.03W21 | - |  |  |  | 1 | Edvotek
EQ008093 |  | Pipette |  | Pipette 50-300ul Multi | Thermo Fisher Scientific | Jongkees, Seino | VU/F/BETA/S&F/CBB | O2.03W21 | - |  |  |  | 1 | DE-M21
EQ008092 | Seino | Pipette |  | Pipette 0.2-2 ul | Thermo Fisher Scientific | Jongkees, Seino | VU/F/BETA/S&F/CBB | O2.03W21 | - |  |  |  | 1
EQ008091 |  | Pipette |  | Pipette 2-125ul Electronic Multi | Thermo Fisher Scientific | Jongkees, Seino | VU/F/BETA/S&F/CBB | O2.03W21 | - |  |  |  | 1 | E1-ClipTip
EQ008090 |  | Microwave oven |  | Microwave Oven | Daewoo | Jongkees, Seino | VU/F/BETA/S&F/CBB | O2.03W21 | - |  |  |  | 1 | KOC-970T
EQ008089 |  | Water Filtration System |  | Ultrapure Water System | Sartorius | Jongkees, Seino | VU/F/BETA/S&F/CBB | O2.03W21 | - |  |  |  | 1 | Arium Mini
EQ008088 |  | Speakers |  | Speakers | Logitech | Jongkees, Seino | VU/F/BETA/S&F/CBB | O2.03W21 | - |  |  |  | 1
EQ008087 |  | Block Heater |  | Block Heater | Thermo Fisher Scientific | Jongkees, Seino | VU/F/BETA/S&F/CBB | O2.03W21 | - |  |  |  | 1
EQ008086 | Seino | Pipette |  | Pipette 100-1000ul Electronic | Thermo Fisher Scientific | Jongkees, Seino | VU/F/BETA/S&F/CBB | O2.03W21 | - |  |  |  | 1 | Finnpipette
EQ008085 | Seino | Pipette |  | Pipette 10-100ul Electronic | Thermo Fisher Scientific | Jongkees, Seino | VU/F/BETA/S&F/CBB | O2.03W21 | - |  |  |  | 1 | Finnpipette
EQ008084 | 37 | Incubator |  | Portable Incubator | Vos Instrumenten | Jongkees, Seino | VU/F/BETA/S&F/CBB | O2.03W21 | - |  |  |  | 1 | VOS-12017
EQ008083 | 42 | Incubator |  | Portable Incubator | Vos Instrumenten | Jongkees, Seino | VU/F/BETA/S&F/CBB | O2.03W21 | - |  |  |  | 1 | VOS-12017
EQ008082 |  | Centrifuge |  | Mini Centrifuge | Joanlab | Jongkees, Seino | VU/F/BETA/S&F/CBB | O2.03W21 | - |  |  |  | 1 | Vc-7pro
EQ008081 |  | Centrifuge |  | Centrifuge | Corning | Jongkees, Seino | VU/F/BETA/S&F/CBB | O2.03W21 | - |  |  |  | 1 | 6770 Mini Centrifuge
EQ008080 |  | Pipette |  | Pipette 1000 | Eppendorf | Jongkees, Seino | VU/F/BETA/S&F/CBB | O2.03W21 | - |  |  |  | 1 | Research plus
EQ008079 |  | Pipette |  | Pipette 100 | Eppendorf | Jongkees, Seino | VU/F/BETA/S&F/CBB | O2.03W21 | - |  |  |  | 1 | Research plus
EQ008078 |  | Pipette |  | Pipette 10 | Eppendorf | Jongkees, Seino | VU/F/BETA/S&F/CBB | O2.03W21 | - |  |  |  | 1 | Research plus
EQ008077 |  | Gel imager |  | Gel Imaging System | Azure Biosystems | Jongkees, Seino | VU/F/BETA/S&F/CBB | O2.03W21 | - |  |  |  | 1 | 400
EQ008076 | Transportation and Handling Charges | Computer |  | Laptop Lenovo | Lenovo | Jongkees, Seino | VU/F/BETA/S&F/CBB | O2.03W21 | - |  |  |  | 1
EQ008075 | 003904 | Water Bath |  | Water Bath | Buchi | Jongkees, Seino | VU/F/BETA/S&F/CBB | O2.03W21 | - |  |  |  | 1 | B481
EQ008074 |  | Thermal Cycler / PCR System |  | PCR System Thermal Cycler | Vos Instrumenten | Jongkees, Seino | VU/F/BETA/S&F/CBB | O2.03W21 | - |  |  |  | 1 | Edvotek
EQ008073 |  | Block Heater |  | Mini Dry Bath | Joanlab | Jongkees, Seino | VU/F/BETA/S&F/CBB | O2.03W21 | - |  |  |  | 1 | MDB100-C
EQ008072 |  | Thermal Cycler / PCR System |  | Thermal Cycler | Sensoquest | Jongkees, Seino | VU/F/BETA/S&F/CBB | O2.03W21 | - |  |  |  | 1 | Labcycler
EQ008071 |  | UV/VIS Detector |  | UV/Vis Spectrophotometer | Thermo Fisher Scientific | Jongkees, Seino | VU/F/BETA/S&F/CBB | O2.03W21 | - |  |  |  | 1 | Nanodrop One
EQ008070 |  | Centrifuge |  | Centrifuge | Corning | Jongkees, Seino | VU/F/BETA/S&F/CBB | O2.03W21 | - |  |  |  | 1 | 6770 Mini Centrifuge
EQ008069 | Quinn | Thermal Cycler / PCR System |  | Real Time PCR System | Agilent | Jongkees, Seino | VU/F/BETA/S&F/CBB | O2.03W21 | - |  |  |  | 1 | AriaMx
EQ008068 | SBOC | Diaphragm Pump |  | Diaphragm Vacuum Pump | Buchi | Jongkees, Seino | VU/F/BETA/S&F/CBB | O2.03W21 | - |  |  |  | 1 | V-700
EQ008067 |  | Diaphragm Pump |  | Diaphragm Vacuum Pump | Thermo Fisher Scientific | Jongkees, Seino | VU/F/BETA/S&F/CBB | O2.03W21 | - |  |  |  | 1 | FB65499
EQ008066 | South; Bibro-948 | Fridge |  | Fridge | Liebherr | Jongkees, Seino | VU/F/BETA/S&F/CBB | O2.03W21 | - |  |  |  | 1 | MedLine
EQ008065 | South; 6W31-101; Bibro-777 | Fridge |  | Fridge | Liebherr | Jongkees, Seino | VU/F/BETA/S&F/CBB | O2.03W21 | - |  |  |  | 1 | MedLine
EQ008064 | HENK | Orbital shaker |  | Orbital Shaker | Vos Instrumenten | Jongkees, Seino | VU/F/BETA/S&F/CBB | O2.03W21 | - |  |  |  | 1
EQ008063 | North; Bibro-880 | Freezer |  | Freezer | Liebherr | Jongkees, Seino | VU/F/BETA/S&F/CBB | O2.03W21 | - |  |  |  | 1 | MedLine
EQ008062 | North; Bibro-1154 | Fridge |  | Fridge | Liebherr | Jongkees, Seino | VU/F/BETA/S&F/CBB | O2.03W21 | - |  |  |  | 1 | MedLine
EQ008061 | Ingrid | Orbital shaker |  | Orbital Shaker | Vos Instrumenten | Jongkees, Seino | VU/F/BETA/S&F/CBB | O2.03W21 | - |  |  |  | 1 | VOS-22001
EQ008060 |  | Sealer |  | Vacuum Sealer | Princess | Jongkees, Seino | VU/F/BETA/S&F/CBB | O2.03W21 | - |  |  |  | 1
EQ008059 | Pass: 03W21 | Computer |  | PC Apple | Apple | Jongkees, Seino | VU/F/BETA/S&F/CBB | O2.03W21 | - |  |  |  | 1
EQ008058 |  | Electric Motor |  | Stepping Motor | CNYOHO | Jongkees, Seino | VU/F/BETA/S&F/CBB | O2.03W21 | - |  |  |  | 1 | YH42BYGH60-401A
EQ008057 |  | Balance |  | Balance | Vos Instrumenten | Jongkees, Seino | VU/F/BETA/S&F/CBB | O2.03W21 | - |  |  |  | 1 | VOS-600-2
EQ008056 |  | Balance |  | Balance | Vos Instrumenten | Jongkees, Seino | VU/F/BETA/S&F/CBB | O2.03W21 | - |  |  |  | 1 | VOS-600-2
EQ008055 |  | Balance |  | Balance | Vos Instrumenten | Jongkees, Seino | VU/F/BETA/S&F/CBB | O2.03W21 | - |  |  |  | 1 | VOS-600-2
EQ008054 |  | Centrifuge |  | Mini Centrifuge | Joanlab | Jongkees, Seino | VU/F/BETA/S&F/CBB | O2.03W21 | - |  |  |  | 1 | VM500S
EQ008053 |  | Pipette |  | Pipette 0.1-2.5ul | Joanlab | Jongkees, Seino | VU/F/BETA/S&F/CBB | O2.03W21 | - |  |  |  | 1
EQ008052 |  | Pipette |  | Pipette 20-200ul | Vos Instrumenten | Jongkees, Seino | VU/F/BETA/S&F/CBB | O2.03W21 | - |  |  |  | 1
EQ008051 | Rasmus | Pipette |  | Pipette 100-1000ul | Joanlab | Jongkees, Seino | VU/F/BETA/S&F/CBB | O2.03W21 | - |  |  |  | 1
EQ008050 | 003733; 1 | Vacuum Pump |  | Vacuum Pump | Buchi | Jongkees, Seino | VU/F/BETA/S&F/CBB | O2.03W21 | - |  |  |  | 1 | V-700
EQ008049 |  | Heat Gun |  | Heat Gun | Mannesmann | Jongkees, Seino | VU/F/BETA/S&F/CBB | O2.03W21 | - |  |  |  | 1 | Heissluftpistole
EQ008048 |  | Magnetic Stirrer |  | Magnetic Stirrer | Heidolph | Jongkees, Seino | VU/F/BETA/S&F/CBB | O2.03W21 | - |  |  |  | 1 | MR Hei-Mix S
EQ008047 |  | Hot Plate |  | Hot Plate Stirrer | Heidolph | Jongkees, Seino | VU/F/BETA/S&F/CBB | O2.03W21 | - |  |  |  | 1 | MR Hei-Tec
EQ008046 |  | Diaphragm Pump |  | Diaphragm Pump | Thermo Fisher Scientific | Jongkees, Seino | VU/F/BETA/S&F/CBB | O2.03W21 | - |  |  |  | 1 | FB65453
EQ008045 |  | Vacuum Pump |  | Vacuum Pump | VWR | Jongkees, Seino | VU/F/BETA/S&F/CBB | O2.03W21 | - |  |  |  | 1 | RV6+
EQ008044 |  | Water Bath |  | Heating Bath | Heidolph | Jongkees, Seino | VU/F/BETA/S&F/CBB | O2.03W21 | - |  |  |  | 1 | Hei-Vap Bench-top
EQ008043 |  | Rotary Evaporator |  | Rotary Evaporator | Heidolph | Jongkees, Seino | VU/F/BETA/S&F/CBB | O2.03W21 | - |  |  |  | 1 | Hei-Vap Core HL
EQ008042 |  | Cooling Unit |  | Compact Recirculating Cooler | Julabo | Jongkees, Seino | VU/F/BETA/S&F/CBB | O2.03W21 | - |  |  |  | 1 | F250
EQ008041 | Lin | Liquid Chromatograph |  | Pure Chromatography System | Buchi | Jongkees, Seino | VU/F/BETA/S&F/CBB | O2.03W21 | - |  |  |  | 1 | Pure C810 Flash
EQ008040 |  | Vortex |  | Vortex Mixer | Intllab | Jongkees, Seino | VU/F/BETA/S&F/CBB | O2.03W21 | - |  |  |  | 1 | VM-370
EQ008039 |  | Block Heater |  | Mini Dry Bath | Joanlab | Jongkees, Seino | VU/F/BETA/S&F/CBB | O2.03W21 | - |  |  |  | 1 | MDB100-C
EQ008038 |  | Centrifuge |  | Mini Centrifuge | Joanlab | Jongkees, Seino | VU/F/BETA/S&F/CBB | O2.03W21 | - |  |  |  | 1 | Mc7 pro
EQ008037 | Cell Work | Pipette |  | Pipette 20-200ul | Joanlab | Jongkees, Seino | VU/F/BETA/S&F/CBB | O2.03W21 | - |  |  |  | 1
EQ008036 |  | Pipette |  | Pipette 2-20ul | Joanlab | Jongkees, Seino | VU/F/BETA/S&F/CBB | O2.03W21 | - |  |  |  | 1
EQ008035 |  | Pipette |  | Pipette 20-200ul | Joanlab | Jongkees, Seino | VU/F/BETA/S&F/CBB | O2.03W21 | - |  |  |  | 1
EQ008034 | Cell Work | Pipette |  | Pipette 2-20ul | Joanlab | Jongkees, Seino | VU/F/BETA/S&F/CBB | O2.03W21 | - |  |  |  | 1
EQ008033 | Cell Work | Pipette |  | Pipette 0.5-10ul | Joanlab | Jongkees, Seino | VU/F/BETA/S&F/CBB | O2.03W21 | - |  |  |  | 1
EQ008032 |  | Pipette |  | Pipette Electronic | Joanlab | Jongkees, Seino | VU/F/BETA/S&F/CBB | O2.03W21 | - |  |  |  | 1
EQ008031 | 004001 | Rotary Evaporator |  | Rotary Evaporator | Buchi | Jongkees, Seino | VU/F/BETA/S&F/CBB | O2.03W21 | - |  |  |  | 1 | R-114
EQ008030 | Odin | Spectrophotometer |  | Spectrophotometer | Vos Instrumenten | Jongkees, Seino | VU/F/BETA/S&F/CBB | O2.03W21 | - |  |  |  | 1 | VOS-12008
EQ008029 |  | Ultrasonic Cleaner |  | Ultrasonic Cleaner | Bransonic | Jongkees, Seino | VU/F/BETA/S&F/CBB | O2.03W21 | - |  |  |  | 1 | 010S
EQ008028 | Carl | Centrifuge |  | Refrigerated Centrifuge | Vos Instrumenten | Jongkees, Seino | VU/F/BETA/S&F/CBB | O2.03W21 | - |  |  |  | 0
EQ008027 |  | Light Source |  | ULE? | Medical Electronics | Hogervorst, Jolanda | VU/F/ACTA/MGW/OCB | AC.11N | - |  |  |  | 0
EQ008026 |  | Power Supply |  | Light Source Power Supply | Leitz | Hogervorst, Jolanda | VU/F/ACTA/MGW/OCB | AC.11N | - |  |  |  | 1 | Typ 301-314
EQ008025 |  | Transformer |  | Cold Light Source Transformer | Olympus | Hogervorst, Jolanda | VU/F/ACTA/MGW/OCB | AC.11N | - |  |  |  | 1 | TE-II
EQ008024 |  | Transformer |  | Cold Light Source Transformer | Olympus | Hogervorst, Jolanda | VU/F/ACTA/MGW/OCB | AC.11N | - |  |  |  | 0 | TE-II
EQ008023 |  | Light Source |  | Light Source | Volpi | Hogervorst, Jolanda | VU/F/ACTA/MGW/OCB | AC.11N | - |  |  |  | 1 | Intralux 500-H
EQ008022 |  | Light Source |  | Light Panel | Rex | Hogervorst, Jolanda | VU/F/ACTA/MGW/OCB | AC.11N | - |  |  |  | 0 | messinstrumentebau gmbh
EQ008021 | WILD M 5 | Transformer |  | Microscope Power Supply | Wild Heerbrugg | Hogervorst, Jolanda | VU/F/ACTA/MGW/OCB | AC.11N | - |  |  |  | 1 | MTr 2
EQ008020 |  | Transformer |  | Microscope Power Supply | Wild Heerbrugg | Hogervorst, Jolanda | VU/F/ACTA/MGW/OCB | AC.11N | - |  |  |  | 0 | MTr 2
EQ008019 |  | Transformer |  | Microscope Power Supply | Wild Heerbrugg | Hogervorst, Jolanda | VU/F/ACTA/MGW/OCB | AC.11N | - |  |  |  | 0 | MTr 2
EQ008018 |  | Power Supply |  | Power Supply | Wild Heerbrugg | Hogervorst, Jolanda | VU/F/ACTA/MGW/OCB | AC.11N | - |  |  |  | 1 | Type MTr 22
EQ008017 |  | Cold light source |  | Cold Light Source | Olympus | Hogervorst, Jolanda | VU/F/ACTA/MGW/OCB | AC.11N | - |  |  |  | 1 | TE-II
EQ008016 |  | Transformer |  | Cold Light Source Transformer | Olympus | Hogervorst, Jolanda | VU/F/ACTA/MGW/OCB | AC.11N | - |  |  |  | 0 | TE-II
EQ008015 |  | Power Supply |  | Power Supply | Wild Heerbrugg | Hogervorst, Jolanda | VU/F/ACTA/MGW/OCB | AC.11N | - |  |  |  | 0 | Type MTr 22
EQ008014 |  | Microscope |  | Microscope | Leitz | Hogervorst, Jolanda | VU/F/ACTA/MGW/OCB | AC.11N | - |  |  |  | 1 | 512355
EQ008013 |  | Microscope |  | Microscope | Carl Zeiss | Hogervorst, Jolanda | VU/F/ACTA/MGW/OCB | AC.11N | - |  |  |  | 1 | 4714796
EQ008012 |  | Hot Plate |  | Hot Plate | VU | Hogervorst, Jolanda | VU/F/ACTA/MGW/OCB | AC.11N | - |  |  |  | 1
EQ008011 |  | Hot Plate |  | Ikamag Hot Plate/Stirrer | IKA | Hogervorst, Jolanda | VU/F/ACTA/MGW/OCB | AC.11N | - |  |  |  | 1 | RET
EQ008010 |  | Oscilloscope |  | Oscilloscope | LG | Hogervorst, Jolanda | VU/F/ACTA/MGW/OCB | AC.11N | - |  |  |  | 1 | OS-9020G
EQ008009 |  | Hot Plate |  | Ikamag Hot Plate/Stirrer | IKA | Hogervorst, Jolanda | VU/F/ACTA/MGW/OCB | AC.11N | - |  |  |  | 1 | RET
EQ008008 |  | Magnetic Stirrer |  | Snijders Magnetic Stirrer | Snijders | Hogervorst, Jolanda | VU/F/ACTA/MGW/OCB | AC.11N | - |  |  |  | 0 | 34521
EQ008007 | Dept OCB ACTA VU | Transformer |  | Transformer VU | VU | Hogervorst, Jolanda | VU/F/ACTA/MGW/OCB | AC.11N | - |  |  |  | 1
EQ008006 |  | Vortex |  | Vortex | Retsch | Hogervorst, Jolanda | VU/F/ACTA/MGW/OCB | AC.11N | - |  |  |  | 1 | Mixer
EQ008005 |  | Flow Controller |  | Flow Controller | HNP Mikrosysteme Gmbh | Hogervorst, Jolanda | VU/F/ACTA/MGW/OCB | AC.11N | - |  |  |  | 1 | MZR-S05
EQ008004 |  | Magnetic Stirrer |  | Heidolph Magnetic Stirrer | Heidolph | Hogervorst, Jolanda | VU/F/ACTA/MGW/OCB | AC.11N | - |  |  |  | 1 | Drehzahl MR 0
EQ008003 |  | Magnetic Stirrer |  | Heidolph Magnetic Stirrer | Heidolph | Hogervorst, Jolanda | VU/F/ACTA/MGW/OCB | AC.11N | - |  |  |  | 1 | Drehzahl MR 0
EQ008002 |  | Magnetic Stirrer |  | Heidolph Magnetic Stirrer | Heidolph | Hogervorst, Jolanda | VU/F/ACTA/MGW/OCB | AC.11N | - |  |  |  | 1 | Drehzahl MR 0
EQ008001 |  | Magnetic Stirrer |  | Heidolph Magnetic Stirrer | Heidolph | Hogervorst, Jolanda | VU/F/ACTA/MGW/OCB | AC.11N | - |  |  |  | 1 | Drehzahl MR 0
EQ008000 |  | Magnetic Stirrer |  | Mettler Magnetic Stirrer | Mettler (Toledo) | Hogervorst, Jolanda | VU/F/ACTA/MGW/OCB | AC.11N | - |  |  |  | 0 | LR 11
EQ007999 |  | Magnetic Stirrer |  | Mettler Magnetic Stirrer | Mettler (Toledo) | Hogervorst, Jolanda | VU/F/ACTA/MGW/OCB | AC.11N | - |  |  |  | 0 | LR 11
EQ007998 |  | Power Supply |  | Power Supply | Wild Heerbrugg | Hogervorst, Jolanda | VU/F/ACTA/MGW/OCB | AC.11N | - |  |  |  | 1
EQ007997 |  | Microscope |  | Microscope | Carl Zeiss | Hogervorst, Jolanda | VU/F/ACTA/MGW/OCB | AC.11N | - |  |  |  | 1 | 47 30 12 - 9901
EQ007996 |  | Magnetic Stirrer |  | Mettler Magnetic Stirrer | Mettler (Toledo) | Hogervorst, Jolanda | VU/F/ACTA/MGW/OCB | AC.11N | - |  |  |  | 0 | LR 11
EQ007995 |  | Magnetic Stirrer |  | Protherm Magnetic Stirrer | Protherm | Hogervorst, Jolanda | VU/F/ACTA/MGW/OCB | AC.11N | - |  |  |  | 0
EQ007994 |  | Magnetic Stirrer |  | Protherm Magnetic Stirrer | Protherm | Hogervorst, Jolanda | VU/F/ACTA/MGW/OCB | AC.11N | - |  |  |  | 0
EQ007993 |  | Microscope |  | Microscope | Carl Zeiss | Hogervorst, Jolanda | VU/F/ACTA/MGW/OCB | AC.11N | - |  |  |  | 1 | 47 30 12 - 9901
EQ007992 |  | Microscope |  | Microscope | Olympus | Hogervorst, Jolanda | VU/F/ACTA/MGW/OCB | AC.11N | - |  |  |  | 1 | BH
EQ007991 |  | Microscope |  | Microscope | Nikon | Hogervorst, Jolanda | VU/F/ACTA/MGW/OCB | AC.11N | - |  |  |  | 1 | Type 102
EQ007990 |  | Oven |  | Oven | Heraeus | Hogervorst, Jolanda | VU/F/ACTA/MGW/OCB | AC.11N | - |  |  |  | 1
EQ007989 |  | Magnetic Stirrer |  | Protherm Magnetic Stirrer | Protherm | Hogervorst, Jolanda | VU/F/ACTA/MGW/OCB | AC.11N | - |  |  |  | 0
EQ007988 |  | Microscope |  | Microscope | Wild Heerbrugg | Hogervorst, Jolanda | VU/F/ACTA/MGW/OCB | AC.11N | - |  |  |  | 0 | M20-50411
EQ007987 |  | Magnetic Stirrer |  | IKA Magnetic Stirrer | IKA | Hogervorst, Jolanda | VU/F/ACTA/MGW/OCB | AC.11N | - |  |  |  | 0 | KMO 2
EQ007986 |  | Hot Plate |  | Heidolph Hot Plate | Heidolph | Hogervorst, Jolanda | VU/F/ACTA/MGW/OCB | AC.11N | - |  |  |  | 0 | MR 2002
EQ007985 |  | Flow Controller |  | Flow Controller | HNP Mikrosysteme Gmbh | Hogervorst, Jolanda | VU/F/ACTA/MGW/OCB | AC.11N | - |  |  |  | 1 | MZR-S05
EQ007984 |  | Incubator |  | Julabo Incubator | Julabo | Hogervorst, Jolanda | VU/F/ACTA/MGW/OCB | AC.11N | - |  |  |  | 1 | WS 60
EQ007983 |  | Ultrasonic Cleaner |  | Ultrasonic Cleaner | Bransonic | Hogervorst, Jolanda | VU/F/ACTA/MGW/OCB | AC.11N | - |  |  |  | 1 | 220
EQ007982 |  | Ultrasonic Cleaner |  | Ultrasonic Cleaner | Bandelin | Hogervorst, Jolanda | VU/F/ACTA/MGW/OCB | AC.11N | - |  |  |  | 1 | Sonorex RK100
EQ007981 |  | pH Meter |  | Schott pH Meter | Schott | Hogervorst, Jolanda | VU/F/ACTA/MGW/OCB | AC.11N | - |  |  |  | 0 | Lab 850
EQ007980 |  | pH Meter |  | MeterLab pH Meter | MeterLab | Hogervorst, Jolanda | VU/F/ACTA/MGW/OCB | AC.11N | - |  |  |  | 1 | PHM210
EQ007979 |  | pH Meter |  | MeterLab pH Meter | MeterLab | Hogervorst, Jolanda | VU/F/ACTA/MGW/OCB | AC.11N | - |  |  |  | 1 | PHM220
EQ007978 |  | Impedance Analyzer |  | Consort Electrochemical Analyser | Consort | Hogervorst, Jolanda | VU/F/ACTA/MGW/OCB | AC.11N | - |  |  |  | 0 | P901
EQ007977 |  | Adapter |  | Adapter | Consort | Hogervorst, Jolanda | VU/F/ACTA/MGW/OCB | AC.11N | - |  |  |  | 1
EQ007976 |  | Adapter |  | Adapter | Consort | Hogervorst, Jolanda | VU/F/ACTA/MGW/OCB | AC.11N | - |  |  |  | 0
EQ007975 |  | Adapter |  | Adapter | Consort | Hogervorst, Jolanda | VU/F/ACTA/MGW/OCB | AC.11N | - |  |  |  | 0
EQ007974 |  | Power Supply |  | Bio-Rad Power Supply | Bio-Rad | Hogervorst, Jolanda | VU/F/ACTA/MGW/OCB | AC.11N | - |  |  |  | 1 | PowerPac 200
EQ007973 |  | Extension Cable |  | Plug-in Timer | VU | Hogervorst, Jolanda | VU/F/ACTA/MGW/OCB | AC.11N | - |  |  |  | 1
EQ007972 |  | Extension Cable |  | Plug-in Timer | VU | Hogervorst, Jolanda | VU/F/ACTA/MGW/OCB | AC.11N | - |  |  |  | 1
EQ007971 |  | Extension Cable |  | Extension Cable | VU | Hogervorst, Jolanda | VU/F/ACTA/MGW/OCB | AC.11N | - |  |  |  | 0
EQ007970 |  | Extension Cable |  | Extension Cable | VU | Hogervorst, Jolanda | VU/F/ACTA/MGW/OCB | AC.11N | - |  |  |  | 0
EQ007969 |  | Extension Cable |  | Extension Cable | VU | Hogervorst, Jolanda | VU/F/ACTA/MGW/OCB | AC.11N | - |  |  |  | 1
EQ007968 |  | Extension Cable |  | Extension Cable | VU | Hogervorst, Jolanda | VU/F/ACTA/MGW/OCB | AC.11N | - |  |  |  | 1
EQ007967 |  | Extension Cable |  | Extension Cable | VU | Hogervorst, Jolanda | VU/F/ACTA/MGW/OCB | AC.11N | - |  |  |  | 0
EQ007966 |  | Extension Cable |  | Extension Cable | VU | Hogervorst, Jolanda | VU/F/ACTA/MGW/OCB | AC.11N | - |  |  |  | 1
EQ007965 |  | Extension Cable |  | Extension Cable | VU | Hogervorst, Jolanda | VU/F/ACTA/MGW/OCB | AC.11N | - |  |  |  | 0
EQ007964 |  | Extension Cable |  | Extension Cable | VU | Hogervorst, Jolanda | VU/F/ACTA/MGW/OCB | AC.11N | - |  |  |  | 0
EQ007963 |  | Extension Cable |  | Extension Cable | VU | Hogervorst, Jolanda | VU/F/ACTA/MGW/OCB | AC.11N | - |  |  |  | 0
EQ007962 |  | Extension Cable |  | Extension Cable | VU | Hogervorst, Jolanda | VU/F/ACTA/MGW/OCB | AC.11N | - |  |  |  | 1
EQ007961 |  | Extension Cable |  | Extension Cable | VU | Hogervorst, Jolanda | VU/F/ACTA/MGW/OCB | AC.11N | - |  |  |  | 1
EQ007960 |  | Extension Cable |  | Extension Cord | VU | Hogervorst, Jolanda | VU/F/ACTA/MGW/OCB | AC.11N | - |  |  |  | 1
EQ007959 |  | Extension Cable |  | Extension Cord | VU | Hogervorst, Jolanda | VU/F/ACTA/MGW/OCB | AC.11N | - |  |  |  | 1
EQ007958 |  | Extension Cable |  | Extension Cord | VU | Hogervorst, Jolanda | VU/F/ACTA/MGW/OCB | AC.11N | - |  |  |  | 1
EQ007957 |  | Extension Cable |  | Extension Cord | VU | Hogervorst, Jolanda | VU/F/ACTA/MGW/OCB | AC.11N | - |  |  |  | 1
EQ007956 |  | Cooling Unit |  | Cooling Unit | Modine | Hogervorst, Jolanda | VU/F/ACTA/MGW/OCB | AC.11N30 | - |  |  |  | 1 | Heat Transfer Coolers
EQ007955 |  | Roller mixer |  | Roller | IKA | Hogervorst, Jolanda | VU/F/ACTA/MGW/OCB | AC.11N30 | - |  |  |  | 1 | Roller 6 digital
EQ007954 |  | Balance |  | Balance | Sartorius | Hogervorst, Jolanda | VU/F/ACTA/MGW/OCB | AC.11N32 | - |  |  |  | 1 | Genius
EQ007953 |  | Balance |  | Balance | Sartorius | Hogervorst, Jolanda | VU/F/ACTA/MGW/OCB | AC.11N32 | - |  |  |  | 1 | Research
EQ007952 | White Tape; | Pipette |  | Pipette P200 | Gilson | Hogervorst, Jolanda | VU/F/ACTA/MGW/OCB | AC.11N14C | - |  |  |  | 1 | Pipetteman
EQ007951 |  | Balance |  | Balance | Sartorius | Hogervorst, Jolanda | VU/F/ACTA/MGW/OCB | AC.11N32 | - |  |  |  | 1 | CP3202P
EQ007950 |  | Pump Controller |  | Vacuum Pump Controller | KNF | Hogervorst, Jolanda | VU/F/ACTA/MGW/OCB | AC.11N14A | - |  |  |  | 0 | PH1669-811
EQ007949 |  | Vacuum Pump |  | Heto Vacuum Pump | Heto Lab Equipment | Hogervorst, Jolanda | VU/F/ACTA/MGW/OCB | AC.11N | - |  |  |  | 0 | SJQ 111
EQ007948 |  | Vacuum Pump |  | Heto Vacuum Pump | Heto Lab Equipment | Hogervorst, Jolanda | VU/F/ACTA/MGW/OCB | AC.11N | - |  |  |  | 0 | SUE 3Q
EQ007947 | #1003 | Flow Controller |  | Flow Controller | Fluigent | Hogervorst, Jolanda | VU/F/ACTA/MGW/OCB | AC.11N14C | - |  |  |  | 1 | MFCS-EZ
EQ007946 | White Tape; | Pipette |  | Pipette P200 | Gilson | Hogervorst, Jolanda | VU/F/ACTA/MGW/OCB | AC.11N14C | - |  |  |  | 1 | Pipetteman
EQ007945 | White Tape; | Pipette |  | Pipette P2 | Gilson | Hogervorst, Jolanda | VU/F/ACTA/MGW/OCB | AC.11N14C | - |  |  |  | 1 | Pipetteman
EQ007944 | White Tape; | Pipette |  | Pipette P20 | Gilson | Hogervorst, Jolanda | VU/F/ACTA/MGW/OCB | AC.11N14C | - |  |  |  | 1 | Pipetteman
EQ007943 |  | Laminator |  | Olympia Laminator | Olympia | Hogervorst, Jolanda | VU/F/ACTA/MGW/OCB | AC.11N | - |  |  |  | 1 | A-260
EQ007942 | White Tape; | Pipette |  | Pipette P1000 | Gilson | Hogervorst, Jolanda | VU/F/ACTA/MGW/OCB | AC.11N14C | - |  |  |  | 1 | Pipetteman
EQ007941 | White Tape; 41 | Pipette |  | Pipette P1000 | Gilson | Hogervorst, Jolanda | VU/F/ACTA/MGW/OCB | AC.11N14C | - |  |  |  | 1 | Pipetteman
EQ007940 | White Tape | Pipette |  | Pipette P20 | Gilson | Hogervorst, Jolanda | VU/F/ACTA/MGW/OCB | AC.11N14C | - |  |  |  | 1 | Pipetteman
EQ007939 | White Tape | Pipette |  | Pipette P10 | Gilson | Hogervorst, Jolanda | VU/F/ACTA/MGW/OCB | AC.11N14C | - |  |  |  | 1 | Pipetteman
EQ007938 |  | Photoscanner |  | Negative Scanner | Minolta | Hogervorst, Jolanda | VU/F/ACTA/MGW/OCB | AC.11N | - |  |  |  | 1 | Dimâge Scan Dual II AF-2820U
EQ007937 |  | Magnetic Stirrer |  | Magnetic Stirrer IKA | IKA | Hogervorst, Jolanda | VU/F/ACTA/MGW/OCB | AC.11N14C | - |  |  |  | 1 | IKA-Combimag RCD
EQ007936 |  | Label Writer |  | Dymo Label Printer | Dymo | Hogervorst, Jolanda | VU/F/ACTA/MGW/OCB | AC.11N | - |  |  |  | 1 | LabelManager 260P
EQ007935 |  | Battery Charger |  | Battery Charger | Hapé | Hogervorst, Jolanda | VU/F/ACTA/MGW/OCB | AC.11N | - |  |  |  | 0 | NV45
EQ007934 |  | Magnetic Stirrer |  | Magnetic Stirrer IKA | IKA | Hogervorst, Jolanda | VU/F/ACTA/MGW/OCB | AC.11N14C | - |  |  |  | 1 | IKA-Combimag RCD
EQ007933 |  | Vortex |  | Vortex | Snijders | Hogervorst, Jolanda | VU/F/ACTA/MGW/OCB | AC.11N14C | - |  |  |  | 1 | Press-to-mix-34524
EQ007932 |  | Vacuum Pump |  | KNF Pump | KNF | Hogervorst, Jolanda | VU/F/ACTA/MGW/OCB | AC.11N | - |  |  |  | 1 | N811KTDC
EQ007931 | SL0434; SL0447 | Fridge |  | Fridge | Liebherr | Hogervorst, Jolanda | VU/F/ACTA/MGW/OCB | AC.11N14B | - |  |  |  | 1 | Premium
EQ007930 |  | Centrifuge |  | Centrifuge 5804 R | Eppendorf | Hogervorst, Jolanda | VU/F/ACTA/MGW/OCB | AC.11N14C | - |  |  |  | 1 | 5804 R
EQ007929 |  | Water Bath |  | Water Bath | Salvis | Hogervorst, Jolanda | VU/F/ACTA/MGW/OCB | AC.11N14C | - |  |  |  | 1 | WKB 25
EQ007928 |  | Pipette |  | Micropipette | Socorex | Hogervorst, Jolanda | VU/F/ACTA/MGW/OCB | AC.11N | - |  |  |  | 0 | Micropipette 841 1-5μL
EQ007927 | 057552 | Computer |  | Laptop Dell | Dell | Hogervorst, Jolanda | VU/F/ACTA/MGW/OCB | AC.11N14C | - |  |  |  | 1
EQ007926 |  | Pipette |  | Pipette Electronic | Corning | Hogervorst, Jolanda | VU/F/ACTA/MGW/OCB | AC.11N14C | - |  |  |  | 1 | Stripettor Ultra
EQ007925 |  | Pipette |  | Pipette | Socorex | Hogervorst, Jolanda | VU/F/ACTA/MGW/OCB | AC.11N14B | - |  |  |  | 1 | 5-50 MICROL
EQ007924 | black tape | Pipette |  | Pipette P20 | Gilson | Hogervorst, Jolanda | VU/F/ACTA/MGW/OCB | AC.11N14B | - |  |  |  | 1 | Pipetman P20
EQ007923 |  | Pipette |  | Pipette Electronic | Corning | Hogervorst, Jolanda | VU/F/ACTA/MGW/OCB | AC.11N14C | - |  |  |  | 1 | Stripettor Ultra
EQ007922 | OCB ACTA | Extension Cable |  | Extension Cable | Kaiser | Hogervorst, Jolanda | VU/F/ACTA/MGW/OCB | AC.11N14C | - |  |  |  | 0
EQ007921 | OCB ACTA | Extension Cable |  | Extension Cable | Kaiser | Hogervorst, Jolanda | VU/F/ACTA/MGW/OCB | AC.11N14C | - |  |  |  | 0
EQ007920 | black tape | Pipette |  | Pipette P1000 | Gilson | Hogervorst, Jolanda | VU/F/ACTA/MGW/OCB | AC.11N14B | - |  |  |  | 1 | Pipetman P1000
EQ007919 | 042624 | Computer |  | PC HP | Hewlett Packard (HP) | Hogervorst, Jolanda | VU/F/ACTA/MGW/OCB | AC.11N14C | - |  |  |  | 1
EQ007918 |  | Pipette |  | AutoRep Pipette | Rainin | Hogervorst, Jolanda | VU/F/ACTA/MGW/OCB | AC.11N | - |  |  |  | 1 | AutoRep E AR-E1EU
EQ007917 |  | Computer Monitor |  | Computer Monitor HP | Hewlett Packard (HP) | Hogervorst, Jolanda | VU/F/ACTA/MGW/OCB | AC.11N14C | - |  |  |  | 1 | Elite Display E231
EQ007916 |  | Pipette |  | Gilson Pipetman P5000 | Gilson | Hogervorst, Jolanda | VU/F/ACTA/MGW/OCB | AC.11N | - |  |  |  | 1 | Pipetman P5000
EQ007915 |  | Pipette |  | VWR Repeating Pipette | VWR | Hogervorst, Jolanda | VU/F/ACTA/MGW/OCB | AC.11N | - |  |  |  | 1 | Repeating Pipette
EQ007914 |  | Pipette |  | VWR Repeating Pipette | VWR | Hogervorst, Jolanda | VU/F/ACTA/MGW/OCB | AC.11N | - |  |  |  | 1 | Repeating Pipette
EQ007913 |  | Pipette |  | VWR Repeating Pipette | VWR | Hogervorst, Jolanda | VU/F/ACTA/MGW/OCB | AC.11N | - |  |  |  | 1 | Repeating Pipette
EQ007912 |  | Power Supply |  | Power Supply | Phihong | Hogervorst, Jolanda | VU/F/ACTA/MGW/OCB | AC.11N | - |  |  |  | 1
EQ007911 |  | Gas Monitor |  | NO Measuring System | Innovative Instruments Inc. | Hogervorst, Jolanda | VU/F/ACTA/MGW/OCB | AC.11N | - |  |  |  | 1 | inNOII
EQ007910 |  | Electronic Signal Processing Device |  | Signal Controller | VU | Hogervorst, Jolanda | VU/F/ACTA/MGW/OCB | AC.11N | - |  |  |  | 1
EQ007909 | black tape | Pipette |  | Pipette P20 | Gilson | Hogervorst, Jolanda | VU/F/ACTA/MGW/OCB | AC.11N14B | - |  |  |  | 1 | Pipetman P200
EQ007908 | black tape | Pipette |  | Pipette P1000 | Gilson | Hogervorst, Jolanda | VU/F/ACTA/MGW/OCB | AC.11N14B | - |  |  |  | 1 | Pipetman P1000
EQ007907 | black tape | Pipette |  | Pipette P200 | Gilson | Hogervorst, Jolanda | VU/F/ACTA/MGW/OCB | AC.11N14B | - |  |  |  | 1 | Pipetman P200
EQ007906 |  | Peristaltic Pump |  | Pump Drive | Cole-Parmer | Hogervorst, Jolanda | VU/F/ACTA/MGW/OCB | AC.11N14C | - |  |  |  | 1 | Masterflex L/S 07557-02
EQ007905 | black tape | Pipette |  | Pipette P200 | Gilson | Hogervorst, Jolanda | VU/F/ACTA/MGW/OCB | AC.11N14B | - |  |  |  | 1 | Pipetman P200
EQ007904 |  | Modulation controller |  | Modular Controller | Cole-Parmer | Hogervorst, Jolanda | VU/F/ACTA/MGW/OCB | AC.11N14C | - |  |  |  | 1 | Masterflex L/S 07557-04
EQ007903 |  | Power Supply |  | Power Supply | VU | Hogervorst, Jolanda | VU/F/ACTA/MGW/OCB | AC.11N | - |  |  |  | 1
EQ007902 |  | Microscope |  | Microscope | Motic | Hogervorst, Jolanda | VU/F/ACTA/MGW/OCB | AC.11N14B | - |  |  |  | 1 | AE31
EQ007901 |  | Pipette |  | Pipet Controller | Corning | Hogervorst, Jolanda | VU/F/ACTA/MGW/OCB | AC.11N14B | - |  |  |  | 1 | Stripettor Ultra
EQ007900 |  | Pipette |  | Pipet Controller | Corning | Hogervorst, Jolanda | VU/F/ACTA/MGW/OCB | AC.11N14B | - |  |  |  | 1 | Stripettor Ultra
EQ007899 |  | Modulation controller |  | Modular Controller | Cole-Parmer | Hogervorst, Jolanda | VU/F/ACTA/MGW/OCB | AC.11N14C | - |  |  |  | 1 | Masterflex L/S 7553-78
EQ007898 |  | Oven |  | Oven | Heraeus | Hogervorst, Jolanda | VU/F/ACTA/MGW/OCB | AC.11N14C | - |  |  |  | 1 | B 5050
EQ007897 |  | Vortex |  | Vortex | W & Co | Hogervorst, Jolanda | VU/F/ACTA/MGW/OCB | AC.11N14B | - |  |  |  | 1 | Vortex-genie
EQ007896 |  | Oven |  | Oven | Heraeus | Hogervorst, Jolanda | VU/F/ACTA/MGW/OCB | AC.11N14C | - |  |  |  | 1 | B 5050
EQ007895 |  | Speakers |  | Speaker | Philips | Hogervorst, Jolanda | VU/F/ACTA/MGW/OCB | AC.11N14B | - |  |  |  | 1
EQ007894 |  | Incubator |  | Incubator | Heraeus | Hogervorst, Jolanda | VU/F/ACTA/MGW/OCB | AC.11N14B | - |  |  |  | 1 | Hera Cell
EQ007893 |  | Incubator |  | Incubator | Heraeus | Hogervorst, Jolanda | VU/F/ACTA/MGW/OCB | AC.11N14B | - |  |  |  | 1 | Hera Cell
EQ007892 |  | Peristaltic Pump |  | Peristaltic Pump | Millipore | Hogervorst, Jolanda | VU/F/ACTA/MGW/OCB | AC.11N14C | - |  |  |  | 1 | XX80 202 30
EQ007891 |  | Speakers |  | Speakers | JVC | Hogervorst, Jolanda | VU/F/ACTA/MGW/OCB | AC.11N14C | - |  |  |  | 1
EQ007890 |  | Centrifuge |  | Centrifuge | Sigma | Hogervorst, Jolanda | VU/F/ACTA/MGW/OCB | AC.11N14B | - |  |  |  | 1 | 3-18K
EQ007889 |  | Radio |  | Radio Data System | JVC | Hogervorst, Jolanda | VU/F/ACTA/MGW/OCB | AC.11N14C | - |  |  |  | 1 | UX - G33
EQ007888 |  | Incubator |  | Water Jacketed Co2 Incubator | Thermo | Hogervorst, Jolanda | VU/F/ACTA/MGW/OCB | AC.11N14C | - |  |  |  | 1 | 3121
EQ007887 |  | Water Bath |  | Shaking Water Bath | GFL | Hogervorst, Jolanda | VU/F/ACTA/MGW/OCB | AC.11N14B | - |  |  |  | 1 | 1083
EQ007886 | 14cK9 | Fridge |  | Fridge | Bosch | Hogervorst, Jolanda | VU/F/ACTA/MGW/OCB | AC.11N14C | - |  |  |  | 1 | Computer Control Cooler
EQ007885 |  | Analysis Platform |  | Cell Analyzer | Muse | Hogervorst, Jolanda | VU/F/ACTA/MGW/OCB | AC.11N14B | - |  |  |  | 1 | Cell Analyzer
EQ007884 |  | Pump Controller |  | Vacuum Pump Controller | KNF | Hogervorst, Jolanda | VU/F/ACTA/MGW/OCB | AC.11N14C | - |  |  |  | 0 | PH1669-811
EQ007883 | 025270 | Analysis Platform |  | Cell Analyzer | Muse | Hogervorst, Jolanda | VU/F/ACTA/MGW/OCB | AC.11N14B | - |  |  |  | 1 | Cell Analyzer
EQ007882 |  | Pump Controller |  | Vacuum Pump Controller | KNF | Hogervorst, Jolanda | VU/F/ACTA/MGW/OCB | AC.11N14B | - |  |  |  | 0 | PH1669-811
EQ007881 |  | Radio |  | Stereo | Philips | Hogervorst, Jolanda | VU/F/ACTA/MGW/OCB | AC.11N14B | - |  |  |  | 1 | FW12
EQ007880 |  | Shaker/Mixer |  | Dual Press-to-mix Vortex Mixer | Snijders | Hogervorst, Jolanda | VU/F/ACTA/MGW/OCB | AC.11N14B | - |  |  |  | 1 | press-o-mix 34524
EQ007879 |  | Pump Controller |  | Vacuum Pump Controller | KNF | Hogervorst, Jolanda | VU/F/ACTA/MGW/OCB | AC.11N14B | - |  |  |  | 0 | PH1669-811
EQ007878 |  | Extension Cable |  | Extension Cable | VU | Hogervorst, Jolanda | VU/F/ACTA/MGW/OCB | AC.11N08 | - |  |  |  | 1
EQ007877 |  | Extension Cable |  | Extension Cable | VU | Hogervorst, Jolanda | VU/F/ACTA/MGW/OCB | AC.11N08 | - |  |  |  | 1
EQ007876 |  | Extension Cable |  | Extension Cable | VU | Hogervorst, Jolanda | VU/F/ACTA/MGW/OCB | AC.11N08 | - |  |  |  | 1
EQ007875 |  | Adapter |  | Adapter | VU | Hogervorst, Jolanda | VU/F/ACTA/MGW/OCB | AC.11N08 | - |  |  |  | 1
EQ007874 | green tape | Pipette |  | Pipet Controller | Corning | Hogervorst, Jolanda | VU/F/ACTA/MGW/OCB | AC.11N14A | - |  |  |  | 1 | Stripettor Ultra
EQ007873 |  | Computer |  | HP Computer | Hewlett Packard (HP) | Hogervorst, Jolanda | VU/F/ACTA/MGW/OCB | AC.11N08 | - |  |  |  | 0 | rp5700
EQ007872 |  | Lamp |  | Lamp | Waldmann | Hogervorst, Jolanda | VU/F/ACTA/MGW/OCB | AC.11N08 | - |  |  |  | 1 | STK 215 FN
EQ007871 |  | Lamp |  | Lamp | Waldmann | Hogervorst, Jolanda | VU/F/ACTA/MGW/OCB | AC.11N08 | - |  |  |  | 1 | STK 215 FN
EQ007870 |  | Lamp |  | Lamp | Waldmann | Hogervorst, Jolanda | VU/F/ACTA/MGW/OCB | AC.11N08 | - |  |  |  | 1 | STK 215 FN
EQ007869 |  | Thermal Cycler / PCR System |  | Roche LightCycler | Roche | Hogervorst, Jolanda | VU/F/ACTA/MGW/OCB | AC.11N08 | - |  |  |  | 1 | LightCycler 480 II
EQ007868 |  | Computer Monitor |  | Philips Computer Monitor | Philips | Hogervorst, Jolanda | VU/F/ACTA/MGW/OCB | AC.11N08 | - |  |  |  | 1 | MNB1190T
EQ007867 | green tape | Pipette |  | Pipette P1000 | Gilson | Hogervorst, Jolanda | VU/F/ACTA/MGW/OCB | AC.11N14A | - |  |  |  | 0 | Pipetman P1000
EQ007866 | green tape | Pipette |  | Pipette P1000 | Gilson | Hogervorst, Jolanda | VU/F/ACTA/MGW/OCB | AC.11N14A | - |  |  |  | 1 | Pipetman P1000
EQ007865 |  | Computer |  | HP Computer | Hewlett Packard (HP) | Hogervorst, Jolanda | VU/F/ACTA/MGW/OCB | AC.11N08 | - |  |  |  | 1 | Engage Flex Pro
EQ007864 | green tape | Pipette |  | Pipette P1000 | Gilson | Hogervorst, Jolanda | VU/F/ACTA/MGW/OCB | AC.11N14A | - |  |  |  | 1 | Pipetman P1000
EQ007863 | green tape | Pipette |  | Pipette | Gilson | Hogervorst, Jolanda | VU/F/ACTA/MGW/OCB | AC.11N14A | - |  |  |  | 1 | Pipetman
EQ007862 |  | Microwave oven |  | Galanz Microwave | Galanz | Hogervorst, Jolanda | VU/F/ACTA/MGW/OCB | AC.11N08 | - |  |  |  | 1 | WP800P20-3
EQ007861 | green tape | Pipette |  | Pipette P200 | Gilson | Hogervorst, Jolanda | VU/F/ACTA/MGW/OCB | AC.11N14A | - |  |  |  | 1 | Pipetman P200
EQ007860 | green tape | Pipette |  | Pipette P10 | Gilson | Hogervorst, Jolanda | VU/F/ACTA/MGW/OCB | AC.11N14A | - |  |  |  | 1 | Pipetman P10
EQ007859 |  | Computer Monitor |  | Philips Computer Monitor | Philips | Hogervorst, Jolanda | VU/F/ACTA/MGW/OCB | AC.11N08 | - |  |  |  | 1 | MNB1190T
EQ007858 | Black Tape | Pipette |  | Pipette L20 | Rainin | Hogervorst, Jolanda | VU/F/ACTA/MGW/OCB | AC.11N12 | - |  |  |  | 1 | Pipet-lite
EQ007857 | Black Tape | Pipette |  | Pipette L2 | Rainin | Hogervorst, Jolanda | VU/F/ACTA/MGW/OCB | AC.11N12 | - |  |  |  | 1 | Pipet-lite
EQ007856 |  | Computer |  | Lab Computer | Dell | Hogervorst, Jolanda | VU/F/ACTA/MGW/OCB | AC.11N08 | - |  |  |  | 1
EQ007855 |  | Pipette |  | Pipette P20 | Gilson | Hogervorst, Jolanda | VU/F/ACTA/MGW/OCB | AC.11N14A | - |  |  |  | 1 | Pipetman P20
EQ007854 | Black Tape | Pipette |  | Pipette L200 | Rainin | Hogervorst, Jolanda | VU/F/ACTA/MGW/OCB | AC.11N12 | - |  |  |  | 1 | Pipet-lite
EQ007853 |  | Computer Monitor |  | iiyama Computer Monitor | Iiyama | Hogervorst, Jolanda | VU/F/ACTA/MGW/OCB | AC.11N08 | - |  |  |  | 1 | ProLite E431S
EQ007852 | Black Tape | Pipette |  | Pipette L1000 | Rainin | Hogervorst, Jolanda | VU/F/ACTA/MGW/OCB | AC.11N12 | - |  |  |  | 1 | Pipet-lite
EQ007851 |  | Pipette |  | Pipette P2 | Gilson | Hogervorst, Jolanda | VU/F/ACTA/MGW/OCB | AC.11N14A | - |  |  |  | 1 | Pipetman P2
EQ007850 |  | Imager |  | Digital Imaging System | UVP | Hogervorst, Jolanda | VU/F/ACTA/MGW/OCB | AC.11N08 | - |  |  |  | 1 | MultiDoc-it Digital Imaging System
EQ007849 | Black Tape | Pipette |  | Pipette L10 | Rainin | Hogervorst, Jolanda | VU/F/ACTA/MGW/OCB | AC.11N12 | - |  |  |  | 1 | Pipet-lite
EQ007848 | Red tape | Pipette |  | Pipette 2-20μL | Rainin | Hogervorst, Jolanda | VU/F/ACTA/MGW/OCB | AC.11N08 | - |  |  |  | 1 | L20 2-20μL
EQ007847 |  | Pipette |  | Pipette Electronic | Rainin | Hogervorst, Jolanda | VU/F/ACTA/MGW/OCB | AC.11N12 | - |  |  |  | 1 | GlassMaster
EQ007846 | Red tape | Pipette |  | Pipette 0.5-10μL | Rainin | Hogervorst, Jolanda | VU/F/ACTA/MGW/OCB | AC.11N08 | - |  |  |  | 1 | L10 0.5-10μL
EQ007845 | Red tape | Pipette |  | Pipette 10-100μL | Rainin | Hogervorst, Jolanda | VU/F/ACTA/MGW/OCB | AC.11N08 | - |  |  |  | 1 | L100 10-100μL
EQ007844 |  | Pipette |  | Pipette Electronic | Costar | Hogervorst, Jolanda | VU/F/ACTA/MGW/OCB | AC.11N12 | - |  |  |  | 1 | Stripettor
EQ007843 | green tape | Pipette |  | Pipette P1000 | Gilson | Hogervorst, Jolanda | VU/F/ACTA/MGW/OCB | AC.11N14A | - |  |  |  | 1 | Pipetman P1000
EQ007842 | 14AK7 | Fridge |  | Fridge | Bosch | Hogervorst, Jolanda | VU/F/ACTA/MGW/OCB | AC.11N14A | - |  |  |  | 1 | Economic Cooler
EQ007841 |  | Homogeniser |  | Benchtop Homogeniser | Roche | Hogervorst, Jolanda | VU/F/ACTA/MGW/OCB | AC.11N12 | - |  |  |  | 1 | MagNA Lyser
EQ007840 |  | Thermal Cycler / PCR System |  | DNA Thermal Cycler | Perkin-Elmer | Hogervorst, Jolanda | VU/F/ACTA/MGW/OCB | AC.11N12 | - |  |  |  | 1 | 480
EQ007839 | BIBRO-996 | Fridge |  | Fridge | Bosch | Hogervorst, Jolanda | VU/F/ACTA/MGW/OCB | AC.11N14A | - |  |  |  | 1 | Computer Control
EQ007838 |  | Thermal Cycler / PCR System |  | PCR System Thermal Cycler | Perkin-Elmer | Hogervorst, Jolanda | VU/F/ACTA/MGW/OCB | AC.11N12 | - |  |  |  | 1 | GeneAmp 9700
EQ007837 |  | Vortex |  | Vortex-Genie | Wilten Woltil B.V. | Hogervorst, Jolanda | VU/F/ACTA/MGW/OCB | AC.11N12 | - |  |  |  | 1 | Vortex-Genie
EQ007836 |  | Centrifuge |  | Centrifuge | Sigma | Hogervorst, Jolanda | VU/F/ACTA/MGW/OCB | AC.11N14A | - |  |  |  | 1 | 3-18K
EQ007835 |  | Incubator |  | Incubator | Heraeus | Hogervorst, Jolanda | VU/F/ACTA/MGW/OCB | AC.11N14A | - |  |  |  | 1 | Hera Cell
EQ007834 |  | Centrifuge |  | Centrifuge | Hettich | Hogervorst, Jolanda | VU/F/ACTA/MGW/OCB | AC.11N12 | - |  |  |  | 1 | Mikro 200
EQ007833 |  | Incubator |  | Incubator | Heraeus | Hogervorst, Jolanda | VU/F/ACTA/MGW/OCB | AC.11N14A | - |  |  |  | 1 | Hera Cell
EQ007832 | Red tape | Pipette |  | Pipette 0.1-2μL | Rainin | Hogervorst, Jolanda | VU/F/ACTA/MGW/OCB | AC.11N08 | - |  |  |  | 1 | L2 0.1-2μL
EQ007831 | 08K4 | Fridge |  | Fridge | Liebherr | Hogervorst, Jolanda | VU/F/ACTA/MGW/OCB | AC.11N12 | - |  |  |  | 1
EQ007830 | 10 V 10 | Freezer |  | Freezer | Bosch | Hogervorst, Jolanda | VU/F/ACTA/MGW/OCB | AC.11N12 | - |  |  |  | 1
EQ007829 |  | Extension Cable |  | Extension Cable | VU | Hogervorst, Jolanda | VU/F/ACTA/MGW/OCB | AC.11N12 | - |  |  |  | 1
EQ007828 |  | Shaker/Mixer |  | Variable Speed Shaker | VWR | Hogervorst, Jolanda | VU/F/ACTA/MGW/OCB | AC.11N14A | - |  |  |  | 1 | Rocker
EQ007827 |  | Radio |  | Radio | Philips | Hogervorst, Jolanda | VU/F/ACTA/MGW/OCB | AC.11N14A | - |  |  |  | 1
EQ007826 |  | Vacuum Pump |  | Vacuum Pump | Leybold | Hogervorst, Jolanda | VU/F/ACTA/MGW/OCB | AC.11N50 | - |  |  |  | 1 | Trivac
EQ007825 |  | Radio |  | Transistor Radio | Handic | Hogervorst, Jolanda | VU/F/ACTA/MGW/OCB | AC.11N12 | - |  |  |  | 1 | Transistor Radio/ ML
EQ007824 |  | Sample Preparation Unit |  | Medite Dispenser Unit | Medite | Hogervorst, Jolanda | VU/F/ACTA/MGW/OCB | AC.11N50 | - |  |  |  | 1 | TBS 88.2
EQ007823 |  | Cooling Unit |  | Medite Cool Unit | Medite | Hogervorst, Jolanda | VU/F/ACTA/MGW/OCB | AC.11N50 | - |  |  |  | 1 | TBS 88.6
EQ007822 |  | Centrifuge |  | Minicentrifuge | VWR | Hogervorst, Jolanda | VU/F/ACTA/MGW/OCB | AC.11N12 | - |  |  |  | 1 | Galaxy Mini
EQ007821 |  | Cooling Unit |  | Medite Cool Unit | Medite | Hogervorst, Jolanda | VU/F/ACTA/MGW/OCB | AC.11N50 | - |  |  |  | 1 | TBS 88.4
EQ007820 | 10/91 | Vortex |  | Vortex | Heidolph | Hogervorst, Jolanda | VU/F/ACTA/MGW/OCB | AC.11N12 | - |  |  |  | 1 | Reax 2000
EQ007819 |  | Computer Monitor |  | Belinea Computer Monitor | Belinea | Hogervorst, Jolanda | VU/F/ACTA/MGW/OCB | AC.11N50 | - |  |  |  | 1 | 10 15 36
EQ007818 |  | Extension Cable |  | Extension Cable | VU | Hogervorst, Jolanda | VU/F/ACTA/MGW/OCB | AC.11N50 | - |  |  |  | 0
EQ007817 |  | Heated Circulator |  | Heated Circulator | Braun | Hogervorst, Jolanda | VU/F/ACTA/MGW/OCB | AC.11N14A | - |  |  |  | 1 | Thermomix 1420
EQ007816 |  | Vortex |  | Vortex-Genie | Scientific Industries Inc. | Hogervorst, Jolanda | VU/F/ACTA/MGW/OCB | AC.11N12 | - |  |  |  | 1 | Vortex-Genie
EQ007815 |  | Strain Unit |  | FC Controller | Flexcell | Hogervorst, Jolanda | VU/F/ACTA/MGW/OCB | AC.11N50 | - |  |  |  | 1 | Flexlink FX-4000T-CTL
EQ007814 |  | Power Supply |  | Microscope Power Supply | Carl Zeiss | Hogervorst, Jolanda | VU/F/ACTA/MGW/OCB | AC.11N14A | - |  |  |  | 1 | 12V 100W
EQ007813 |  | Shaker/Mixer |  | Scientific Dual Press-to-mix Vortex Mixer | Snijders | Hogervorst, Jolanda | VU/F/ACTA/MGW/OCB | AC.11N14A | - |  |  |  | 1 | press-o-mix 34524
EQ007812 |  | Strain Unit |  | Flexlink | Flexcell | Hogervorst, Jolanda | VU/F/ACTA/MGW/OCB | AC.11N50 | - |  |  |  | 1 | Flexlink FX-4000T-FLK
EQ007811 |  | Extension Cable |  | Extension Cable | VU | Hogervorst, Jolanda | VU/F/ACTA/MGW/OCB | AC.11N20 | - |  |  |  | 1
EQ007810 |  | Digital Indicator |  | Mitutoyo Digital Indicator | Mitutoyo | Hogervorst, Jolanda | VU/F/ACTA/MGW/OCB | AC.11N50 | - |  |  |  | 1 | 543-210-1
EQ007809 |  | Lamp |  | TL Lamp | VU | Hogervorst, Jolanda | VU/F/ACTA/MGW/OCB | AC.11N50 | - |  |  |  | 1
EQ007808 |  | Heat Gun |  | Heat Gun | Schott | Hogervorst, Jolanda | VU/F/ACTA/MGW/OCB | AC.11N50 | - |  |  |  | 1
EQ007807 |  | Heat Gun |  | Heat Gun | Schott | Hogervorst, Jolanda | VU/F/ACTA/MGW/OCB | AC.11N50 | - |  |  |  | 1 | 803
EQ007806 |  | Incubator |  | Heracell Incubator | Heraeus | Hogervorst, Jolanda | VU/F/ACTA/MGW/OCB | AC.11N50 | - |  |  |  | 1 | HeraCell 150
EQ007805 | BIBRO-1029 | Freezer |  | Ultra Low Temperature Freezer | New Brunswick Scientific | Hogervorst, Jolanda | VU/F/ACTA/MGW/OCB | AC.11N50 | - |  |  |  | 1 | C340-86
EQ007804 | BIBRO-1000 | Freezer |  | Ultra Low Temperature Freezer | New Brunswick Scientific | Hogervorst, Jolanda | VU/F/ACTA/MGW/OCB | AC.11N50 | - |  |  |  | 1 | U725 - 86 Innova
EQ007803 |  | Microscope |  | Microscope | Leica | Hogervorst, Jolanda | VU/F/ACTA/MGW/OCB | AC.11N20 | - |  |  |  | 1 | DFC 320?
EQ007802 |  | Power Supply |  | Microscope Power Supply | Leica | Hogervorst, Jolanda | VU/F/ACTA/MGW/OCB | AC.11N20 | - |  |  |  | 1
EQ007801 |  | Cryogenic System |  | Leica Cryostat | Leica | Hogervorst, Jolanda | VU/F/ACTA/MGW/OCB | AC.11N50 | - |  |  |  | 1 | CM1850
EQ007800 |  | Water Filtration System |  | Milli-Q | Millipore | Hogervorst, Jolanda | VU/F/ACTA/MGW/OCB | AC.11N50 | - |  |  |  | 1 | Milli-Q
EQ007799 | 94-071-0014 | Ultrasonic Processor |  | Ultrasonic Processor | Sonics | Hogervorst, Jolanda | VU/F/ACTA/MGW/OCB | AC.11N50 | - |  |  |  | 1 | Vibra Cell VCX400
EQ007798 |  | Power Supply |  | Microscope Light Power Supply | Leica | Hogervorst, Jolanda | VU/F/ACTA/MGW/OCB | AC.11N20 | - |  |  |  | 1 | 50-105.101
EQ007797 | AMC: OB-010-0137 | Computer |  | PC HP | Hewlett Packard (HP) | Hogervorst, Jolanda | VU/F/ACTA/MGW/OCB | AC.11N20 | - |  |  |  | 1
EQ007796 |  | Ultrasonic Processor |  | Ultrasonic Processor | Sonics | Hogervorst, Jolanda | VU/F/ACTA/MGW/OCB | AC.11N50 | - |  |  |  | 1 | Vibra Cell VCX400
EQ007795 |  | Computer Monitor |  | Computer Monitor Acer | Acer | Hogervorst, Jolanda | VU/F/ACTA/MGW/OCB | AC.11N20 | - |  |  |  | 1 | AL1722
EQ007794 | THK | Cold light source |  | Cold Light Source | Fi | Hogervorst, Jolanda | VU/F/ACTA/MGW/OCB | AC.11N20 | - |  |  |  | 1 | L100
EQ007793 | ACTA THK | Cold light source |  | Cold Light Source | Fi | Hogervorst, Jolanda | VU/F/ACTA/MGW/OCB | AC.11N20 | - |  |  |  | 1 | L100
EQ007792 |  | Vacuum Pump |  | Vacuum Pump | KNF | Hogervorst, Jolanda | VU/F/ACTA/MGW/OCB | AC.11N50 | - |  |  |  | 1 | N022-AT.18
EQ007791 |  | Extension Cable |  | Extension Cable | VU | Hogervorst, Jolanda | VU/F/ACTA/MGW/OCB | AC.11N20 | - |  |  |  | 1
EQ007790 |  | Motion Controller/Driver |  | Microscope Joystick Controller | Leica | Hogervorst, Jolanda | VU/F/ACTA/MGW/OCB | AC.11N20 | - |  |  |  | 1 | OI-Joy2
EQ007789 | 015458 | Router/Switch |  | Switchboard | Fluigent | Hogervorst, Jolanda | VU/F/ACTA/MGW/OCB | AC.11N50 | - |  |  |  | 1 | ESS Switchboard
EQ007788 |  | Power Supply |  | Microscope Light Power Supply | Leica | Hogervorst, Jolanda | VU/F/ACTA/MGW/OCB | AC.11N20 | - |  |  |  | 1
EQ007787 |  | Microscope |  | Inverted Phase Contrast Microscope | Carl Zeiss | Hogervorst, Jolanda | VU/F/ACTA/MGW/OCB | AC.11N14A | - |  |  |  | 1 | Axiovert 35
EQ007786 | white tape | Pipette |  | Pipette L1000 | Rainin | Hogervorst, Jolanda | VU/F/ACTA/MGW/OCB | AC.11N14 | - |  |  |  | 1 | L 100
EQ007785 |  | Flow Controller |  | Programmable Dispensing System | Shenchen | Hogervorst, Jolanda | VU/F/ACTA/MGW/OCB | AC.11N50 | - |  |  |  | 1 | PDS
EQ007784 |  | Cold light source |  | Cold Light Source | Leica | Hogervorst, Jolanda | VU/F/ACTA/MGW/OCB | AC.11N20 | - |  |  |  | 1 | DMLD
EQ007783 | white tape | Pipette |  | Pipette L100 | Rainin | Hogervorst, Jolanda | VU/F/ACTA/MGW/OCB | AC.11N14 | - |  |  |  | 1 | L 100
EQ007782 |  | Saw |  | Low Speed Saw | Buehler | Hogervorst, Jolanda | VU/F/ACTA/MGW/OCB | AC.11N50 | - |  |  |  | 1 | Isomet Low Speed Saw (11-1180-250)
EQ007781 |  | Camera |  | Microscope Camera | Leica | Hogervorst, Jolanda | VU/F/ACTA/MGW/OCB | AC.11N20 | - |  |  |  | 1 | DFC300 FX
EQ007780 | white tape | Pipette |  | Pipette L2 | Rainin | Hogervorst, Jolanda | VU/F/ACTA/MGW/OCB | AC.11N14 | - |  |  |  | 1 | L 2
EQ007779 | white tape | Pipette |  | Pipette L10 | Rainin | Hogervorst, Jolanda | VU/F/ACTA/MGW/OCB | AC.11N14 | - |  |  |  | 1 | L 10
EQ007778 |  | Microscope |  | Microscope | Leica | Hogervorst, Jolanda | VU/F/ACTA/MGW/OCB | AC.11N20 | - |  |  |  | 1 | DMRA HC FLU
EQ007777 | white tape | Pipette |  | Pipette L200 | Rainin | Hogervorst, Jolanda | VU/F/ACTA/MGW/OCB | AC.11N14 | - |  |  |  | 1 | L 200
EQ007776 |  | Computer |  | PC Custom | VU | Hogervorst, Jolanda | VU/F/ACTA/MGW/OCB | AC.11N20 | - |  |  |  | 1
EQ007775 |  | Saw |  | Low Speed Saw | Buehler | Hogervorst, Jolanda | VU/F/ACTA/MGW/OCB | AC.11N50 | - |  |  |  | 1 | Isomet Low Speed Saw (11-1180-250)
EQ007774 |  | Adapter |  | Adapter | CWT | Hogervorst, Jolanda | VU/F/ACTA/MGW/OCB | AC.11N50 | - |  |  |  | 1
EQ007773 |  | Adapter |  | Adapter | CWT | Hogervorst, Jolanda | VU/F/ACTA/MGW/OCB | AC.11N50 | - |  |  |  | 1
EQ007772 |  | Computer Monitor |  | Computer Monitor HP | Hewlett Packard (HP) | Hogervorst, Jolanda | VU/F/ACTA/MGW/OCB | AC.11N20 | - |  |  |  | 1 | Compaq LA2205wg
EQ007771 |  | Adapter |  | Adapter | CWT | Hogervorst, Jolanda | VU/F/ACTA/MGW/OCB | AC.11N50 | - |  |  |  | 1
EQ007770 |  | Computer Monitor |  | Computer Monitor Samsung | Samsung | Hogervorst, Jolanda | VU/F/ACTA/MGW/OCB | AC.11N20 | - |  |  |  | 1 | SyncMaster 940NW
EQ007769 |  | Adapter |  | Adapter | Li Shin | Hogervorst, Jolanda | VU/F/ACTA/MGW/OCB | AC.11N50 | - |  |  |  | 1 | LSE9901B1250
EQ007768 |  | Ultrasonic Cleaner |  | Sonicator | Bransonic | Hogervorst, Jolanda | VU/F/ACTA/MGW/OCB | AC.11N50 | - |  |  |  | 1 | 221
EQ007767 |  | Extension Cable |  | Extension Cable | Kaiser | Hogervorst, Jolanda | VU/F/ACTA/MGW/OCB | AC.11N20 | - |  |  |  | 0
EQ007766 |  | Computer |  | PC HP | Hewlett Packard (HP) | Hogervorst, Jolanda | VU/F/ACTA/MGW/OCB | AC.11N20 | - |  |  |  | 1
EQ007765 | white tape | Pipette |  | Pipette L20 | Rainin | Hogervorst, Jolanda | VU/F/ACTA/MGW/OCB | AC.11N14 | - |  |  |  | 1 | L 20
EQ007764 |  | Ultrasonic Cleaner |  | Sonicator | Sonicor | Hogervorst, Jolanda | VU/F/ACTA/MGW/OCB | AC.11N50 | - |  |  |  | 1 | SC-100-22
EQ007763 |  | Computer Monitor |  | Computer Monitor Dell | Dell | Hogervorst, Jolanda | VU/F/ACTA/MGW/OCB | AC.11N20 | - |  |  |  | 1
EQ007762 | 10K5 | Fridge |  | Fridge | VU | Hogervorst, Jolanda | VU/F/ACTA/MGW/OCB | AC.11N10 | - |  |  |  | 1
EQ007761 |  | Vortex |  | Vortex | Winn b.v. | Hogervorst, Jolanda | VU/F/ACTA/MGW/OCB | AC.11N50 | - |  |  |  | 1 | Vortex-Genie
EQ007760 | yellow tape | Pipette |  | Pipette L2 | Rainin | Hogervorst, Jolanda | VU/F/ACTA/MGW/OCB | AC.11N10 | - |  |  |  | 1 | L 2
EQ007759 |  | Cold light source |  | Microscope Light Power Supply | Leica | Hogervorst, Jolanda | VU/F/ACTA/MGW/OCB | AC.11N20 | - |  |  |  | 1
EQ007758 | yellow tape | Pipette |  | Pipette L2 | Rainin | Hogervorst, Jolanda | VU/F/ACTA/MGW/OCB | AC.11N10 | - |  |  |  | 1 | L 2
EQ007757 | yellow tape | Pipette |  | Pipette L20 | Rainin | Hogervorst, Jolanda | VU/F/ACTA/MGW/OCB | AC.11N10 | - |  |  |  | 1 | L 20
EQ007756 |  | Camera |  | Microscope Camera | Leica | Hogervorst, Jolanda | VU/F/ACTA/MGW/OCB | AC.11N20 | - |  |  |  | 1 | DFC7000 T
EQ007755 | yellow tape | Pipette |  | Pipette L10 | Rainin | Hogervorst, Jolanda | VU/F/ACTA/MGW/OCB | AC.11N10 | - |  |  |  | 1 | L 10
EQ007754 |  | Microscope |  | Microscope | Leica | Hogervorst, Jolanda | VU/F/ACTA/MGW/OCB | AC.11N20 | - |  |  |  | 1 | DMIL
EQ007753 | yellow tape | Pipette |  | Pipette L20 | Rainin | Hogervorst, Jolanda | VU/F/ACTA/MGW/OCB | AC.11N10 | - |  |  |  | 1 | L 20
EQ007752 |  | Sample Preparation Unit |  | Microslice 2 | Metals Research Ltd | Hogervorst, Jolanda | VU/F/ACTA/MGW/OCB | AC.11N50 | - |  |  |  | 1 | Microslice 2
EQ007751 |  | Microscope |  | Microscope | Leica | Hogervorst, Jolanda | VU/F/ACTA/MGW/OCB | AC.11N20 | - |  |  |  | 1 | DMLB
EQ007750 | yellow tape | Pipette |  | Pipette L200 | Rainin | Hogervorst, Jolanda | VU/F/ACTA/MGW/OCB | AC.11N10 | - |  |  |  | 1 | L 200
EQ007749 | yellow tape | Pipette |  | Pipette L1000 | Rainin | Hogervorst, Jolanda | VU/F/ACTA/MGW/OCB | AC.11N10 | - |  |  |  | 1 | L 1000
EQ007748 |  | Microscope |  | Microscope | Leica | Hogervorst, Jolanda | VU/F/ACTA/MGW/OCB | AC.11N20 | - |  |  |  | 1 | DMLB
EQ007747 | yellow tape | Pipette |  | Pipette L10 | Rainin | Hogervorst, Jolanda | VU/F/ACTA/MGW/OCB | AC.11N10 | - |  |  |  | 1 | L 10
EQ007746 | BIBRO-1031;02-060-0671 | Freezer |  | Ultra Low Temperature Freezer | New Brunswick Scientific | Hogervorst, Jolanda | VU/F/ACTA/MGW/OCB | AC.11N50 | - |  |  |  | 1 | C340-86
EQ007745 | yellow tape | Pipette |  | Pipette L2 | Rainin | Hogervorst, Jolanda | VU/F/ACTA/MGW/OCB | AC.11N10 | - |  |  |  | 1 | L 2
EQ007744 | yellow tape | Pipette |  | Pipette L100 | Rainin | Hogervorst, Jolanda | VU/F/ACTA/MGW/OCB | AC.11N10 | - |  |  |  | 1 | L 200
EQ007743 | yellow tape | Pipette |  | Pipette L200 | Rainin | Hogervorst, Jolanda | VU/F/ACTA/MGW/OCB | AC.11N10 | - |  |  |  | 1 | L 200
EQ007742 | yellow tape | Pipette |  | Pipette L100 | Rainin | Hogervorst, Jolanda | VU/F/ACTA/MGW/OCB | AC.11N10 | - |  |  |  | 1 | L 100
EQ007741 |  | Vortex |  | Vortex | IKA | Hogervorst, Jolanda | VU/F/ACTA/MGW/OCB | AC.11N10 | - |  |  |  | 1 | Vibrofix VF1 Electronic
EQ007740 |  | Hot Plate |  | Hot Plate | VU | Hogervorst, Jolanda | VU/F/ACTA/MGW/OCB | AC.11N26 | - |  |  |  | 0 | Anatomisch-Embryolobisch
EQ007739 |  | Hot Plate |  | Hot Plate | Leica | Hogervorst, Jolanda | VU/F/ACTA/MGW/OCB | AC.11N26 | - |  |  |  | 1 | Histotemp/ Jung
EQ007738 |  | Thermal Cycler / PCR System |  | Peltier Thermal Cycler | MJ Research, Inc | Hogervorst, Jolanda | VU/F/ACTA/MGW/OCB | AC.11N10 | - |  |  |  | 1 | PTC-200
EQ007737 |  | Staining Device |  | Diffusion Destaining Apparatus | Heidelberg Engineering | Hogervorst, Jolanda | VU/F/ACTA/MGW/OCB | AC.11N26 | - |  |  |  | 0 | Desaga
EQ007736 |  | Cold light source |  | Cold Light Source | Schott | Hogervorst, Jolanda | VU/F/ACTA/MGW/OCB | AC.11N26 | - |  |  |  | 1 | KL150 B
EQ007735 |  | Shaker/Mixer |  | Scientific Dual Press-to-mix Vortex Mixer | Snijders | Hogervorst, Jolanda | VU/F/ACTA/MGW/OCB | AC.11N10 | - |  |  |  | 1 | press-o-mix 34524
EQ007734 |  | Microscope |  | Microscope | Nikon | Hogervorst, Jolanda | VU/F/ACTA/MGW/OCB | AC.11N26 | - |  |  |  | 1 | Tension
EQ007733 |  | Microscope |  | Microscope | Nikon | Hogervorst, Jolanda | VU/F/ACTA/MGW/OCB | AC.11N26 | - |  |  |  | 1 | SMZ-10
EQ007732 |  | Thermal Cycler / PCR System |  | Ultraviolet Sterilizing PCR Workstation | UVP | Hogervorst, Jolanda | VU/F/ACTA/MGW/OCB | AC.11N10 | - |  |  |  | 1
EQ007731 |  | Microscope |  | Microscope | Carl Zeiss | Hogervorst, Jolanda | VU/F/ACTA/MGW/OCB | AC.11N26 | - |  |  |  | 1
EQ007730 |  | Centrifuge |  | Centrifuge | VWR | Hogervorst, Jolanda | VU/F/ACTA/MGW/OCB | AC.11N10 | - |  |  |  | 1 | Galaxy Mini
EQ007729 | SLO364 | Fridge |  | Fridge | Liebherr | Hogervorst, Jolanda | VU/F/ACTA/MGW/OCB | AC.11N10 | - |  |  |  | 1 | Comfort NoFrost
EQ007728 | SLO354 | Fridge |  | Fridge | Liebherr | Hogervorst, Jolanda | VU/F/ACTA/MGW/OCB | AC.11N10 | - |  |  |  | 1 | Comfort NoFrost
EQ007727 |  | Cold light source |  | Cold Light Source | Schott | Hogervorst, Jolanda | VU/F/ACTA/MGW/OCB | AC.11N26 | - |  |  |  | 0 | KL1500
EQ007726 |  | Cold light source |  | Cold Light Source | Schott | Hogervorst, Jolanda | VU/F/ACTA/MGW/OCB | AC.11N26 | - |  |  |  | 1 | KL1500
EQ007725 |  | Centrifuge |  | Centrifuge 5415C | Eppendorf | Hogervorst, Jolanda | VU/F/ACTA/MGW/OCB | AC.11N26 | - |  |  |  | 1 | 5415C
EQ007724 | 26K2 | Fridge |  | Fridge | Bosch | Hogervorst, Jolanda | VU/F/ACTA/MGW/OCB | AC.11N26 | - |  |  |  | 1 | Economic Cooler
EQ007723 | 26K1 | Fridge |  | Fridge | Bosch | Hogervorst, Jolanda | VU/F/ACTA/MGW/OCB | AC.11N26 | - |  |  |  | 1
EQ007722 | Bibro-994; 26V2 | Freezer |  | Freezer | Liebherr | Hogervorst, Jolanda | VU/F/ACTA/MGW/OCB | AC.11N26 | - |  |  |  | 1 | Comfort
EQ007721 | Bibro-993; 26V3 | Freezer |  | Freezer | Liebherr | Hogervorst, Jolanda | VU/F/ACTA/MGW/OCB | AC.11N26 | - |  |  |  | 1 | Comfort
EQ007720 | Bibro-991; 26V4 | Freezer |  | Freezer | Liebherr | Hogervorst, Jolanda | VU/F/ACTA/MGW/OCB | AC.11N26 | - |  |  |  | 1 | Comfort
EQ007719 | Bibro-998 | Freezer |  | Freezer | Bosch | Hogervorst, Jolanda | VU/F/ACTA/MGW/OCB | AC.11N26 | - |  |  |  | 1 | NoFrost
EQ007718 | Bibro-992; 26V5 | Freezer |  | Freezer | Bosch | Hogervorst, Jolanda | VU/F/ACTA/MGW/OCB | AC.11N26 | - |  |  |  | 1
EQ007717 | Bibro-1003 | Freezer |  | Freezer | Bosch | Hogervorst, Jolanda | VU/F/ACTA/MGW/OCB | AC.11N26 | - |  |  |  | 1
EQ007716 | Bibro-995 | Fridge |  | Fridge | Liebherr | Hogervorst, Jolanda | VU/F/ACTA/MGW/OCB | AC.11N26 | - |  |  |  | 1 | Comfort
EQ007715 |  | Freezer |  | Freezer | Eppendorf | Hogervorst, Jolanda | VU/F/ACTA/MGW/OCB | AC.11N26 | - |  |  |  | 1 | Cryocube F570h-86
EQ007714 |  | Freezer |  | Freezer | Eppendorf | Hogervorst, Jolanda | VU/F/ACTA/MGW/OCB | AC.11N26 | - |  |  |  | 1 | Cryocube F570h-86
EQ007713 | Bibro-990 | Fridge |  | Fridge | Liebherr | Hogervorst, Jolanda | VU/F/ACTA/MGW/OCB | AC.11N26 | - |  |  |  | 1
EQ007712 | Bibro-997 | Fridge |  | Fridge | Liebherr | Hogervorst, Jolanda | VU/F/ACTA/MGW/OCB | AC.11N26 | - |  |  |  | 1 | Premium Nofrost
EQ007711 | electronicNofrost | Fridge |  | Fridge | Bosch | Hogervorst, Jolanda | VU/F/ACTA/MGW/OCB | AC.11N26 | - |  |  |  | 0
EQ007710 | 26K3 | Fridge |  | Fridge | Bosch | Hogervorst, Jolanda | VU/F/ACTA/MGW/OCB | AC.11N26 | - |  |  |  | 1 | Economic Cooler
EQ007709 | Koelkast EK-08-1 | Fridge |  | Fridge | Bosch | Hogervorst, Jolanda | VU/F/ACTA/MGW/OCB | AC.11N26 | - |  |  |  | 1 | Economic Cooler
EQ007708 |  | Water Pump |  | Dispenser Module | Miele | Hogervorst, Jolanda | VU/F/ACTA/MGW/OCB | AC.11N14 | - |  |  |  | 1 | DOS K 60
EQ007707 |  | Vacuum Pump |  | Vacuum Pump | KNF | Hogervorst, Jolanda | VU/F/ACTA/MGW/OCB | AC.11N14 | - |  |  |  | 1
EQ007706 |  | Pump Controller |  | Vacuum Pump Controller | KNF | Hogervorst, Jolanda | VU/F/ACTA/MGW/OCB | AC.11N14 | - |  |  |  | 1
EQ007705 |  | Water Bath |  | Water Bath | GFL | Hogervorst, Jolanda | VU/F/ACTA/MGW/OCB | AC.11N14 | - |  |  |  | 1
EQ007704 |  | Incubator |  | Incubator | Termaks | Hogervorst, Jolanda | VU/F/ACTA/MGW/OCB | AC.11N14 | - |  |  |  | 1
EQ007703 |  | Incubator |  | Incubator | Diamond | Hogervorst, Jolanda | VU/F/ACTA/MGW/OCB | AC.11N14 | - |  |  |  | 1
EQ007702 | Red Tape; 8; SR00D | Pipette |  | Pipette | Gilson | Hogervorst, Jolanda | VU/F/ACTA/MGW/OCB | AC.11N14 | - |  |  |  | 1 | Pipetman
EQ007701 | Red Tape; | Pipette |  | Pipette 20 | Gilson | Hogervorst, Jolanda | VU/F/ACTA/MGW/OCB | AC.11N14 | - |  |  |  | 1 | Pipetman
EQ007700 | Red Tape; | Pipette |  | Pipette 1000 | Gilson | Hogervorst, Jolanda | VU/F/ACTA/MGW/OCB | AC.11N14 | - |  |  |  | 1 | Pipetman
EQ007699 | Red Tape; | Pipette |  | Pipette 200 | Gilson | Hogervorst, Jolanda | VU/F/ACTA/MGW/OCB | AC.11N14 | - |  |  |  | 1 | Pipetman
EQ007698 | Red Tape; | Pipette |  | Pipette 20 | Gilson | Hogervorst, Jolanda | VU/F/ACTA/MGW/OCB | AC.11N14 | - |  |  |  | 1 | Pipetman
EQ007697 | Blue Tape; | Pipette |  | Pipette 5000 | Gilson | Hogervorst, Jolanda | VU/F/ACTA/MGW/OCB | AC.11N14 | - |  |  |  | 1 | Pipetman
EQ007696 | Blue Tape; | Pipette |  | Pipette 5000 | Gilson | Hogervorst, Jolanda | VU/F/ACTA/MGW/OCB | AC.11N14 | - |  |  |  | 1 | Pipetman
EQ007695 | Blue Tape; 3 | Pipette |  | Pipette 200 | Gilson | Hogervorst, Jolanda | VU/F/ACTA/MGW/OCB | AC.11N14 | - |  |  |  | 1 | Pipetman
EQ007694 | Blue Tape; 21 | Pipette |  | Pipette 200 | Gilson | Hogervorst, Jolanda | VU/F/ACTA/MGW/OCB | AC.11N14 | - |  |  |  | 1 | Pipetman
EQ007693 | Blue Tape | Pipette |  | Pipette 100 | Gilson | Hogervorst, Jolanda | VU/F/ACTA/MGW/OCB | AC.11N14 | - |  |  |  | 1 | Pipetman
EQ007692 | HIST THK | Hot Plate |  | Thermal Stirrer | Breda Scientific | Hogervorst, Jolanda | VU/F/ACTA/MGW/OCB | AC.11N14 | - |  |  |  | 1 | 34533
EQ007691 |  | Oven |  | Vacuum Oven | Heraeus | Hogervorst, Jolanda | VU/F/ACTA/MGW/OCB | AC.11N14 | - |  |  |  | 1 | VT 6025
EQ007690 |  | Hot Plate |  | Hot Plate Stirrer | IKA | Hogervorst, Jolanda | VU/F/ACTA/MGW/OCB | AC.11N14 | - |  |  |  | 1 | IKAMAG RET
EQ007689 |  | Extension Cable |  | Extension Cable | Kaiser | Hogervorst, Jolanda | VU/F/ACTA/MGW/OCB | AC.11N14 | - |  |  |  | 0
EQ007688 |  | Vacuum Pump |  | Vacuum Pump | Leybold | Hogervorst, Jolanda | VU/F/ACTA/MGW/OCB | AC.11N14 | - |  |  |  | 1 | S 15
EQ007687 |  | Vacuum Pump |  | Vacuum Pump | Edwards | Hogervorst, Jolanda | VU/F/ACTA/MGW/OCB | AC.11N14 | - |  |  |  | 1 | Speedivac 2
EQ007686 |  | Microtome |  | Motorised Microtome | Heidelberg Engineering | Hogervorst, Jolanda | VU/F/ACTA/MGW/OCB | AC.11N14 | - |  |  |  | 1 | R. Jung
EQ007685 |  | Microtome |  | Motorised Microtome | Heidelberg Engineering | Hogervorst, Jolanda | VU/F/ACTA/MGW/OCB | AC.11N14 | - |  |  |  | 1 | R. Jung
EQ007684 |  | Microtome |  | Motorised Microtome | Leica | Hogervorst, Jolanda | VU/F/ACTA/MGW/OCB | AC.11N14 | - |  |  |  | 1 | Jung RM2065
EQ007683 | LKB 19-182 | Microtome |  | Microtome Glass Knifemaker | LKB | Hogervorst, Jolanda | VU/F/ACTA/MGW/OCB | AC.11N14 | - |  |  |  | 1 | 7800 Knifemaker
EQ007682 |  | Microscope |  | Microscope | Carl Zeiss | Hogervorst, Jolanda | VU/F/ACTA/MGW/OCB | AC.11N14 | - |  |  |  | 1
EQ007681 |  | Grinder |  | Grinder | Buehler | Hogervorst, Jolanda | VU/F/ACTA/MGW/OCB | AC.11N14 | - |  |  |  | 1 | Handimet 39-1470
EQ007680 |  | Pipette |  | Pipette GlassMaster | Rainin | Hogervorst, Jolanda | VU/F/ACTA/MGW/OCB | AC.11N14 | - |  |  |  | 1 | GlassMaster
EQ007679 |  | Pipette |  | Multichannel Pipette L-200 | Rainin | Hogervorst, Jolanda | VU/F/ACTA/MGW/OCB | AC.11N14 | - |  |  |  | 1 | Pipet-lite XLS
EQ007678 | Yellow Tape | Pipette |  | Pipette 100 | Gilson | Hogervorst, Jolanda | VU/F/ACTA/MGW/OCB | AC.11N14 | - |  |  |  | 1 | Pipetman
EQ007677 | Yellow Tape | Pipette |  | Pipette 5000 | Gilson | Hogervorst, Jolanda | VU/F/ACTA/MGW/OCB | AC.11N14 | - |  |  |  | 1 | Pipetman
EQ007676 | Yellow Tape; 8. | Pipette |  | Pipette 20 | Gilson | Hogervorst, Jolanda | VU/F/ACTA/MGW/OCB | AC.11N14 | - |  |  |  | 1 | Pipetman
EQ007675 | Blue Tape | Pipette |  | Pipette 1000 | Gilson | Hogervorst, Jolanda | VU/F/ACTA/MGW/OCB | AC.11N14 | - |  |  |  | 1 | Pipetman
EQ007674 | Yellow Tape; 7 | Pipette |  | Pipette 200 | Gilson | Hogervorst, Jolanda | VU/F/ACTA/MGW/OCB | AC.11N14 | - |  |  |  | 1 | Pipetman
EQ007673 | Yellow Tape | Pipette |  | Pipette 200 | Gilson | Hogervorst, Jolanda | VU/F/ACTA/MGW/OCB | AC.11N14 | - |  |  |  | 1 | Pipetman
EQ007672 | Yellow Tape | Pipette |  | Pipette 100 | Gilson | Hogervorst, Jolanda | VU/F/ACTA/MGW/OCB | AC.11N14 | - |  |  |  | 1 | Pipetman
EQ007671 | Yellow Tape; 23-7-03 C5 | Pipette |  | Pipette 20 | Gilson | Hogervorst, Jolanda | VU/F/ACTA/MGW/OCB | AC.11N14 | - |  |  |  | 1 | Pipetman
EQ007670 | Yellow Tape | Pipette |  | Pipette 5000 | Gilson | Hogervorst, Jolanda | VU/F/ACTA/MGW/OCB | AC.11N14 | - |  |  |  | 1 | Pipetman
EQ007669 |  | Dishwasher |  | Dishwasher | Miele | Hogervorst, Jolanda | VU/F/ACTA/MGW/OCB | AC.11N14 | - |  |  |  | 1 | G 7883
EQ007668 |  | Vortex |  | Vortex-Genie | Winn b.v. | Hogervorst, Jolanda | VU/F/ACTA/MGW/OCB | AC.11N14 | - |  |  |  | 1 | EP 900
EQ007667 |  | Hot Plate |  | Hot Plate | VU | Hogervorst, Jolanda | VU/F/ACTA/MGW/OCB | AC.11N14 | - |  |  |  | 1 | LP61
EQ007666 |  | Hot Plate |  | Hot Plate | Kunz Instruments | Hogervorst, Jolanda | VU/F/ACTA/MGW/OCB | AC.11N14 | - |  |  |  | 1 | HP-3
EQ007665 |  | Hot Plate |  | Hot Plate | Kunz Instruments | Hogervorst, Jolanda | VU/F/ACTA/MGW/OCB | AC.11N14 | - |  |  |  | 1 | HP-3
EQ007664 |  | Hot Plate |  | Hot Plate | Kunz Instruments | Hogervorst, Jolanda | VU/F/ACTA/MGW/OCB | AC.11N14 | - |  |  |  | 1 | HP-3
EQ007663 |  | Magnetic Stirrer |  | Magnetic Stirrer | Hanna Instruments | Hogervorst, Jolanda | VU/F/ACTA/MGW/OCB | AC.11N14 | - |  |  |  | 1 | HI 190M
EQ007662 |  | Oven |  | Oven | Philips | Hogervorst, Jolanda | VU/F/ACTA/MGW/OCB | AC.11N14 | - |  |  |  | 1 | M 627
EQ007661 |  | Microwave oven |  | Oven | Whirlpool | Hogervorst, Jolanda | VU/F/ACTA/MGW/OCB | AC.11N14 | - |  |  |  | 1 | M611
EQ007660 | AIE003 | Pump/Compressor |  | Ecoline Pump | Ismatec | Hogervorst, Jolanda | VU/F/ACTA/MGW/OCB | AC.11N14 | - |  |  |  | 1 | ISM1078B
EQ007659 |  | Vortex |  | Vortex-Genie | Winn b.v. | Hogervorst, Jolanda | VU/F/ACTA/MGW/OCB | AC.11N14 | - |  |  |  | 1 | EP 900
EQ007658 |  | pH Meter |  | Lab pH Meter | MeterLab | Hogervorst, Jolanda | VU/F/ACTA/MGW/OCB | AC.11N14 | - |  |  |  | 1 | PHM220
EQ007657 | EOB | Magnetic Stirrer |  | Hot Plate Magnetic Stirrer | Snijders | Hogervorst, Jolanda | VU/F/ACTA/MGW/OCB | AC.11N14 | - |  |  |  | 0 | 34532
EQ007656 | 541 | Hot Plate |  | Hot Plate Stirrer | IKA | Hogervorst, Jolanda | VU/F/ACTA/MGW/OCB | AC.11N14 | - |  |  |  | 1 | RCT basic
EQ007655 | 03902043 | Magnetic Stirrer |  | Magnetic Stirrer | Retsch | Hogervorst, Jolanda | VU/F/ACTA/MGW/OCB | AC.11N14 | - |  |  |  | 1 | EM 2200
EQ007654 |  | Vortex |  | Vortex-Genie | Winn b.v. | Hogervorst, Jolanda | VU/F/ACTA/MGW/OCB | AC.11N14 | - |  |  |  | 1 | EP 900
EQ007653 |  | Gas Burner |  | Gas Burner | WLD-Tec | Hogervorst, Jolanda | VU/F/ACTA/MGW/OCB | AC.11N14 | - |  |  |  | 1 | D-37085
EQ007652 |  | Radio |  | Radio Sony | Sony | Hogervorst, Jolanda | VU/F/ACTA/MGW/OCB | AC.11N14 | - |  |  |  | 0
EQ007651 |  | Speakers |  | Speakers Sony | Sony | Hogervorst, Jolanda | VU/F/ACTA/MGW/OCB | AC.11N14 | - |  |  |  | 0
EQ007650 |  | Rotator |  | Test Tube Rotator | Snijders | Hogervorst, Jolanda | VU/F/ACTA/MGW/OCB | AC.11N14 | - |  |  |  | 1 | 34528
EQ007649 |  | Orbital shaker |  | Microplate shaker | VWR | Hogervorst, Jolanda | VU/F/ACTA/MGW/OCB | AC.11N14 | - |  |  |  | 1
EQ007648 |  | Staining Device |  | Protein Detection System | Millipore | Hogervorst, Jolanda | VU/F/ACTA/MGW/OCB | AC.11N14 | - |  |  |  | 1 | Snap i.d.
EQ007647 |  | Orbital shaker |  | Microplate shaker | VWR | Hogervorst, Jolanda | VU/F/ACTA/MGW/OCB | AC.11N14 | - |  |  |  | 1
EQ007646 |  | Staining Device |  | Protein Detection System | Millipore | Hogervorst, Jolanda | VU/F/ACTA/MGW/OCB | AC.11N14 | - |  |  |  | 1 | Snap i.d.
EQ007645 |  | Centrifuge |  | Centrifuge | VWR | Hogervorst, Jolanda | VU/F/ACTA/MGW/OCB | AC.11N14 | - |  |  |  | 1 | galaxy mini
EQ007644 |  | Multi channel pipet |  | Pipette 200ul | Rainin | Hogervorst, Jolanda | VU/F/ACTA/MGW/OCB | AC.11N14 | - |  |  |  | 1 | edp 3
EQ007643 |  | Pipette |  | Pipette 10ul | Rainin | Hogervorst, Jolanda | VU/F/ACTA/MGW/OCB | AC.11N14 | - |  |  |  | 1 | edp 3
EQ007642 |  | Pipette |  | Pipette 100ul | Rainin | Hogervorst, Jolanda | VU/F/ACTA/MGW/OCB | AC.11N14 | - |  |  |  | 1 | edp 3
EQ007641 |  | Pipette |  | Pipette LTS 1000ul | Rainin | Hogervorst, Jolanda | VU/F/ACTA/MGW/OCB | AC.11N14 | - |  |  |  | 1 | edp 3
EQ007640 |  | Pipette |  | Pipette LTS 1000ul | Rainin | Hogervorst, Jolanda | VU/F/ACTA/MGW/OCB | AC.11N14 | - |  |  |  | 1 | edp 3
EQ007639 |  | Pipette |  | Pipette 0.2-2 ml | Rainin | Hogervorst, Jolanda | VU/F/ACTA/MGW/OCB | AC.11N14 | - |  |  |  | 1 | edp 3
EQ007638 |  | Staining Device |  | Protein Staining Device | GenScript | Hogervorst, Jolanda | VU/F/ACTA/MGW/OCB | AC.11N14 | - |  |  |  | 1 | eStain
EQ007637 |  | Roller mixer |  | Roller | IKA | Hogervorst, Jolanda | VU/F/ACTA/MGW/OCB | AC.11N14 | - |  |  |  | 1 | roller 6
EQ007636 |  | Pipette |  | Pipette 20uL | Rainin | Hogervorst, Jolanda | VU/F/ACTA/MGW/OCB | AC.11N14 | - |  |  |  | 0 | pipet-lite
EQ007635 |  | Diaphragm Pump |  | Diaphragm Vacuum Pump | Vacuubrand | Hogervorst, Jolanda | VU/F/ACTA/MGW/OCB | AC.11N14 | - |  |  |  | 1 | Diaphragm Vacuum Pump
EQ007634 |  | Pipette |  | Pipette 2-20uL | Rainin | Hogervorst, Jolanda | VU/F/ACTA/MGW/OCB | AC.11N14 | - |  |  |  | 1 | pipet-lite
EQ007633 |  | Pipette |  | Pipette 0.1-2uL | Rainin | Hogervorst, Jolanda | VU/F/ACTA/MGW/OCB | AC.11N14 | - |  |  |  | 1 | pipet-lite
EQ007632 |  | Pipette |  | Pipette 100-1000uL | Rainin | Hogervorst, Jolanda | VU/F/ACTA/MGW/OCB | AC.11N14 | - |  |  |  | 1 | pipet-lite
EQ007631 |  | Pipette |  | Pipette 20-200uL | Rainin | Hogervorst, Jolanda | VU/F/ACTA/MGW/OCB | AC.11N14 | - |  |  |  | 1 | pipet-lite
EQ007630 |  | Pipette |  | Pipette 10-100uL | Rainin | Hogervorst, Jolanda | VU/F/ACTA/MGW/OCB | AC.11N14 | - |  |  |  | 1 | pipet-lite
EQ007629 |  | Electrophoresis Power Supply |  | Electrophoresis Power Supply | Pharmacia Biotech | Hogervorst, Jolanda | VU/F/ACTA/MGW/OCB | AC.11N14 | - |  |  |  | 1 | EPS 500/400
EQ007628 |  | Vortex |  | Vortex | Retsch | Hogervorst, Jolanda | VU/F/ACTA/MGW/OCB | AC.11N14 | - |  |  |  | 1 | MIX TM O1
EQ007627 | Green Tape | Pipette |  | Pipette 100-1000uL | Rainin | Hogervorst, Jolanda | VU/F/ACTA/MGW/OCB | AC.11N14 | - |  |  |  | 1 | Pipet-lite
EQ007626 | Green Tape | Pipette |  | Pipette 2-20uL | Rainin | Hogervorst, Jolanda | VU/F/ACTA/MGW/OCB | AC.11N14 | - |  |  |  | 1 | Pipet-lite
EQ007625 | Green Tape | Pipette |  | Pipette 100-1000uL | Rainin | Hogervorst, Jolanda | VU/F/ACTA/MGW/OCB | AC.11N14 | - |  |  |  | 1 | Pipet-lite
EQ007624 | Green Tape | Pipette |  | Pipette 20-200uL | Rainin | Hogervorst, Jolanda | VU/F/ACTA/MGW/OCB | AC.11N14 | - |  |  |  | 1 | Pipet-lite
EQ007623 | Green Tape | Pipette |  | Pipette 0.1-2uL | Rainin | Hogervorst, Jolanda | VU/F/ACTA/MGW/OCB | AC.11N14 | - |  |  |  | 1 | Pipet-lite
EQ007622 | Green Tape | Pipette |  | Pipette 10-100uL | Rainin | Hogervorst, Jolanda | VU/F/ACTA/MGW/OCB | AC.11N14 | - |  |  |  | 1 | Pipet-lite
EQ007621 |  | Electrophoresis Power Supply |  | Electrophoresis Power Supply | Bio-Rad | Hogervorst, Jolanda | VU/F/ACTA/MGW/OCB | AC.11N14 | - |  |  |  | 1 | Powerpac 300
EQ007620 |  | Shaker/Mixer |  | Thermo Shaker | Grant Instruments | Hogervorst, Jolanda | VU/F/ACTA/MGW/OCB | AC.11N14 | - |  |  |  | 1
EQ007619 |  | Block Heater |  | Block Heater | Techne | Hogervorst, Jolanda | VU/F/ACTA/MGW/OCB | AC.11N14 | - |  |  |  | 1 | OB 3 / Ori-Block
EQ007618 |  | Block Heater |  | Block Heater | VLM | Hogervorst, Jolanda | VU/F/ACTA/MGW/OCB | AC.11N14 | - |  |  |  | 1 | LS 1
EQ007617 |  | Centrifuge |  | Centrifuge | Eppendorf | Hogervorst, Jolanda | VU/F/ACTA/MGW/OCB | AC.11N14 | - |  |  |  | 1 | 5415D
EQ007616 |  | Electrophoresis Power Supply |  | Electrophoresis Power Supply | Invitrogen | Hogervorst, Jolanda | VU/F/ACTA/MGW/OCB | AC.11N14 | - |  |  |  | 1 | Power Ease 500
EQ007615 | 21878 | Computer |  | HP computer | Hewlett Packard (HP) | Hogervorst, Jolanda | VU/F/ACTA/MGW/OCB | AC.11N14 | - |  |  |  | 1 | Compaq
EQ007614 |  | Computer Monitor |  | HP monitor | Hewlett Packard (HP) | Hogervorst, Jolanda | VU/F/ACTA/MGW/OCB | AC.11N14 | - |  |  |  | 1 | L1950g
EQ007613 |  | Blotter |  | Dry Blotting System | Invitrogen | Hogervorst, Jolanda | VU/F/ACTA/MGW/OCB | AC.11N14 | - |  |  |  | 1 | IBlot
EQ007612 |  | Label Writer |  | Label printer | Brady NL | Hogervorst, Jolanda | VU/F/ACTA/MGW/OCB | AC.11N14 | - |  |  |  | 1 | BBP11
EQ007611 |  | Imager |  | AC Imaging System | UVP | Hogervorst, Jolanda | VU/F/ACTA/MGW/OCB | AC.11N14 | - |  |  |  | 1 | Biospectrum
EQ007610 |  | Microplate reader |  | Microplate reader | Bio-Tek Instruments | Hogervorst, Jolanda | VU/F/ACTA/MGW/OCB | AC.11N14 | - |  |  |  | 1 | Synergy HT
EQ007609 |  | Water Bath |  | Water bath | Julabo | Hogervorst, Jolanda | VU/F/ACTA/MGW/OCB | AC.11N14 | - |  |  |  | 1 | SW23
EQ007608 |  | Computer |  | PC | Dell | Hogervorst, Jolanda | VU/F/ACTA/MGW/OCB | AC.11N14 | - |  |  |  | 1
EQ007607 |  | Incubator |  | Tritech Incubator | Tritech Research | Hogervorst, Jolanda | VU/F/ACTA/MGW/OCB | AC.11N14 | - |  |  |  | 1 | DigiTherm
EQ007606 |  | Computer Monitor |  | Computer Monitor Dell | Dell | Hogervorst, Jolanda | VU/F/ACTA/MGW/OCB | AC.11N14 | - |  |  |  | 1
EQ007605 | AIE005 | Microscope |  | Olympus Microscope | Olympus | Hogervorst, Jolanda | VU/F/ACTA/MGW/OCB | AC.11N14 | - |  |  |  | 1 | BX60
EQ007604 |  | Computer Monitor |  | NEC monitor | Nec | Hogervorst, Jolanda | VU/F/ACTA/MGW/OCB | AC.11N14 | - |  |  |  | 1 | MultiSync LCD 2490WUXi
EQ007603 |  | Computer |  | HP computer | Hewlett Packard (HP) | Hogervorst, Jolanda | VU/F/ACTA/MGW/OCB | AC.11N14 | - |  |  |  | 0 | Z22
EQ007602 |  | Water Pump |  | Dispenser Module | Miele | Hogervorst, Jolanda | VU/F/ACTA/MGW/OCB | AC.11N14 | - |  |  |  | 1 | DOS K 60
EQ007601 |  | Flow Cytometer |  | Flow Cytometer | BD Biosciences | Hogervorst, Jolanda | VU/F/ACTA/MGW/OCB | AC.11N14 | - |  |  |  | 1
EQ007600 |  | Autoclave |  | Autoclave | Prestige Medical | Hogervorst, Jolanda | VU/F/ACTA/MGW/OCB | AC.11N14 | - |  |  |  | 0 | Omega Media
EQ007599 |  | Oven |  | Oven | Memmert | Hogervorst, Jolanda | VU/F/ACTA/MGW/OCB | AC.11N14 | - |  |  |  | 1
EQ007598 | ACTA | Sealer |  | Table Model Sealer | Hawo | Hogervorst, Jolanda | VU/F/ACTA/MGW/OCB | AC.11N14 | - |  |  |  | 1 | HM 850 DC
EQ007597 |  | Dishwasher |  | Dishwasher | Miele | Hogervorst, Jolanda | VU/F/ACTA/MGW/OCB | AC.11N14 | - |  |  |  | 1 | G 7883
EQ007596 |  | 3D Printer |  | 3D Printer | CELLINK | Hogervorst, Jolanda | VU/F/ACTA/MGW/OCB | AC.11N14 | - |  |  |  | 0 | BioX
EQ007595 |  | Centrifuge |  | Centrifuge MIKRO 200 | Hettich | Hogervorst, Jolanda | VU/F/ACTA/MGW/OCB | AC.11N14 | - |  |  |  | 1 | MIKRO 200
EQ007594 |  | Centrifuge |  | Centrifuge 5804 R | Eppendorf | Hogervorst, Jolanda | VU/F/ACTA/MGW/OCB | AC.11N14 | - |  |  |  | 1 | 5804 R
EQ007593 |  | Centrifuge |  | Centrifuge MIKRO 200 | Hettich | Hogervorst, Jolanda | VU/F/ACTA/MGW/OCB | AC.11N14 | - |  |  |  | 1 | MIKRO 200
EQ007592 |  | Centrifuge |  | Centrifuge 5417R | Eppendorf | Hogervorst, Jolanda | VU/F/ACTA/MGW/OCB | AC.11N14 | - |  |  |  | 1 | 5417R
EQ007591 |  | Pipette |  | Pipette 1000uL | Eppendorf | Nazmi, K | VU/F/ACTA/MGW/OBC | AC.12N14 | - |  |  |  | 1
EQ007590 |  | Pipette |  | Pipette 1000uL | Eppendorf | Nazmi, K | VU/F/ACTA/MGW/OBC | AC.12N14 | - |  |  |  | 1
EQ007589 |  | Pipette |  | Pipette 100uL | Eppendorf | Nazmi, K | VU/F/ACTA/MGW/OBC | AC.12N14 | - |  |  |  | 1
EQ007588 |  | Pipette |  | Pipette 10uL | Eppendorf | Nazmi, K | VU/F/ACTA/MGW/OBC | AC.12N14 | - |  |  |  | 1
EQ007587 |  | Spectrophotometer |  | Spectrophotometer | Pharmacia Biotech | Nazmi, K | VU/F/ACTA/MGW/OBC | AC.12N14 | - |  |  |  | 1 | LKB ultrospec iii
EQ007586 |  | Water Bath |  | Water Bath | Lab-Line | Nazmi, K | VU/F/ACTA/MGW/OBC | AC.12N14 | - |  |  |  | 1
EQ007585 |  | Focusing System |  | Isoelectric Focusing System | GE Healthcare | Nazmi, K | VU/F/ACTA/MGW/OBC | AC.12N14 | - |  |  |  | 1 | Ettan IPGphor 3
EQ007584 |  | Vortex |  | Vortex | Snijders | Nazmi, K | VU/F/ACTA/MGW/OBC | AC.12N14 | - |  |  |  | 1 | Press-to-mix-34524
EQ007583 |  | Pipette |  | Pipette 200uL | Gilson | Nazmi, K | VU/F/ACTA/MGW/OBC | AC.12N14 | - |  |  |  | 1 | Pipetman
EQ007582 |  | Pipette |  | Pipette 1000uL | Gilson | Nazmi, K | VU/F/ACTA/MGW/OBC | AC.12N14 | - |  |  |  | 1 | Pipetman
EQ007581 |  | Spectrophotometer |  | Spectro Fluorophotometer | Shimadzu | Nazmi, K | VU/F/ACTA/MGW/OBC | AC.12N14 | - |  |  |  | 1 | RF-6000
EQ007580 | Shimadzu | Computer Monitor |  | Computer Monitor Dell | Dell | Nazmi, K | VU/F/ACTA/MGW/OBC | AC.12N14 | - |  |  |  | 1
EQ007579 |  | Pipette |  | Pipette 20uL | Gilson | Nazmi, K | VU/F/ACTA/MGW/OBC | AC.12N14 | - |  |  |  | 1 | Pipetman
EQ007578 |  | Pipette |  | Pipette 20uL | Gilson | Nazmi, K | VU/F/ACTA/MGW/OBC | AC.12N14 | - |  |  |  | 1 | Pipetman
EQ007577 |  | Pipette |  | Pipette 200uL | Gilson | Nazmi, K | VU/F/ACTA/MGW/OBC | AC.12N14 | - |  |  |  | 1 | Pipetman
EQ007576 | SBN-Spec-197 | Computer |  | PC Dell | Dell | Nazmi, K | VU/F/ACTA/MGW/OBC | AC.12N14 | - |  |  |  | 1 | Optiplex 7080
EQ007575 |  | Pipette |  | Pipette 200uL | Gilson | Nazmi, K | VU/F/ACTA/MGW/OBC | AC.12N14 | - |  |  |  | 1 | Pipetman
EQ007574 |  | Pipette |  | Pipette 1000uL | Gilson | Nazmi, K | VU/F/ACTA/MGW/OBC | AC.12N14 | - |  |  |  | 1 | Pipetman
EQ007573 |  | Pipette |  | Pipette 1000uL | Gilson | Nazmi, K | VU/F/ACTA/MGW/OBC | AC.12N14 | - |  |  |  | 1 | Pipetman
EQ007572 |  | Label Writer |  | Label Printer | Brady NL | Nazmi, K | VU/F/ACTA/MGW/OBC | AC.12N14 | - |  |  |  | 1 | BP-4000 Plus
EQ007571 |  | Pipette |  | Pipette 2uL | Gilson | Nazmi, K | VU/F/ACTA/MGW/OBC | AC.12N14 | - |  |  |  | 1 | Pipetman
EQ007570 |  | Pipette |  | Pipette 200uL | Gilson | Nazmi, K | VU/F/ACTA/MGW/OBC | AC.12N14 | - |  |  |  | 1 | Pipetman
EQ007569 |  | Pipette |  | Pipette 200uL | Gilson | Nazmi, K | VU/F/ACTA/MGW/OBC | AC.12N14 | - |  |  |  | 1 | Pipetman
EQ007568 |  | Pipette |  | Pipette 20uL | Gilson | Nazmi, K | VU/F/ACTA/MGW/OBC | AC.12N14 | - |  |  |  | 1 | Pipetman
EQ007567 |  | Pipette |  | Pipette 20uL | Gilson | Nazmi, K | VU/F/ACTA/MGW/OBC | AC.12N14 | - |  |  |  | 1 | Pipetman
EQ007566 |  | Block Heater |  | Heating Block | VLM | Nazmi, K | VU/F/ACTA/MGW/OBC | AC.12N14 | - |  |  |  | 1 | VLM Bio 2
EQ007565 |  | Pipette |  | Pipette 20uL | Gilson | Nazmi, K | VU/F/ACTA/MGW/OBC | AC.12N14 | - |  |  |  | 1 | Pipetman
EQ007564 |  | Pipette |  | Pipette 100uL | Gilson | Nazmi, K | VU/F/ACTA/MGW/OBC | AC.12N14 | - |  |  |  | 1 | Pipetman
EQ007563 |  | Pipette |  | Pipette 200uL | Gilson | Nazmi, K | VU/F/ACTA/MGW/OBC | AC.12N14 | - |  |  |  | 1 | Pipetman
EQ007562 |  | Rotator |  | Rotator | Stuart Scientific | Nazmi, K | VU/F/ACTA/MGW/OBC | AC.12N14 | - |  |  |  | 1 | Rotator SB3
EQ007561 |  | Pipette |  | Pipette 200uL | Gilson | Nazmi, K | VU/F/ACTA/MGW/OBC | AC.12N14 | - |  |  |  | 1 | Pipetman
EQ007560 |  | Pipette |  | Pipette 2uL | Gilson | Nazmi, K | VU/F/ACTA/MGW/OBC | AC.12N14 | - |  |  |  | 1 | Pipetman
EQ007559 |  | Pipette |  | Pipette 200uL | Gilson | Nazmi, K | VU/F/ACTA/MGW/OBC | AC.12N14 | - |  |  |  | 1 | Pipetman
EQ007558 |  | Pipette |  | Pipette 1000uL | Gilson | Nazmi, K | VU/F/ACTA/MGW/OBC | AC.12N14 | - |  |  |  | 1 | Pipetman
EQ007557 |  | Radio |  | Radio | Erres | Nazmi, K | VU/F/ACTA/MGW/OBC | AC.12N14 | - |  |  |  | 1 | Sound Machine
EQ007556 |  | Pipette |  | Pipette 20uL | Eppendorf | Nazmi, K | VU/F/ACTA/MGW/OBC | AC.12N14 | - |  |  |  | 1 | Research plus
EQ007555 |  | Microwave oven |  | Microwave Oven | Clatronic | Nazmi, K | VU/F/ACTA/MGW/OBC | AC.12N14 | - |  |  |  | 1
EQ007554 |  | Pipette |  | Pipette 20uL | Eppendorf | Nazmi, K | VU/F/ACTA/MGW/OBC | AC.12N14 | - |  |  |  | 1 | Research plus
EQ007553 |  | Pipette |  | Pipette 1000uL | Eppendorf | Nazmi, K | VU/F/ACTA/MGW/OBC | AC.12N14 | - |  |  |  | 1 | Research plus
EQ007552 |  | Pipette |  | Pipette 200uL | Eppendorf | Nazmi, K | VU/F/ACTA/MGW/OBC | AC.12N14 | - |  |  |  | 1 | Research plus
EQ007551 |  | Pipette |  | Pipette 10uL | Eppendorf | Nazmi, K | VU/F/ACTA/MGW/OBC | AC.12N14 | - |  |  |  | 1 | Research plus
EQ007550 |  | Shaker/Mixer |  | Platform Shaker | Heidolph | Nazmi, K | VU/F/ACTA/MGW/OBC | AC.12N14 | - |  |  |  | 1 | Titramax 101
EQ007549 |  | Multi channel pipet |  | Pipette 10uL | Eppendorf | Nazmi, K | VU/F/ACTA/MGW/OBC | AC.12N14 | - |  |  |  | 1 | Research plus
EQ007548 |  | Pipette |  | Pipette 10uL | Eppendorf | Nazmi, K | VU/F/ACTA/MGW/OBC | AC.12N14 | - |  |  |  | 1 | Research plus
EQ007547 |  | Pipette |  | Pipette 20uL | Eppendorf | Nazmi, K | VU/F/ACTA/MGW/OBC | AC.12N14 | - |  |  |  | 1 | Research plus
EQ007546 |  | Multi channel pipet |  | Pipette 100uL | Eppendorf | Nazmi, K | VU/F/ACTA/MGW/OBC | AC.12N14 | - |  |  |  | 1 | Research plus
EQ007545 |  | Pipette |  | Pipette 200uL | Eppendorf | Nazmi, K | VU/F/ACTA/MGW/OBC | AC.12N14 | - |  |  |  | 1 | Research plus
EQ007544 | 048610 | Transformer |  | Voltage Regulator | ETT Distribution gmbh | Nazmi, K | VU/F/ACTA/MGW/OBC | AC.12N14 | - |  |  |  | 1 | SV-2A
EQ007543 |  | Pipette |  | Pipette 200uL | Eppendorf | Nazmi, K | VU/F/ACTA/MGW/OBC | AC.12N14 | - |  |  |  | 1 | Research plus
EQ007542 |  | Pipette |  | Pipette 2.5uL | Eppendorf | Nazmi, K | VU/F/ACTA/MGW/OBC | AC.12N14 | - |  |  |  | 1 | Research plus
EQ007541 |  | Pipette |  | Pipette 1000uL | Eppendorf | Nazmi, K | VU/F/ACTA/MGW/OBC | AC.12N14 | - |  |  |  | 1 | Research plus
EQ007540 |  | Pipette |  | Pipette 10uL | Eppendorf | Nazmi, K | VU/F/ACTA/MGW/OBC | AC.12N14 | - |  |  |  | 1 | Research plus
EQ007539 |  | Water Bath |  | Water Bath | Lab-Line | Nazmi, K | VU/F/ACTA/MGW/OBC | AC.12N14 | - |  |  |  | 1
EQ007538 |  | Pipette |  | Pipette 100uL | Eppendorf | Nazmi, K | VU/F/ACTA/MGW/OBC | AC.12N14 | - |  |  |  | 1 | Research plus
EQ007537 |  | Hot Plate |  | Hot Plate Stirrer | IKA | Nazmi, K | VU/F/ACTA/MGW/OBC | AC.12N14 | - |  |  |  | 1 | RET Basic
EQ007536 |  | Pipette |  | Pipette 20uL | Eppendorf | Nazmi, K | VU/F/ACTA/MGW/OBC | AC.12N14 | - |  |  |  | 1 | Research plus
EQ007535 |  | Vortex |  | Vortex | Winn b.v. | Nazmi, K | VU/F/ACTA/MGW/OBC | AC.12N14 | - |  |  |  | 1 | Vortex Genie
EQ007534 |  | Pipette |  | Serial pipette | HIRSCHMANN LABORGERATE | Nazmi, K | VU/F/ACTA/MGW/OBC | AC.12N14 | - |  |  |  | 1 | Pipetus-akku
EQ007533 |  | Lamp |  | Polymerization lamp | Ivoclar Vivadent | Nazmi, K | VU/F/ACTA/MGW/OBC | AC.12N14 | - |  |  |  | 1 | Astralis 5
EQ007532 |  | Shaker/Mixer |  | Mixer | IKA | Nazmi, K | VU/F/ACTA/MGW/OBC | AC.12N14 | - |  |  |  | 1 | RW18
EQ007531 |  | Roller mixer |  | Tube Roller | Starlab | Nazmi, K | VU/F/ACTA/MGW/OBC | AC.12N14 | - |  |  |  | 1 | N2400-7010
EQ007530 |  | Centrifuge |  | Microcentrifuge | Sigma | Nazmi, K | VU/F/ACTA/MGW/OBC | AC.12N14 | - |  |  |  | 1 | 112
EQ007529 |  | Computer |  | PC Dell | Dell | Nazmi, K | VU/F/ACTA/MGW/OBC | AC.12N14 | - |  |  |  | 1 | Vostro
EQ007528 |  | Computer Monitor |  | Computer Monitor | Iiyama | Nazmi, K | VU/F/ACTA/MGW/OBC | AC.12N14 | - |  |  |  | 1 | ProLite E2482HS
EQ007527 |  | Peristaltic Pump |  | Peristaltic pump | Cole-Parmer | Nazmi, K | VU/F/ACTA/MGW/OBC | AC.12N14 | - |  |  |  | 1 | 7531-00
EQ007526 | 60952398 | Vortex |  | Vortex | Winn b.v. | Nazmi, K | VU/F/ACTA/MGW/OBC | AC.12N14 | - |  |  |  | 1 | Vortex Genie
EQ007525 |  | Refractometer |  | Refractometer | MELZ | Nazmi, K | VU/F/ACTA/MGW/OBC | AC.12N14 | - |  |  |  | 1 | LCD201
EQ007524 |  | Peristaltic Pump |  | Peristaltic pump | Gilson | Nazmi, K | VU/F/ACTA/MGW/OBC | AC.12N14 | - |  |  |  | 1 | Minipuls 3
EQ007523 |  | UV/VIS Detector |  | UV detector | LKB | Nazmi, K | VU/F/ACTA/MGW/OBC | AC.12N14 | - |  |  |  | 1 | 2138 Unicord S
EQ007522 |  | UV Monitor |  | UV monitor | Bio-Rad | Nazmi, K | VU/F/ACTA/MGW/OBC | AC.12N14 | - |  |  |  | 1 | Econo
EQ007521 |  | Peristaltic Pump |  | Peristaltic pump | Bio-Rad | Nazmi, K | VU/F/ACTA/MGW/OBC | AC.12N14 | - |  |  |  | 1 | Econo
EQ007520 |  | Eluter |  | Whole gel eluter | Bio-Rad | Nazmi, K | VU/F/ACTA/MGW/OBC | AC.12N14 | - |  |  |  | 1
EQ007519 |  | FPLC |  | FPLC system | Pharmacia Biotech | Nazmi, K | VU/F/ACTA/MGW/OBC | AC.12N14 | - |  |  |  | 1
EQ007518 |  | Electrophoresis device |  | Electrophoresis System | Bio-Rad | Nazmi, K | VU/F/ACTA/MGW/OBC | AC.12N14 | - |  |  |  | 1 | Protean I12 IEF cell
EQ007517 | MCN set 6 P200 | Pipette |  | Pipette P200 | Gilson | Gouwenberg, Y | VU/F/BETA/CNCR/MCN | WN.C335 | - |  |  |  | 1 | pipetman
EQ007516 |  | Electrophoresis Power Supply |  | Power supply | Novex | Nazmi, K | VU/F/ACTA/MGW/OBC | AC.12N14 | - |  |  |  | 1
EQ007515 |  | Electrophoresis Power Supply |  | Power supply | Bio-Rad | Nazmi, K | VU/F/ACTA/MGW/OBC | AC.12N14 | - |  |  |  | 1 | PowerPAc 300
EQ007514 |  | Multi channel pipet |  | Pipette multi 250uL | MATRIX | Nazmi, K | VU/F/ACTA/MGW/OBC | AC.12N14 | - |  |  |  | 1 | Impact
EQ007513 |  | Multi channel pipet |  | Pipette multi 250uL | MATRIX | Nazmi, K | VU/F/ACTA/MGW/OBC | AC.12N14 | - |  |  |  | 1 | Impact
EQ007512 | MCN set 8 P100 | Pipette |  | Pipette P100 | Gilson | Gouwenberg, Y | VU/F/BETA/CNCR/MCN | WN.C321 | - |  |  |  | 1 | pipetman
EQ007511 |  | Multi channel pipet |  | Pipette multi 250uL | Thermo Fisher Scientific | Nazmi, K | VU/F/ACTA/MGW/OBC | AC.12N14 | - |  |  |  | 1 | Matrix
EQ007510 | MCN C335c AAV P200 | Pipette |  | Pipette P200 | Gilson | Gouwenberg, Y | VU/F/BETA/CNCR/MCN | WN.C335C | - |  |  |  | 1 | pipetman
EQ007509 |  | Multi channel pipet |  | Pipette multi 250uL | Thermo Fisher Scientific | Nazmi, K | VU/F/ACTA/MGW/OBC | AC.12N14 | - |  |  |  | 1 | Matrix
EQ007508 | MCN set 5 Cell P1000 | Pipette |  | Pipette P1000 | Gilson | Gouwenberg, Y | VU/F/BETA/CNCR/MCN | WN.A303 | - |  |  |  | 1 | pipetman
EQ007507 |  | Multi channel pipet |  | Pipette multi 850uL | Thermo Fisher Scientific | Nazmi, K | VU/F/ACTA/MGW/OBC | AC.12N14 | - |  |  |  | 1 | Matrix
EQ007506 |  | Vortex |  | Vortex | VWR | Nazmi, K | VU/F/ACTA/MGW/OBC | AC.12N14 | - |  |  |  | 1
EQ007505 | 0587 | Microscope |  | ZEISS Microscope | Zeiss | Nazmi, K | VU/F/ACTA/MGW/OBC | AC.12N14 | - |  |  |  | 0 | 472028
EQ007504 | 0587 | Camera |  | ZEISS Microscope camera | Zeiss | Nazmi, K | VU/F/ACTA/MGW/OBC | AC.12N14 | - |  |  |  | 0 | M35
EQ007503 |  | Transformer |  | Transformer | Siewers en Niesel | Nazmi, K | VU/F/ACTA/MGW/OBC | AC.12N14 | - |  |  |  | 0 | 2208A
EQ007502 |  | Timed exposure system |  | Microscope exposure system | Zeiss | Nazmi, K | VU/F/ACTA/MGW/OBC | AC.12N14 | - |  |  |  | 0 | MC 63A
EQ007501 |  | Shaker/Mixer |  | Mixer | iuchi | Nazmi, K | VU/F/ACTA/MGW/OBC | AC.12N14 | - |  |  |  | 1 | Twin mixer TM-282
EQ007500 |  | Transformer |  | Stepdown transformer | TOYODEN | Nazmi, K | VU/F/ACTA/MGW/OBC | AC.12N14 | - |  |  |  | 1 | CD220-01
EQ007499 |  | Centrifuge |  | Centrifuge | Eppendorf | Nazmi, K | VU/F/ACTA/MGW/OBC | AC.12N14 | - |  |  |  | 1 | 5424
EQ007498 |  | Vortex |  | vortex | Scientific Industries Inc. | Nazmi, K | VU/F/ACTA/MGW/OBC | AC.12N14 | - |  |  |  | 1 | Vortex Genie
EQ007497 |  | Balance |  | Balance | Sartorius | Nazmi, K | VU/F/ACTA/MGW/OBC | AC.12N14 | - |  |  |  | 1
EQ007496 |  | Incubator |  | VWR incubator | VWR | Nazmi, K | VU/F/ACTA/MGW/OBC | AC.12N14 | - |  |  |  | 1 | Incubating mini shaker
EQ007495 |  | Heat sealer |  | Heat sealer | TEW | Nazmi, K | VU/F/ACTA/MGW/OBC | AC.12N14 | - |  |  |  | 1 | impulse
EQ007494 |  | Blotter |  | blotter | Invitrogen | Nazmi, K | VU/F/ACTA/MGW/OBC | AC.12N14 | - |  |  |  | 1 | iBlot
EQ007493 |  | Printer |  | Laserprinter | Brother | Nazmi, K | VU/F/ACTA/MGW/OBC | AC.12N14 | - |  |  |  | 1 | hl-5000D
EQ007492 |  | Microplate reader |  | Microplate photometer | Thermo Fisher Scientific | Nazmi, K | VU/F/ACTA/MGW/OBC | AC.12N14 | - |  |  |  | 1 | Multiskan FC
EQ007491 | 024038 | Computer Monitor |  | HP monitor | Hewlett Packard (HP) | Nazmi, K | VU/F/ACTA/MGW/OBC | AC.12N14 | - |  |  |  | 1 | Compaq LA2205wg
EQ007490 | 024038 | Computer |  | Dell computer | Dell | Nazmi, K | VU/F/ACTA/MGW/OBC | AC.12N14 | - |  |  |  | 1 | Optiplex 990
EQ007489 | 048610 | Computer |  | Dell computer | Dell | Nazmi, K | VU/F/ACTA/MGW/OBC | AC.12N14 | - |  |  |  | 1 | Optiplex 3060
EQ007488 |  | Computer Monitor |  | Dell monitor | Dell | Nazmi, K | VU/F/ACTA/MGW/OBC | AC.12N14 | - |  |  |  | 1
EQ007487 |  | Microplate reader |  | BMG microplate reader | BMG Labtech | Nazmi, K | VU/F/ACTA/MGW/OBC | AC.12N14 | - |  |  |  | 1 | FLUOstar Omega
EQ007486 |  | Microplate reader |  | BMG microplate reader | BMG Labtech | Nazmi, K | VU/F/ACTA/MGW/OBC | AC.12N14 | - |  |  |  | 1 | FLUOstar galaxy
EQ007485 |  | Computer |  | HP computer | Hewlett Packard (HP) | Nazmi, K | VU/F/ACTA/MGW/OBC | AC.12N14 | - |  |  |  | 1 | Evo COMPAQ
EQ007484 |  | Computer Monitor |  | HP monitor | Hewlett Packard (HP) | Nazmi, K | VU/F/ACTA/MGW/OBC | AC.12N14 | - |  |  |  | 1 | Compaq LA2205wg
EQ007483 |  | Vortex |  | vortex | Wilten Woltil B.V. | Nazmi, K | VU/F/ACTA/MGW/OBC | AC.12N14 | - |  |  |  | 1 | Vortex Genie
EQ007482 |  | Fraction Collector |  | Fraction Collector | Pharmacia Biotech | Nazmi, K | VU/F/ACTA/MGW/OBC | AC.12N14 | - |  |  |  | 1 | RediFrac
EQ007481 |  | Diaphragm Pump |  | Pfeiffer diaphragm pump | Pfeiffer | Nazmi, K | VU/F/ACTA/MGW/OBC | AC.12N14 | - |  |  |  | 1 | MVP 020-3DC
EQ007480 | 047519 | Computer Monitor |  | Dell monitor | Dell | Nazmi, K | VU/F/ACTA/MGW/OBC | AC.12N14 | - |  |  |  | 1
EQ007479 | 047519 | Flow Cytometer |  | BD Flow Cytometer | BD Biosciences | Nazmi, K | VU/F/ACTA/MGW/OBC | AC.12N14 | - |  |  |  | 1 | Accuri C6 Plus
EQ007478 | Parodontologie ACTA-LAINE | Flow Cytometer |  | Saliva Measuring Device | NevaMeter | Nazmi, K | VU/F/ACTA/MGW/OBC | AC.12N14 | - |  |  |  | 1 | Neva Meter IMI-0501
EQ007477 |  | Electric Motor |  | Brushless Motor | Oriental Motor | Nazmi, K | VU/F/ACTA/MGW/OBC | AC.12N14 | - |  |  |  | 1 | BLVM640N-GFS
EQ007476 |  | Printer |  | HP printer | Hewlett Packard (HP) | Nazmi, K | VU/F/ACTA/MGW/OBC | AC.12N14 | - |  |  |  | 1 | Laserjet P3015
EQ007475 | 60952138 | Vortex |  | Vortex | Winn b.v. | Nazmi, K | VU/F/ACTA/MGW/OBC | AC.12N14 | - |  |  |  | 1 | Vortex Genie
EQ007474 |  | Mass Spectrometer |  | Bruker mass spectrometer | Bruker | Nazmi, K | VU/F/ACTA/MGW/OBC | AC.12N14 | - |  |  |  | 1 | Microflex MALDI-TOF MS
EQ007473 |  | Flow Cytometer |  | Precision GCF Fluid Meter | OraFlow | Nazmi, K | VU/F/ACTA/MGW/OBC | AC.12N14 | - |  |  |  | 1 | Periotron 8010
EQ007472 | 032537 | Computer |  | PC HP | Hewlett Packard (HP) | Nazmi, K | VU/F/ACTA/MGW/OBC | AC.12N14 | - |  |  |  | 1 | ProDesk
EQ007471 |  | Computer |  | HP computer | Hewlett Packard (HP) | Nazmi, K | VU/F/ACTA/MGW/OBC | AC.12N14 | - |  |  |  | 1 | HP xw4600
EQ007470 |  | Computer Monitor |  | HP monitor | Hewlett Packard (HP) | Nazmi, K | VU/F/ACTA/MGW/OBC | AC.12N14 | - |  |  |  | 1 | Compaq LA2205wg
EQ007469 |  | Computer Monitor |  | HP monitor | Hewlett Packard (HP) | Nazmi, K | VU/F/ACTA/MGW/OBC | AC.12N14 | - |  |  |  | 1 | Compaq LA2205wg
EQ007468 |  | Vortex |  | Vortex | Winn b.v. | Nazmi, K | VU/F/ACTA/MGW/OBC | AC.12N14 | - |  |  |  | 1 | Vortex Genie
EQ007467 |  | Computer Monitor |  | HP monitor | Hewlett Packard (HP) | Nazmi, K | VU/F/ACTA/MGW/OBC | AC.12N14 | - |  |  |  | 1 | Compaq LA2205wg
EQ007466 |  | Printer |  | Printer | Brother | Nazmi, K | VU/F/ACTA/MGW/OBC | AC.12N14 | - |  |  |  | 1 | HL-L50000
EQ007465 |  | Electrophoresis device |  | Capillary Electrophoresis System | Lumex | Nazmi, K | VU/F/ACTA/MGW/OBC | AC.12N14 | - |  |  |  | 1 | Capel-105 M
EQ007464 |  | Electrophoresis device |  | Capillary Electrophoresis System | Lumex | Nazmi, K | VU/F/ACTA/MGW/OBC | AC.12N14 | - |  |  |  | 1 | Capel-205
EQ007463 |  | Computer Monitor |  | Computer Monitor | Iiyama | Nazmi, K | VU/F/ACTA/MGW/OBC | AC.12N14 | - |  |  |  | 1 | ProLite E2482HS
EQ007462 |  | Centrifuge |  | Omnilabo Centrifuge | Omnilabo International BV | Nazmi, K | VU/F/ACTA/MGW/OBC | AC.12N14 | - |  |  |  | 1
EQ007461 | 1FLR9W2 | Computer |  | PC Dell | Dell | Nazmi, K | VU/F/ACTA/MGW/OBC | AC.12N14 | - |  |  |  | 1 | Vostro
EQ007460 | 20722 | Computer |  | Dell computer | Dell | Nazmi, K | VU/F/ACTA/MGW/OBC | AC.12N14 | - |  |  |  | 1 | OPTIPLEX GX620
EQ007459 | 038158 | Computer |  | PC HP | Hewlett Packard (HP) | Nazmi, K | VU/F/ACTA/MGW/OBC | AC.12N14 | - |  |  |  | 1 | ProDesk
EQ007458 |  | Computer Monitor |  | HP monitor | Hewlett Packard (HP) | Nazmi, K | VU/F/ACTA/MGW/OBC | AC.12N14 | - |  |  |  | 1 | Compaq LA2205wg
EQ007457 |  | Magnetic Stirrer |  | Magnetic Stirrer | Salmenkipp | Nazmi, K | VU/F/ACTA/MGW/OBC | AC.12N14 | - |  |  |  | 1 | X-1010
EQ007456 |  | Photoscanner |  | Canon Scanner | Canon | Nazmi, K | VU/F/ACTA/MGW/OBC | AC.12N14 | - |  |  |  | 1 | CanoScan 9000F Mark II
EQ007455 |  | Vortex |  | Vortex | Winn b.v. | Nazmi, K | VU/F/ACTA/MGW/OBC | AC.12N14 | - |  |  |  | 1 | Vortex Genie
EQ007454 |  | Centrifuge |  | Microcentrifuge | MSE | Nazmi, K | VU/F/ACTA/MGW/OBC | AC.12N14 | - |  |  |  | 1 | Micro Centaur
EQ007453 |  | Cold light source |  | Cold Light Source | American Optical | Nazmi, K | VU/F/ACTA/MGW/OBC | AC.12N14 | - |  |  |  | 1 | 365-E
EQ007452 | Orale Biochemistry 12N08 | Vortex |  | Vortex | Snijders | Nazmi, K | VU/F/ACTA/MGW/OBC | AC.12N14 | - |  |  |  | 1 | Press-to-mix-34524
EQ007451 |  | Water Bath |  | Water Bath | Heto Lab Equipment | Nazmi, K | VU/F/ACTA/MGW/OBC | AC.12N14 | - |  |  |  | 1 | SUE 3oQ
EQ007450 | ONC-0608; 060995928 | UV/VIS Detector |  | UV Detector | Dionex | Nazmi, K | VU/F/ACTA/MGW/OBC | AC.12N14 | - |  |  |  | 1 | UVD-3000
EQ007449 |  | Vortex |  | Vortex | IKA | Nazmi, K | VU/F/ACTA/MGW/OBC | AC.12N14 | - |  |  |  | 1 | Vibrofix VF1
EQ007448 |  | Cell Counter |  | Cell Disruptor | Branson | Nazmi, K | VU/F/ACTA/MGW/OBC | AC.12N14 | - |  |  |  | 1 | Sonifier 250
EQ007447 |  | Pump Controller |  | Variable Speed Pump | Bio-Rad | Nazmi, K | VU/F/ACTA/MGW/OBC | AC.12N14 | - |  |  |  | 1 | Buffer Recirculation Pump
EQ007446 |  | Computer Monitor |  | Computer Monitor HP | Hewlett Packard (HP) | Nazmi, K | VU/F/ACTA/MGW/OBC | AC.12N14 | - |  |  |  | 1 | HP Compaq LA2205wg
EQ007445 | CE I | Computer |  | PC Bio-Rad | Bio-Rad | Nazmi, K | VU/F/ACTA/MGW/OBC | AC.12N14 | - |  |  |  | 1
EQ007444 |  | Fluorescence Detector |  | Laser Induced Fluorescence Detector | Bio-Rad | Nazmi, K | VU/F/ACTA/MGW/OBC | AC.12N14 | - |  |  |  | 1 | LIF2 Biofocus
EQ007443 | CE I | Fluorescence Detector |  | Laser Induced Fluorescence Detector | Bio-Rad | Nazmi, K | VU/F/ACTA/MGW/OBC | AC.12N14 | - |  |  |  | 1 | LIF2 Biofocus
EQ007442 | CE I | Electrophoresis device |  | Capillary Electrophoresis System | Bio-Rad | Nazmi, K | VU/F/ACTA/MGW/OBC | AC.12N14 | - |  |  |  | 1 | Capillary Electrophoresis System // Biofocus
EQ007441 |  | pH Meter |  | pH/Ion Meter | MeterLab | Nazmi, K | VU/F/ACTA/MGW/OBC | AC.12N14 | - |  |  |  | 1 | PHM240
EQ007440 |  | Conductivity Meter |  | Conductivity Meter | AcQmat | Nazmi, K | VU/F/ACTA/MGW/OBC | AC.12N14 | - |  |  |  | 1 | Conductivity 1000
EQ007439 |  | Shaker/Mixer |  | Platform Shaker | Heidolph | Nazmi, K | VU/F/ACTA/MGW/OBC | AC.12N14 | - |  |  |  | 1 | Titramax 1000
EQ007438 |  | Shaker/Mixer |  | Reciprocating Shaker | GFL | Nazmi, K | VU/F/ACTA/MGW/OBC | AC.12N14 | - |  |  |  | 1 | 3016
EQ007437 | 07901193 | Magnetic Stirrer |  | Magnetic Stirrer | Heidolph | Nazmi, K | VU/F/ACTA/MGW/OBC | AC.12N14 | - |  |  |  | 1 | MR 3000
EQ007436 |  | Fluorescence Detector |  | Scanning Fluorescence Detector | Millipore | Nazmi, K | VU/F/ACTA/MGW/OBC | AC.12N14 | - |  |  |  | 1 | Waters 470
EQ007435 | MCN set 4 P200-ARIA | Pipette |  | Pipette P200 | Gilson | Gouwenberg, Y | VU/F/BETA/CNCR/MCN | WN.C335 | - |  |  |  | 1 | pipetman
EQ007434 | MCN C335c AAV P20 | Pipette |  | Pipette P20 | Gilson | Gouwenberg, Y | VU/F/BETA/CNCR/MCN | WN.C335C | - |  |  |  | 1
EQ007433 | Bibro-1028; Vriezer 1; 1 | Fridge |  | Fridge | Bosch | Nazmi, K | VU/F/ACTA/MGW/OBC | AC.12N14 | - |  |  |  | 1
EQ007432 |  | Fridge |  | Fridge | Liebherr | Nazmi, K | VU/F/ACTA/MGW/OBC | AC.12N14 | - |  |  |  | 1
EQ007431 |  | Water Filtration System |  | Milli-Q Water Purifier | Milli-Q | Nazmi, K | VU/F/ACTA/MGW/OBC | AC.12N14 | - |  |  |  | 1 | FoMA0033 C
EQ007430 |  | Computer Monitor |  | Computer Monitor Samsung | Samsung | Nazmi, K | VU/F/ACTA/MGW/OBC | AC.12N14 | - |  |  |  | 1 | SyncMaster 940B
EQ007429 |  | Computer |  | PC Dell | Dell | Nazmi, K | VU/F/ACTA/MGW/OBC | AC.12N14 | - |  |  |  | 1 | Optiplex 755
EQ007428 |  | Temperature Control Module |  | Temperature Control and Column Heater | Millipore | Nazmi, K | VU/F/ACTA/MGW/OBC | AC.12N14 | - |  |  |  | 1 | COL HTR MOD
EQ007427 |  | UV/VIS Detector |  | UV/Vis Detector | ThermoQuest Finnigan | Nazmi, K | VU/F/ACTA/MGW/OBC | AC.12N14 | - |  |  |  | 1 | SpectraSystem UV2000
EQ007426 |  | Data Acquisition Instrument |  | Chromatography Data Solutions | Jasco | Nazmi, K | VU/F/ACTA/MGW/OBC | AC.12N14 | - |  |  |  | 1 | LC-NetII/ADC
EQ007425 |  | Degasser |  | 3-Line Degasser | Jasco | Nazmi, K | VU/F/ACTA/MGW/OBC | AC.12N14 | - |  |  |  | 1 | DG-980-50
EQ007424 |  | HPLC Pump |  | Ternary Gradient Unit | Jasco | Nazmi, K | VU/F/ACTA/MGW/OBC | AC.12N14 | - |  |  |  | 1 | LG-980-02
EQ007423 |  | HPLC Pump |  | Intelligent HPLC Pump | Jasco | Nazmi, K | VU/F/ACTA/MGW/OBC | AC.12N14 | - |  |  |  | 1 | PU-980
EQ007422 |  | Autosampler |  | Intelligent Sampler | Jasco | Nazmi, K | VU/F/ACTA/MGW/OBC | AC.12N14 | - |  |  |  | 1 | AS-1555
EQ007421 |  | Fraction Collector |  | Fraction Collector | Pharmacia Biotech | Nazmi, K | VU/F/ACTA/MGW/OBC | AC.12N14 | - |  |  |  | 1 | FRAC-100
EQ007420 |  | Degasser |  | Degassing Unit | Separations | Nazmi, K | VU/F/ACTA/MGW/OBC | AC.12N14 | - |  |  |  | 1 | GT-103
EQ007419 |  | Fraction Collector |  | Super Fraction Collector | Advantec | Nazmi, K | VU/F/ACTA/MGW/OBC | AC.12N14 | - |  |  |  | 1 | SF-2120
EQ007418 |  | UV/VIS Detector |  | Intelligent UV/Vis Detector | Jasco | Nazmi, K | VU/F/ACTA/MGW/OBC | AC.12N14 | - |  |  |  | 1 | UV-1575
EQ007417 |  | HPLC Pump |  | Ternary Gradient Unit | Jasco | Nazmi, K | VU/F/ACTA/MGW/OBC | AC.12N14 | - |  |  |  | 1 | LG-1580-02
EQ007416 |  | HPLC Pump |  | Intelligent HPLC Pump | Jasco | Nazmi, K | VU/F/ACTA/MGW/OBC | AC.12N14 | - |  |  |  | 1 | PU-1580
EQ007415 |  | Data Acquisition Instrument |  | Chromatography Data Solutions | Jasco | Nazmi, K | VU/F/ACTA/MGW/OBC | AC.12N14 | - |  |  |  | 1 | LC-NetII/ADC
EQ007414 |  | Computer Monitor |  | Computer Monitor Samsung | Samsung | Nazmi, K | VU/F/ACTA/MGW/OBC | AC.12N14 | - |  |  |  | 1 | SyncMaster 940B
EQ007413 |  | Computer |  | PC Dell | Dell | Nazmi, K | VU/F/ACTA/MGW/OBC | AC.12N14 | - |  |  |  | 1 | Optiplex GX620
EQ007412 |  | Computer |  | PC Dell | Dell | Nazmi, K | VU/F/ACTA/MGW/OBC | AC.12N14 | - |  |  |  | 1 | Optiplex 7090
EQ007411 |  | Computer Monitor |  | Computer Monitor Dell | Dell | Nazmi, K | VU/F/ACTA/MGW/OBC | AC.12N14 | - |  |  |  | 1
EQ007410 |  | Fraction Collector |  | Fraction Collector | Shimadzu | Nazmi, K | VU/F/ACTA/MGW/OBC | AC.12N14 | - |  |  |  | 1 | FRC-10A
EQ007409 |  | UV/VIS Detector |  | UV/Vis Detector | Shimadzu | Nazmi, K | VU/F/ACTA/MGW/OBC | AC.12N14 | - |  |  |  | 1 | SPD-40
EQ007408 |  | Fluorescence Detector |  | Fluorescence Detector | Shimadzu | Nazmi, K | VU/F/ACTA/MGW/OBC | AC.12N14 | - |  |  |  | 1 | RF-20A
EQ007407 |  | Autosampler |  | Auto Sampler | Shimadzu | Nazmi, K | VU/F/ACTA/MGW/OBC | AC.12N14 | - |  |  |  | 1 | SIL-40
EQ007406 |  | HPLC System Controller |  | Solvent Delivery Module | Shimadzu | Nazmi, K | VU/F/ACTA/MGW/OBC | AC.12N14 | - |  |  |  | 1 | LC-40D
EQ007405 |  | Degasser |  | Degassing Unit | Shimadzu | Nazmi, K | VU/F/ACTA/MGW/OBC | AC.12N14 | - |  |  |  | 1 | DGU-405
EQ007404 |  | HPLC System Controller |  | System Controller | Shimadzu | Nazmi, K | VU/F/ACTA/MGW/OBC | AC.12N14 | - |  |  |  | 1 | SCL-40
EQ007403 |  | Computer Monitor |  | Computer Monitor Dell | Dell | Nazmi, K | VU/F/ACTA/MGW/OBC | AC.12N14 | - |  |  |  | 1
EQ007402 | 024006 | Computer |  | PC Dell | Dell | Nazmi, K | VU/F/ACTA/MGW/OBC | AC.12N14 | - |  |  |  | 1 | Optiplex 990
EQ007401 |  | Fraction Collector |  | Fraction Collector | Thermo Fisher Scientific | Nazmi, K | VU/F/ACTA/MGW/OBC | AC.12N14 | - |  |  |  | 1 | Dionex Ultimate 3000 Fraction Collector
EQ007400 |  | Absorbance Detector |  | Variable Wavelength Detector | Thermo Fisher Scientific | Nazmi, K | VU/F/ACTA/MGW/OBC | AC.12N14 | - |  |  |  | 1 | Dionex Ultimate 3000 Variable Wavelength Detector
EQ007399 |  | Autosampler |  | Ultimate 3000 Autosampler | Thermo Fisher Scientific | Nazmi, K | VU/F/ACTA/MGW/OBC | AC.12N14 | - |  |  |  | 1 | Dionex Ultimate 3000 Autosampler
EQ007398 |  | HPLC Pump |  | Ultimate 3000 Pump | Thermo Fisher Scientific | Nazmi, K | VU/F/ACTA/MGW/OBC | AC.12N14 | - |  |  |  | 1 | Dionex Ultimate 3000 Pump
EQ007397 |  | Autosampler |  | Ultimate 3000 Solution Tray | Thermo Fisher Scientific | Nazmi, K | VU/F/ACTA/MGW/OBC | AC.12N14 | - |  |  |  | 1 | Ultimate 3000
EQ007396 |  | Oven |  | Oven | Binder | Nazmi, K | VU/F/ACTA/MGW/OBC | AC.12N14 | - |  |  |  | 1 | BD53
EQ007395 |  | Oven |  | Oven | Binder | Nazmi, K | VU/F/ACTA/MGW/OBC | AC.12N14 | - |  |  |  | 1 | BD53
EQ007394 |  | Vacuum Pump |  | Vacuum Pump | AEG | Nazmi, K | VU/F/ACTA/MGW/OBC | AC.12N20 | - |  |  |  | 1 | AMEB 63
EQ007393 | Linometer 2; 36 | Water Bath |  | Water Bath | Tamson | Nazmi, K | VU/F/ACTA/MGW/OBC | AC.12N20 | - |  |  |  | 1
EQ007392 |  | Vacuum Pump |  | Vacuum Pump | KNF | Nazmi, K | VU/F/ACTA/MGW/OBC | AC.12N20 | - |  |  |  | 1 | PM 8305-026.3
EQ007391 |  | Alginate Mixer |  | Alginate Mixer | Cavex | Nazmi, K | VU/F/ACTA/MGW/OBC | AC.12N20 | - |  |  |  | 1 | Cavex Alginate Mixer
EQ007390 |  | Alginate Mixer |  | Alginate Mixer | Cavex | Nazmi, K | VU/F/ACTA/MGW/OBC | AC.12N20 | - |  |  |  | 1 | Algimax DM21
EQ007389 |  | Light Source |  | Light Curing Unit | ESPE | Nazmi, K | VU/F/ACTA/MGW/OBC | AC.12N20 | - |  |  |  | 1 | Visio Alpha
EQ007388 |  | Milling Machine |  | Dentistry Milling Machine | Sirona | Nazmi, K | VU/F/ACTA/MGW/OBC | AC.12N20 | - |  |  |  | 0 | CEREC 2
EQ007387 | 74-135.700-M777-9854 | Metal Caster |  | Combilabor Metal Casting | Heraeus | Nazmi, K | VU/F/ACTA/MGW/OBC | AC.12N20 | - |  |  |  | 1 | CL-G
EQ007386 |  | Vacuum Pump |  | Vacuum Pump | Leroy Somer (LS) | Nazmi, K | VU/F/ACTA/MGW/OBC | AC.12N20 | - |  |  |  | 1 | DS 302
EQ007385 |  | Light Source |  | Dental Photopolymer Lamp | Ivoclar Vivadent | Nazmi, K | VU/F/ACTA/MGW/OBC | AC.12N20 | - |  |  |  | 1 | Lumamat 100
EQ007384 |  | Light Source |  | Dental Photopolymer Lamp | Ivoclar Vivadent | Nazmi, K | VU/F/ACTA/MGW/OBC | AC.12N20 | - |  |  |  | 1 | Lumamat 100
EQ007383 |  | Light Source |  | Dental Light | Heraeus | Nazmi, K | VU/F/ACTA/MGW/OBC | AC.12N20 | - |  |  |  | 1 | 57521346
EQ007382 |  | Vacuum Pump |  | Vacuum Pump Dental | Elephant | Nazmi, K | VU/F/ACTA/MGW/OBC | AC.12N20 | - |  |  |  | 1 | Stratos
EQ007381 |  | Computer |  | Alphaserver Desktop | Compaq | Nazmi, K | VU/F/ACTA/MGW/OBC | AC.12N20 | - |  |  |  | 1 | AlphaStation DS10
EQ007380 |  | External Hard Disk |  | External Tape Drive | Compaq | Nazmi, K | VU/F/ACTA/MGW/OBC | AC.12N20 | - |  |  |  | 1 | SDLT 320 Storageworks
EQ007379 |  | External Hard Disk |  | External Tape Drive | Hewlett Packard (HP) | Nazmi, K | VU/F/ACTA/MGW/OBC | AC.12N20 | - |  |  |  | 1 | SDLT 320 Storageworks
EQ007378 |  | Power Supply |  | DC Power Supply | H.Stoet's Radio b.v | Nazmi, K | VU/F/ACTA/MGW/OBC | AC.12N20 | - |  |  |  | 1 | ED1507
EQ007377 |  | Power Supply |  | Power Supply | EMS Power | Nazmi, K | VU/F/ACTA/MGW/OBC | AC.12N20 | - |  |  |  | 1 | 2448
EQ007376 |  | Extension Cable |  | Extension Cable | Kema Keur | Nazmi, K | VU/F/ACTA/MGW/OBC | AC.12N20 | - |  |  |  | 1 | ACT45
EQ007375 |  | Extension Cable |  | Extension Cable | VU | Nazmi, K | VU/F/ACTA/MGW/OBC | AC.12N20 | - |  |  |  | 1
EQ007374 | ACTA | Extension Cable |  | Extension Cable (Double) | VU | Nazmi, K | VU/F/ACTA/MGW/OBC | AC.12N20 | - |  |  |  | 1
EQ007373 |  | Trigger pulse interface |  | Trigger Interface | IBR | Nazmi, K | VU/F/ACTA/MGW/OBC | AC.12N20 | - |  |  |  | 1 | IBRit-mc4-bt
EQ007372 |  | Milling Machine |  | Dentistry Milling Machine | Sirona | Nazmi, K | VU/F/ACTA/MGW/OBC | AC.12N20 | - |  |  |  | 1 | inLab / CEREC Scan
EQ007371 |  | Milling Machine |  | Dentistry Milling Machine | Sirona | Nazmi, K | VU/F/ACTA/MGW/OBC | AC.12N20 | - |  |  |  | 1 | inLab / CEREC Scan
EQ007370 |  | Electrode Puller |  | Electrode Puller | Narishige | Nazmi, K | VU/F/ACTA/MGW/OBC | AC.12N20 | - |  |  |  | 1 | PN-3
EQ007369 |  | Transformer |  | Stimulator | VU | Nazmi, K | VU/F/ACTA/MGW/OBC | AC.12N20 | - |  |  |  | 1 | fysiologisch laboratorium
EQ007368 |  | Transformer |  | Stimulator | VU | Nazmi, K | VU/F/ACTA/MGW/OBC | AC.12N20 | - |  |  |  | 1 | fysiologisch laboratorium
EQ007367 |  | Power Supply |  | Microscope Illuminator Power Supply | Wild Heerbrugg | Nazmi, K | VU/F/ACTA/MGW/OBC | AC.12N20 | - |  |  |  | 1 | MTR28
EQ007366 |  | Power Supply |  | Illuminator Power Supply | VU | Nazmi, K | VU/F/ACTA/MGW/OBC | AC.12N20 | - |  |  |  | 1 | Elres 1192
EQ007365 |  | Vacuum Concentrators |  | Rotational Vacuum Concentrator | Christ | Nazmi, K | VU/F/ACTA/MGW/OBC | AC.12N20 | - |  |  |  | 1 | RVC 2-25
EQ007364 |  | Centrifuge |  | Centrifuge | MSE | Nazmi, K | VU/F/ACTA/MGW/OBC | AC.12N20 | - |  |  |  | 1
EQ007363 |  | Pipette |  | Eppendorf Pipette 100-1000μL | Eppendorf | Nazmi, K | VU/F/ACTA/MGW/OBC | AC.12N16 | - |  |  |  | 1 | Research Plus 100-1000μL
EQ007362 |  | Pipette |  | Eppendorf Pipette 20-200μL | Eppendorf | Nazmi, K | VU/F/ACTA/MGW/OBC | AC.12N16 | - |  |  |  | 1 | Research Plus 20-200μL
EQ007361 |  | Pipette |  | Eppendorf Pipette 10-100μL | Eppendorf | Nazmi, K | VU/F/ACTA/MGW/OBC | AC.12N16 | - |  |  |  | 1 | Research Plus 10-100μL
EQ007360 |  | Pipette |  | Eppendorf Pipette 2-20μL | Eppendorf | Nazmi, K | VU/F/ACTA/MGW/OBC | AC.12N16 | - |  |  |  | 1 | Research Plus 2-20μL
EQ007359 |  | Pipette |  | Eppendorf Pipette 100-1000μL | Eppendorf | Nazmi, K | VU/F/ACTA/MGW/OBC | AC.12N16 | - |  |  |  | 1 | Research Plus 100-1000μL
EQ007358 |  | Pipette |  | Eppendorf Pipette 0.5-10μL | Eppendorf | Nazmi, K | VU/F/ACTA/MGW/OBC | AC.12N16 | - |  |  |  | 1 | Research Plus 0.5-10μL
EQ007357 |  | Thermostat |  | Lauda Thermostat | Lauda | Nazmi, K | VU/F/ACTA/MGW/OBC | AC.12N16 | - |  |  |  | 1 | S2R
EQ007356 |  | Water Bath |  | Lauda Water Bath | Lauda | Nazmi, K | VU/F/ACTA/MGW/OBC | AC.12N16 | - |  |  |  | 1 | RC3
EQ007355 |  | Vacuum Pump |  | KNF Vacuum Pump | KNF | Nazmi, K | VU/F/ACTA/MGW/OBC | AC.12N16 | - |  |  |  | 1 | Laboport N 840
EQ007354 |  | Vacuum Pump |  | Syro II pump | Syro MultisynTech | Nazmi, K | VU/F/ACTA/MGW/OBC | AC.12N16 | - |  |  |  | 1
EQ007353 |  | Motion Controller/Driver |  | Digitimer | SignifiCAT | Nazmi, K | VU/F/ACTA/MGW/OBC | AC.12N20 | - |  |  |  | 1 | D301; SCAT-01
EQ007352 |  | Pressure controller |  | Vacuum Controller | KNF | Nazmi, K | VU/F/ACTA/MGW/OBC | AC.12N16 | - |  |  |  | 1 | DC1/0ZV
EQ007351 |  | Battery |  | Syro II battery | Syro MultisynTech | Nazmi, K | VU/F/ACTA/MGW/OBC | AC.12N16 | - |  |  |  | 1
EQ007350 |  | Motion Controller/Driver |  | Digitimer | SignifiCAT | Nazmi, K | VU/F/ACTA/MGW/OBC | AC.12N20 | - |  |  |  | 1 | D301; SCAT-01
EQ007349 |  | Vacuum Pump |  | Vacuum Pump | Leroy Somer (LS) | Nazmi, K | VU/F/ACTA/MGW/OBC | AC.12N20 | - |  |  |  | 1 | DS602
EQ007348 |  | Hot Plate |  | Heidolph Hot Plate | Heidolph | Nazmi, K | VU/F/ACTA/MGW/OBC | AC.12N16 | - |  |  |  | 1 | MR 3000
EQ007347 |  | Computer Monitor |  | Dell Computer Monitor | Dell | Nazmi, K | VU/F/ACTA/MGW/OBC | AC.12N16 | - |  |  |  | 1 | 1907FPVt
EQ007346 |  | Synthesizer |  | Syro II peptide cycler | Syro MultisynTech | Nazmi, K | VU/F/ACTA/MGW/OBC | AC.12N16 | - |  |  |  | 1
EQ007345 |  | Vacuum Pump |  | Vacuum Pump | Heraeus | Nazmi, K | VU/F/ACTA/MGW/OBC | AC.12N20 | - |  |  |  | 1 | D8B
EQ007344 |  | Medical Scanner |  | Ultrasound | Pie Medical | Nazmi, K | VU/F/ACTA/MGW/OBC | AC.12N20 | - |  |  |  | 1 | Scanner 450
EQ007343 |  | Computer |  | Atlas Computer | Atlas | Nazmi, K | VU/F/ACTA/MGW/OBC | AC.12N16 | - |  |  |  | 1 | 386
EQ007342 |  | Printer |  | Canon printer | Canon | Nazmi, K | VU/F/ACTA/MGW/OBC | AC.12N16 | - |  |  |  | 1 | iP2600
EQ007341 |  | Printer |  | HP Printer | Hewlett Packard (HP) | Nazmi, K | VU/F/ACTA/MGW/OBC | AC.12N16 | - |  |  |  | 1 | LaserJet 4000 TN
EQ007340 |  | Lamp |  | Lamp | VU | Nazmi, K | VU/F/ACTA/MGW/OBC | AC.12N16 | - |  |  |  | 1
EQ007339 |  | Computer |  | DELL computer | Dell | Nazmi, K | VU/F/ACTA/MGW/OBC | AC.12N16 | - |  |  |  | 1
EQ007338 |  | Vacuum Pump |  | Vacuum Pump | Heraeus | Nazmi, K | VU/F/ACTA/MGW/OBC | AC.12N20 | - |  |  |  | 1 | AK 4-8
EQ007337 |  | Electronic Signal Processing Device |  | Video Copy Processor | Mitsubishi | Nazmi, K | VU/F/ACTA/MGW/OBC | AC.12N20 | - |  |  |  | 1 | P66E
EQ007336 |  | Balance |  | Sartorius Balance | Sartorius | Nazmi, K | VU/F/ACTA/MGW/OBC | AC.12N16 | - |  |  |  | 1 | Genius
EQ007335 | 024002 | Computer Monitor |  | HP monitor | Hewlett Packard (HP) | Nazmi, K | VU/F/ACTA/MGW/OBC | AC.12N16 | - |  |  |  | 1 | LA2205wg
EQ007334 |  | Centrifuge |  | Centrifuge | Eppendorf | Nazmi, K | VU/F/ACTA/MGW/OBC | AC.12N20 | - |  |  |  | 1 | 5424
EQ007333 |  | Balance |  | Sartorius Balance | Sartorius | Nazmi, K | VU/F/ACTA/MGW/OBC | AC.12N16 | - |  |  |  | 1
EQ007332 |  | Vacuum Pump |  | Vacuum Pump | Alcatel | Nazmi, K | VU/F/ACTA/MGW/OBC | AC.12N20 | - |  |  |  | 1 | Pascal 1101006418
EQ007331 |  | Synthesizer |  | PepSynthesizer | Millipore | Nazmi, K | VU/F/ACTA/MGW/OBC | AC.12N16 | - |  |  |  | 1 | 9050 PepSynthesizer
EQ007330 |  | Vortex |  | IKA vortex | IKA | Nazmi, K | VU/F/ACTA/MGW/OBC | AC.12N16 | - |  |  |  | 1 | vibrofix VF1 electronic
EQ007329 |  | Light Source |  | American Optical Light Source | American Optical | Nazmi, K | VU/F/ACTA/MGW/OBC | AC.12N16 | - |  |  |  | 1 | 365a
EQ007328 |  | Trigger pulse interface |  | Stimulus Isolator | VU | Nazmi, K | VU/F/ACTA/MGW/OBC | AC.12N20 | - |  |  |  | 1
EQ007327 |  | Data Acquisition Instrument |  | Data Exchange Matrix | Data Sciences International | Nazmi, K | VU/F/ACTA/MGW/OBC | AC.12N20 | - |  |  |  | 1 | 271-0117-001
EQ007326 |  | Dishwasher |  | Dishwasher | Siemens | Nazmi, K | VU/F/ACTA/MGW/OBC | AC.12N20 | - |  |  |  | 1 | Lady Plus
EQ007325 |  | Ultrasonic Cleaner |  | VWR ultrasonic cleaner | VWR | Nazmi, K | VU/F/ACTA/MGW/OBC | AC.12N16 | - |  |  |  | 1
EQ007324 |  | Binoculars |  | Binocular Microscope | American Optical | Nazmi, K | VU/F/ACTA/MGW/OBC | AC.12N16 | - |  |  |  | 1 | 570
EQ007323 |  | Ice Machine |  | Ice Maker | Brema | Nazmi, K | VU/F/ACTA/MGW/OBC | AC.12N20 | - |  |  |  | 1 | GB 902 A-Q
EQ007322 |  | Power Supply |  | DEM Power Supply | Data Sciences International | Nazmi, K | VU/F/ACTA/MGW/OBC | AC.12N20 | - |  |  |  | 1
EQ007321 | 07901188 | Magnetic Stirrer |  | Heidolph magnetic stirrer | Heidolph | Nazmi, K | VU/F/ACTA/MGW/OBC | AC.12N16 | - |  |  |  | 1 | MR3000
EQ007320 |  | Ice Machine |  | Ice Maker | Edwards | Nazmi, K | VU/F/ACTA/MGW/OBC | AC.12N20 | - |  |  |  | 0 | GB 902 A-Q
EQ007319 |  | Ice Condenser |  | Ultra Condenser | GC Dental Equipment | Nazmi, K | VU/F/ACTA/MGW/OBC | AC.12N20 | - |  |  |  | 1 | UL-I
EQ007318 |  | Vacuum Pump |  | Vacuum Pump | Edwards | Nazmi, K | VU/F/ACTA/MGW/OBC | AC.12N20 | - |  |  |  | 1 | RV12
EQ007317 |  | Autosampler |  | PerSeptice Biosystems Autosampler | PerSeptive Biosystems | Nazmi, K | VU/F/ACTA/MGW/OBC | AC.12N16 | - |  |  |  | 1
EQ007316 |  | Vortex |  | Microchem vortex system | Syro MultisynTech | Nazmi, K | VU/F/ACTA/MGW/OBC | AC.12N16 | - |  |  |  | 1 | MVS microchem vortex system
EQ007315 |  | Radio |  | Radio | Okano | Nazmi, K | VU/F/ACTA/MGW/OBC | AC.12N20 | - |  |  |  | 1
EQ007314 |  | Vacuum Pump |  | Vacuum Pump | Heraeus | Nazmi, K | VU/F/ACTA/MGW/OBC | AC.12N20 | - |  |  |  | 1 | D8B
EQ007313 |  | Centrifuge |  | Centrifuge | MSE | Nazmi, K | VU/F/ACTA/MGW/OBC | AC.12N20 | - |  |  |  | 1
EQ007312 |  | Water Filtration System |  | Water Purification System | Millipore | Nazmi, K | VU/F/ACTA/MGW/OBC | AC.12N20 | - |  |  |  | 1 | Direct QS
EQ007311 |  | Pipette |  | Gilson Pipetman P200 | Gilson | Nazmi, K | VU/F/ACTA/MGW/OBC | AC.12N08 | - |  |  |  | 1 | Pipetman P200
EQ007310 |  | Pipette |  | Eppendorf Pipette 20-200μL | Eppendorf | Nazmi, K | VU/F/ACTA/MGW/OBC | AC.12N08 | - |  |  |  | 1 | Research 20-200μL
EQ007309 | Bibro-1012 | Freezer |  | Ultra Low Temp Freezer | New Brunswick Scientific | Nazmi, K | VU/F/ACTA/MGW/OBC | AC.12N20 | - |  |  |  | 1 | 4161-86
EQ007308 |  | Gas Burner |  | Labflame RF burner | Biotool | Nazmi, K | VU/F/ACTA/MGW/OBC | AC.12N08 | - |  |  |  | 1
EQ007307 |  | Pipette |  | Eppendorf Pipette 10-100μL | Eppendorf | Nazmi, K | VU/F/ACTA/MGW/OBC | AC.12N08 | - |  |  |  | 1 | Research 10-100μL
EQ007306 |  | Pipette |  | Eppendorf Pipette 2-20μL | Eppendorf | Nazmi, K | VU/F/ACTA/MGW/OBC | AC.12N08 | - |  |  |  | 1 | Research 2-20μL
EQ007305 |  | Pipette |  | Eppendorf Pipette 0.5-10μL | Eppendorf | Nazmi, K | VU/F/ACTA/MGW/OBC | AC.12N08 | - |  |  |  | 1 | Research 0.5-10μL
EQ007304 | KRT.01773 | Centrifuge |  | Centrifuge | Kontron Analytical | Nazmi, K | VU/F/ACTA/MGW/OBC | AC.12N20 | - |  |  |  | 1 | Centrikon T-1080
EQ007303 |  | Pipette |  | Eppendorf Pipette 100-1000μL | Eppendorf | Nazmi, K | VU/F/ACTA/MGW/OBC | AC.12N08 | - |  |  |  | 1 | Research 100-1000μL
EQ007302 |  | Pump Controller |  | Pressure Delivery Module | Bio-Tek Instruments | Nazmi, K | VU/F/ACTA/MGW/OBC | AC.12N20 | - |  |  |  | 1
EQ007301 |  | Microscope |  | EVOS fluorescence microscope | Thermo Fisher Scientific | Nazmi, K | VU/F/ACTA/MGW/OBC | AC.12N08 | - |  |  |  | 1 | EVOS
EQ007300 |  | Pump Controller |  | Vacuum Pump Controller | KNF | Nazmi, K | VU/F/ACTA/MGW/OBC | AC.12N20 | - |  |  |  | 1 | DC1/0ZV
EQ007299 |  | Water Bath |  | Julabo Water Bath | Julabo | Nazmi, K | VU/F/ACTA/MGW/OBC | AC.12N08 | - |  |  |  | 1 | Corio CD
EQ007298 |  | Ice Condenser |  | Ice Condenser | Christ | Nazmi, K | VU/F/ACTA/MGW/OBC | AC.12N20 | - |  |  |  | 1 | LT-105
EQ007297 |  | Centrifuge |  | Centrifuge | Christ | Nazmi, K | VU/F/ACTA/MGW/OBC | AC.12N20 | - |  |  |  | 1 | RVC 2-25 CDplus
EQ007296 |  | Pump Controller |  | Vacuum Pump Controller | KNF | Nazmi, K | VU/F/ACTA/MGW/OBC | AC.12N20 | - |  |  |  | 1 | DC1/0ZV
EQ007295 |  | Vacuum Pump |  | Vacuum Pump | KNF | Nazmi, K | VU/F/ACTA/MGW/OBC | AC.12N20 | - |  |  |  | 1 | NSE800
EQ007294 |  | Vacuum Pump |  | Vacuum Pump | KNF | Nazmi, K | VU/F/ACTA/MGW/OBC | AC.12N20 | - |  |  |  | 1 | NSE800
EQ007293 | #5; Bibro-1010 | Freezer |  | Freezer | Liebherr | Nazmi, K | VU/F/ACTA/MGW/OBC | AC.12N20 | - |  |  |  | 1 | MediLine
EQ007292 |  | Vortex |  | Vortex | Eckli Electronic (EE) | Nazmi, K | VU/F/ACTA/MGW/OBC | AC.12N08 | - |  |  |  | 1
EQ007291 |  | Incubator |  | FormaScientific Incubator | Forma Scientific | Nazmi, K | VU/F/ACTA/MGW/OBC | AC.12N08 | - |  |  |  | 1 | 3862
EQ007290 |  | Centrifuge |  | Centrifuge | Christ | Nazmi, K | VU/F/ACTA/MGW/OBC | AC.12N20 | - |  |  |  | 1 | RVC 2-25 CDplus
EQ007289 | #5; Bibro-1010 | Freezer |  | Freezer | Liebherr | Nazmi, K | VU/F/ACTA/MGW/OBC | AC.12N20 | - |  |  |  | 1 | MediLine
EQ007288 | Bibro-1011 | Freezer |  | Freezer | Liebherr | Nazmi, K | VU/F/ACTA/MGW/OBC | AC.12N20 | - |  |  |  | 1 | MediLine
EQ007287 |  | Shaker/Mixer |  | Mixer | IKA | Nazmi, K | VU/F/ACTA/MGW/OBC | AC.12N20 | - |  |  |  | 1 | Typ VX7
EQ007286 | #4; Bibro-1017 | Freezer |  | Freezer | Bosch | Nazmi, K | VU/F/ACTA/MGW/OBC | AC.12N20 | - |  |  |  | 1 | Economic, Computer Control
EQ007285 | #LAB; Bibro-1018 | Freezer |  | Freezer | Bosch | Nazmi, K | VU/F/ACTA/MGW/OBC | AC.12N20 | - |  |  |  | 1 | Electronic Control
EQ007284 | #2; Bibro-1024 | Freezer |  | Freezer | Liebherr | Nazmi, K | VU/F/ACTA/MGW/OBC | AC.12N20 | - |  |  |  | 1 | Comfort
EQ007283 |  | Washing Station |  | Auto Washer | Bio-Tek Instruments | Nazmi, K | VU/F/ACTA/MGW/OBC | AC.12N20 | - |  |  |  | 1 | EL403
EQ007282 | #3; Bibro-1027 | Freezer |  | Freezer | Bosch | Nazmi, K | VU/F/ACTA/MGW/OBC | AC.12N20 | - |  |  |  | 1 | Electronic Control
EQ007281 |  | Centrifuge |  | Centrifuge | Eppendorf | Nazmi, K | VU/F/ACTA/MGW/OBC | AC.12N20 | - |  |  |  | 1 | 5810R
EQ007280 | #1; Bibro-1023 | Freezer |  | Freezer | Liebherr | Nazmi, K | VU/F/ACTA/MGW/OBC | AC.12N20 | - |  |  |  | 1 | Comfort
EQ007279 |  | Microscope |  | Microscope | Olympus | Nazmi, K | VU/F/ACTA/MGW/OBC | AC.12N10 | - |  |  |  | 1 | CK2
EQ007278 |  | Kettle |  | Kettle | Dalco | Slaman, Martin | VU/F/BETA/N&S/FM | WN.U251 | - |  |  |  | 1 | WK-99
EQ007277 |  | Extension Cable |  | Extension Cable | REV Ritter | Slaman, Martin | VU/F/BETA/N&S/FM | WN.U251 | - |  |  |  | 1
EQ007276 | E.VON HAUFF | Computer Monitor |  | Computer Monitor HP | Hewlett Packard (HP) | Slaman, Martin | VU/F/BETA/N&S/FM | WN.U251 | - |  |  |  | 1
EQ007275 |  | External Hard Disk |  | Story Station | Samsung | Slaman, Martin | VU/F/BETA/N&S/FM | WN.U251 | - |  |  |  | 1
EQ007274 | E. VON HAUFF | Computer Monitor |  | Computer Monitor HP | Hewlett Packard (HP) | Slaman, Martin | VU/F/BETA/N&S/FM | WN.U251 | - |  |  |  | 1 | EliteDisplay E231
EQ007273 | 026998 | Computer |  | PC HP | Hewlett Packard (HP) | Slaman, Martin | VU/F/BETA/N&S/FM | WN.U251 | - |  |  |  | 1 | ProDesk
EQ007272 | 049887 | Computer Monitor |  | Computer Monitor Dell | Dell | Slaman, Martin | VU/F/BETA/N&S/FM | WN.U244 | - |  |  |  | 1
EQ007271 |  | Computer |  | HP PC | Hewlett Packard (HP) | Slaman, Martin | VU/F/BETA/N&S/FM | WN.U244 | - |  |  |  | 1
EQ007270 |  | Speakers |  | Speakers | Dell | Slaman, Martin | VU/F/BETA/N&S/FM | WN.U244 | - |  |  |  | 1
EQ007269 | MCN set 6 P100 | Pipette |  | Pipette P100 | Gilson | Gouwenberg, Y | VU/F/BETA/CNCR/MCN | WN.C335 | - |  |  |  | 1 | pipetman
EQ007268 | C 12757 H | Pipette |  | Gilson Pipetman P1000 | Gilson | Gouwenberg, Y | VU/F/BETA/CNCR/MCN | WN.C335 | - |  |  |  | 1 | Pipetman P1000
EQ007267 | MCN set 4 P1000-ARIA | Pipette |  | Pipette P1000 | Gilson | Gouwenberg, Y | VU/F/BETA/CNCR/MCN | WN.C335 | - |  |  |  | 1 | pipetman
EQ007266 | MCN set 2 P1000 | Pipette |  | Pipette P1000 | Gilson | Gouwenberg, Y | VU/F/BETA/CNCR/MCN | WN.C335 | - |  |  | 2 | 1 | pipetman
EQ007265 | 001201 | Light Source |  | Bruker Fiber-lite light source | Bruker | Slaman, Martin | VU/F/BETA/N&S/FM | WN.UK.hall | - |  |  |  | 1 | Bruker Fiber-lite
EQ007264 | 001201 | Cold light source |  | Euromex Light source | Euromex | Slaman, Martin | VU/F/BETA/N&S/FM | WN.UK.hall | - |  |  |  | 1 | Euromex Fiber Optic Light Source EK-I
EQ007263 | 001112 | Cold light source |  | Euromex Light source | Euromex | Slaman, Martin | VU/F/BETA/N&S/FM | WN.UK.hall | - |  |  |  | 1 | Euromex cold light illuminator EK-I
EQ007262 |  | Coffee machine |  | Coffee Machine | Krups | Slaman, Martin | VU/F/BETA/N&S/FM | WN.U237 | - |  |  |  | 1
EQ007261 |  | Kettle |  | Kettle | Philips | Slaman, Martin | VU/F/BETA/N&S/FM | WN.U237 | - |  |  |  | 1 | 2151
EQ007260 |  | Projector |  | Projector | Infocus | Slaman, Martin | VU/F/BETA/N&S/FM | WN.U237 | - |  |  |  | 1 | IN3118HD
EQ007259 | 004530 | Extension Cable |  | Extension Cable | VU | Slaman, Martin | VU/F/BETA/N&S/FM | WN.U237 | - |  |  |  | 1 | 6899
EQ007258 | 031550 | Computer Monitor |  | HP Monitor | Hewlett Packard (HP) | Slaman, Martin | VU/F/BETA/N&S/FM | WN.U237 | - |  |  |  | 1 | Intertek
EQ007257 |  | Heat Gun |  | Heater | Manutan | Slaman, Martin | VU/F/BETA/N&S/FM | WN.U245 | - |  |  |  | 1 | Safe-t-heater 1500
EQ007256 |  | Lamp |  | Lamp | VU | Slaman, Martin | VU/F/BETA/N&S/FM | WN.UK.hall | - |  |  |  | 1
EQ007255 |  | Extension Cable |  | Extension Cable | Alfaco | Slaman, Martin | VU/F/BETA/N&S/FM | WN.U237 | - |  |  |  | 1 | 19-8PDU-S
EQ007254 |  | Computer |  | PC Dell Monitor | Dell | Slaman, Martin | VU/F/BETA/N&S/FM | WN.U237 | - |  |  |  | 1
EQ007253 | 053673 | Computer |  | PC Dell Monitor | Dell | Slaman, Martin | VU/F/BETA/N&S/FM | WN.U237 | - |  |  |  | 1
EQ007252 |  | Lamp |  | Lamp | VU | Slaman, Martin | VU/F/BETA/N&S/FM | WN.UK.hall | - |  |  |  | 1
EQ007251 |  | Kettle |  | Kettle | Tristar | Slaman, Martin | VU/F/BETA/N&S/FM | WN.U245 | - |  |  |  | 1 | WK-3213
EQ007250 |  | Light Source |  | Jenalux 150 | SFBN - Mechanik GmbH | Slaman, Martin | VU/F/BETA/N&S/FM | WN.UK.hall | - |  |  |  | 1 | Jenalux 150
EQ007249 |  | Lamp |  | Philips Lamp | Philips | Slaman, Martin | VU/F/BETA/N&S/FM | WN.UK.hall | - |  |  |  | 1 | HP 3609
EQ007248 |  | Lamp |  | ProMax Lamp | ProMax | Slaman, Martin | VU/F/BETA/N&S/FM | WN.UK.hall | - |  |  |  | 1
EQ007247 | 053673 | Computer |  | PC Dell Monitor | Dell | Slaman, Martin | VU/F/BETA/N&S/FM | WN.U237 | - |  |  |  | 1
EQ007246 |  | Lamp |  | ProMax Lamp | ProMax | Slaman, Martin | VU/F/BETA/N&S/FM | WN.UK.hall | - |  |  |  | 1
EQ007245 |  | Lamp |  | Outside Lamp | Massive | Slaman, Martin | VU/F/BETA/N&S/FM | WN.UK.hall | - |  |  |  | 1
EQ007244 |  | Kettle |  | Kettle | Ning Bo Small Electrics | Slaman, Martin | VU/F/BETA/N&S/FM | WN.U245 | - |  |  |  | 1 | WK-3068
EQ007243 |  | Kettle |  | Kettle | Tomado | Slaman, Martin | VU/F/BETA/N&S/FM | WN.U245 | - |  |  |  | 1 | TM-1987
EQ007242 |  | Lamp |  | Outside Lamp | Massive | Slaman, Martin | VU/F/BETA/N&S/FM | WN.UK.hall | - |  |  |  | 1
EQ007241 |  | Extension Cable |  | Extension Cable | VU | Slaman, Martin | VU/F/BETA/N&S/FM | WN.U245 | - |  |  |  | 1
EQ007240 | 049065 | Computer |  | PC Dell | Dell | Slaman, Martin | VU/F/BETA/N&S/FM | WN.U245 | - |  |  |  | 1 | Optiplex 3060
EQ007239 | E.VON HAUFF | Computer Monitor |  | Computer Monitor Dell | Dell | Slaman, Martin | VU/F/BETA/N&S/FM | WN.U245 | - |  |  |  | 1 | Elite Display E231
EQ007238 | tft1645 | Computer |  | HP Monitor | Hewlett Packard (HP) | Slaman, Martin | VU/F/BETA/N&S/FM | WN.U221 | - |  |  |  | 1
EQ007237 | 021330 | Extension Cable |  | Extension Cable | Brennenstuhl | Slaman, Martin | VU/F/BETA/N&S/FM | WN.U221 | - |  |  |  | 1
EQ007236 | 001297 | Water Bath |  | Lauda Circulator | Lauda | Slaman, Martin | VU/F/BETA/N&S/FM | WN.UK.hall | - |  |  |  | 1 | MT
EQ007235 |  | Lamp |  | Lamp | VU | Slaman, Martin | VU/F/BETA/N&S/FM | WN.UK.hall | - |  |  |  | 1
EQ007234 |  | Lamp |  | Lamp | VU | Slaman, Martin | VU/F/BETA/N&S/FM | WN.UK.hall | - |  |  |  | 1
EQ007233 |  | Oven |  | Oven | VU | Slaman, Martin | VU/F/BETA/N&S/FM | WN.UK.hall | - |  |  |  | 1
EQ007232 |  | Light Source |  | Well Halogen light | WELL | Slaman, Martin | VU/F/BETA/N&S/FM | WN.UK.hall | - |  |  |  | 1 | Halogen-Kleinleuchte W5
EQ007231 | tft1468 | Computer Monitor |  | Computer Monitor Dell | Dell | Slaman, Martin | VU/F/BETA/N&S/FM | WN.U245 | - |  |  |  | 1
EQ007230 | 003494 | Oven |  | Multi-Cure Oven | Fibertron | Slaman, Martin | VU/F/BETA/N&S/FM | WN.UK.hall | - |  |  |  | 1 | 9560
EQ007229 |  | Boiler |  | Water Cooker | VU | Slaman, Martin | VU/F/BETA/N&S/FM | WN.UK.hall | - |  |  |  | 1
EQ007228 |  | Ring Heater |  | Ring Heater | Dickersbach | Slaman, Martin | VU/F/BETA/N&S/FM | WN.UK.hall | - |  |  |  | 1
EQ007227 |  | Ring Heater |  | Ring Heater | Dickersbach | Slaman, Martin | VU/F/BETA/N&S/FM | WN.UK.hall | - |  |  |  | 1
EQ007226 |  | Ring Heater |  | Ring Heater | Dickersbach | Slaman, Martin | VU/F/BETA/N&S/FM | WN.UK.hall | - |  |  |  | 1
EQ007225 |  | Ring Heater |  | Ring Heater | Dickersbach | Slaman, Martin | VU/F/BETA/N&S/FM | WN.UK.hall | - |  |  |  | 1
EQ007224 |  | Ring Heater |  | Ring Heater | Dickersbach | Slaman, Martin | VU/F/BETA/N&S/FM | WN.UK.hall | - |  |  |  | 1
EQ007223 | 021330 | Computer |  | HP Computer | Hewlett Packard (HP) | Slaman, Martin | VU/F/BETA/N&S/FM | WN.U221 | - |  |  |  | 1
EQ007222 |  | Ring Heater |  | Ring Heater | Dickersbach | Slaman, Martin | VU/F/BETA/N&S/FM | WN.UK.hall | - |  |  |  | 1
EQ007221 | 005060 | Lux-stabilisator |  | Lux stabilisator | ELE | Slaman, Martin | VU/F/BETA/N&S/FM | WN.UK.hall | - |  |  |  | 1 | Lux-stabilisator
EQ007220 |  | Thermometer |  | Diode Temperature Monitor | Twickenham Scientific Instruments (TSI) | Slaman, Martin | VU/F/BETA/N&S/FM | WN.UK.hall | - |  |  |  | 1 | DTM
EQ007219 |  | Light Source |  | Intralux Light Source | Volpi | Slaman, Martin | VU/F/BETA/N&S/FM | WN.UK.hall | - |  |  |  | 1 | Intralux dc-1100
EQ007218 |  | Temperature Control Module |  | Temperature Controller | VU | Slaman, Martin | VU/F/BETA/N&S/FM | WN.UK.hall | - |  |  |  | 1
EQ007217 |  | Flow Controller |  | Mass Flow Controller | Bronkhorst | Slaman, Martin | VU/F/BETA/N&S/FM | WN.UK.hall | - |  |  |  | 1 | MV-302
EQ007216 |  | Manometer |  | Dual Capacitance Manometer | Mks (Technology for Productivity) | Slaman, Martin | VU/F/BETA/N&S/FM | WN.UK.hall | - |  |  |  | 1 | PDR2000
EQ007215 |  | Pipette |  | Pipette | Gilson | Slaman, Martin | VU/F/BETA/N&S/FM | WN.T037 | - |  |  |  | 1
EQ007214 |  | Water Filtration System |  | Milli-Q Water Purifier | Milli-Q | Slaman, Martin | VU/F/BETA/N&S/FM | WN.T037 | - |  |  |  | 1 | EQ 7000
EQ007213 |  | Multimeter |  | Multimeter | Fluke | Slaman, Martin | VU/F/BETA/N&S/FM | WN.T037 | - |  |  |  | 1 | Series II 77
EQ007212 |  | Pipette |  | Pipette | Gilson | Slaman, Martin | VU/F/BETA/N&S/FM | WN.T037 | - |  |  |  | 1
EQ007211 |  | Vacuum Gauge |  | Vacuum Guage | Granville-Phillips | Slaman, Martin | VU/F/BETA/N&S/FM | WN.UK.hall | - |  |  |  | 1 | 275 Mini-Convectron
EQ007210 |  | Manometer |  | Dual Capacitance Manometer | Mks (Technology for Productivity) | Slaman, Martin | VU/F/BETA/N&S/FM | WN.UK.hall | - |  |  |  | 0 | PDR2000
EQ007209 |  | Pipette |  | Pipette | Gilson | Slaman, Martin | VU/F/BETA/N&S/FM | WN.T037 | - |  |  |  | 1
EQ007208 |  | Manometer |  | Dual Capacitance Manometer | Mks (Technology for Productivity) | Slaman, Martin | VU/F/BETA/N&S/FM | WN.UK.hall | - |  |  |  | 0 | PDR2000
EQ007207 |  | Pipette |  | Pipette | Eppendorf | Slaman, Martin | VU/F/BETA/N&S/FM | WN.T037 | - |  |  |  | 1 | Research Plus 1000
EQ007206 |  | Pipette |  | Pipette | Eppendorf | Slaman, Martin | VU/F/BETA/N&S/FM | WN.T037 | - |  |  |  | 1 | Research Plus 10
EQ007205 |  | Pipette |  | Pipette | Eppendorf | Slaman, Martin | VU/F/BETA/N&S/FM | WN.T037 | - |  |  |  | 1 | Research Plus 100
EQ007204 |  | Pipette |  | Pipette | Eppendorf | Slaman, Martin | VU/F/BETA/N&S/FM | WN.T037 | - |  |  |  | 1 | Research Plus 10mL
EQ007203 | H2 | Multimeter |  | Multimeter | Duwi | Slaman, Martin | VU/F/BETA/N&S/FM | WN.T037 | - |  |  |  | 1 | EM392
EQ007202 |  | Pipette |  | Pipette | Eppendorf | Slaman, Martin | VU/F/BETA/N&S/FM | WN.T037 | - |  |  |  | 1 | Research Plus 10mL
EQ007201 |  | Pipette |  | Pipette | Eppendorf | Slaman, Martin | VU/F/BETA/N&S/FM | WN.T037 | - |  |  |  | 1 | Research Plus 10mL
EQ007200 |  | Flow Controller |  | Mass Flow Controller | Mks (Technology for Productivity) | Slaman, Martin | VU/F/BETA/N&S/FM | WN.UK.hall | - |  |  |  | 1 | 1179AX11CR1BV
EQ007199 |  | Pipette |  | Pipette | Eppendorf | Slaman, Martin | VU/F/BETA/N&S/FM | WN.T037 | - |  |  |  | 1 | Research Plus 1000
EQ007198 |  | Pipette |  | Pipette | Eppendorf | Slaman, Martin | VU/F/BETA/N&S/FM | WN.T037 | - |  |  |  | 1 | Research Plus 100
EQ007197 |  | Barometer |  | Digital Pressure Readout | Mks (Technology for Productivity) | Slaman, Martin | VU/F/BETA/N&S/FM | WN.UK.hall | - |  |  |  | 1 | PDR-D-1
EQ007196 |  | Heat Gun |  | Heat Gun | WELDY | Limburg, Rob | VU/F/BETA/TC/Electronica | WN.P043 | - |  |  |  | 1 | 156.574
EQ007195 |  | Strain Gage |  | Strain Gage Conditioner/Indicator | Viatran | Slaman, Martin | VU/F/BETA/N&S/FM | WN.UK.hall | - |  |  |  | 1 | Model 1109
EQ007194 | 004203 | Heat Gun |  | Heat Gun | WELDY | Limburg, Rob | VU/F/BETA/TC/Electronica | WN.P043 | - |  |  |  | 1 | 119.057
EQ007193 |  | Extension Cable |  | Extension Cable Big | VU | Slaman, Martin | VU/F/BETA/N&S/FM | WN.KB158 | - |  |  |  | 1
EQ007192 |  | Thermometer |  | Thermometer | Voltcraft | Slaman, Martin | VU/F/BETA/N&S/FM | WN.KB158 | - |  |  |  | 1 | PL-125-T4
EQ007191 |  | Pump/Compressor |  | Air Pump | SuperFish | Slaman, Martin | VU/F/BETA/N&S/FM | WN.UK.hall | - |  |  |  | 1 | Air-Flow Mini
EQ007190 | CE50184 | Shutter Driver |  | DPSSL Driver | VU | Slaman, Martin | VU/F/BETA/N&S/FM | WN.KB158 | - |  |  |  | 1 | PSU-III-LED
EQ007189 |  | Gas Monitor |  | GSD | Pfeiffer | Slaman, Martin | VU/F/BETA/N&S/FM | WN.KB158 | - |  |  |  | 1 | OmniStar
EQ007188 | 002289 | Router/Switch |  | Main Switch | VU | Slaman, Martin | VU/F/BETA/N&S/FM | WN.KB158 | - |  |  |  | 1 | PCM-Martin
EQ007187 |  | Computer |  | Acer Laptop | Acer | Slaman, Martin | VU/F/BETA/N&S/FM | WN.KB158 | - |  |  |  | 1 | PCM-Martin
EQ007186 | MCN set 2 P20 | Pipette |  | Pipette P20 | Gilson | Gouwenberg, Y | VU/F/BETA/CNCR/MCN | WN.C335 | - |  |  |  | 1 | pipetman
EQ007185 |  | Vacuum Gauge |  | Vacuummeter | Leybold | Slaman, Martin | VU/F/BETA/N&S/FM | WN.UK.hall | - |  |  |  | 1 | piezovac pv111
EQ007184 | MCN set 2 P200 | Pipette |  | Pipette P200 | Gilson | Gouwenberg, Y | VU/F/BETA/CNCR/MCN | WN.C335 | - |  |  | 2 | 1 | pipetman
EQ007183 |  | Flatbed Recorder |  | Chart Recorder | Kipp & Zonen | Slaman, Martin | VU/F/BETA/N&S/FM | WN.UK.hall | - |  |  |  | 1 | BD 9 two channel
EQ007182 | MCN set 6 P20 | Pipette |  | Pipette P20 | Gilson | Gouwenberg, Y | VU/F/BETA/CNCR/MCN | WN.C335 | - |  |  |  | 1 | pipetman
EQ007181 | MCN set 2 P100 | Pipette |  | Pipette P100 | Gilson | Gouwenberg, Y | VU/F/BETA/CNCR/MCN | WN.C335 | - |  |  |  | 1 | pipetman
EQ007180 | MCN Set 4 P100-ARIA | Pipette |  | Pipette P100 | Gilson | Gouwenberg, Y | VU/F/BETA/CNCR/MCN | WN.C335 | - |  |  |  | 1 | pipetman
EQ007179 | MCN Set 7 P20 B316 | Pipette |  | Pipette P20 | Gilson | Gouwenberg, Y | VU/F/BETA/CNCR/MCN | WN.B316 | - |  |  |  | 1 | pipetman
EQ007178 | MCN set 1 P20 | Pipette |  | P20 | Gilson | Gouwenberg, Y | VU/F/BETA/CNCR/MCN | WN.C335 | - |  |  |  | 1
EQ007177 | MCN set 1 P100 | Pipette |  | P100 | Gilson | Gouwenberg, Y | VU/F/BETA/CNCR/MCN | WN.C335 | - |  |  |  | 1
EQ007176 |  | Electromantle |  | Heating Mantle | VU | Slaman, Martin | VU/F/BETA/N&S/FM | WN.T037 | - |  |  |  | 1 | U2 500
EQ007175 |  | Adapter |  | Adapter | VU | Slaman, Martin | VU/F/BETA/N&S/FM | WN.T037 | - |  |  |  | 1
EQ007174 |  | Extension Cable |  | Safety Switch | VU | Slaman, Martin | VU/F/BETA/N&S/FM | WN.T037 | - |  |  |  | 1
EQ007173 |  | Temperature Control Module |  | Temperature Controller | Enda | Slaman, Martin | VU/F/BETA/N&S/FM | WN.T037 | - |  |  |  | 1 | ETC 7420
EQ007172 |  | Electromantle |  | Heating Mantle | VU | Slaman, Martin | VU/F/BETA/N&S/FM | WN.T037 | - |  |  |  | 1
EQ007171 |  | Electromantle |  | Heating Mantle | VU | Slaman, Martin | VU/F/BETA/N&S/FM | WN.T037 | - |  |  |  | 1
EQ007170 |  | Temperature Control Module |  | Temperature Controller | Enda | Slaman, Martin | VU/F/BETA/N&S/FM | WN.T037 | - |  |  |  | 1 | ETC 7420
EQ007169 |  | Extension Cable |  | Safety Switch | VU | Slaman, Martin | VU/F/BETA/N&S/FM | WN.T037 | - |  |  |  | 1
EQ007168 |  | Lamp |  | Lamp | VU | Slaman, Martin | VU/F/BETA/N&S/FM | WN.T037 | - |  |  |  | 1
EQ007167 |  | Hot Plate |  | IKA Hot Plate | IKA | Slaman, Martin | VU/F/BETA/N&S/FM | WN.T037 | - |  |  |  | 1 | C-Mag HS 7
EQ007166 |  | Hot Plate |  | Hot Plate | Harry Gestigkeit | Slaman, Martin | VU/F/BETA/N&S/FM | WN.T037 | - |  |  |  | 1 | PZ28-3TD
EQ007165 |  | Temperature Control Module |  | Temperature Controller | Harry Gestigkeit | Slaman, Martin | VU/F/BETA/N&S/FM | WN.T037 | - |  |  |  | 1 | PR 5 3T
EQ007164 |  | Ultrasonic Cleaner |  | Ultrasonic Cleaner | Bransonic | Slaman, Martin | VU/F/BETA/N&S/FM | WN.T037 | - |  |  |  | 1 | CPX5800H-E
EQ007163 |  | Vortex |  | Fisherbrand Vortex | Fisherbrand | Slaman, Martin | VU/F/BETA/N&S/FM | WN.T037 | - |  |  |  | 1 | ZX3 Vortex Mixer
EQ007162 |  | Extension Cable |  | Extension Cable | VU | Slaman, Martin | VU/F/BETA/N&S/FM | WN.T037 | - |  |  |  | 1
EQ007161 | 009032 | Ozone Generator |  | Ozone Cleaner | Bioforce Nanosciences | Slaman, Martin | VU/F/BETA/N&S/FM | WN.T037 | - |  |  |  | 1 | UV/Ozone Procleaner Plus
EQ007160 |  | Power Supply |  | Linseis Power Switch | Linseis | Slaman, Martin | VU/F/BETA/N&S/FM | WN.T037 | - |  |  |  | 1 | PT100
EQ007159 |  | pH Meter |  | Mettler pH Meter | Mettler (Toledo) | Slaman, Martin | VU/F/BETA/N&S/FM | WN.T037 | - |  |  |  | 1 | FiveEasy FE20
EQ007158 | 009029 | Power Supply |  | Power Supply | VU | Slaman, Martin | VU/F/BETA/N&S/FM | WN.T037 | - |  |  |  | 1
EQ007157 |  | Label Writer |  | Dymo Label Printer | Dymo | Slaman, Martin | VU/F/BETA/N&S/FM | WN.T037 | - |  |  |  | 1 | Letratag 100H
EQ007156 |  | Adapter |  | Adapter | Nikon | Slaman, Martin | VU/F/BETA/N&S/FM | WN.T037 | - |  |  |  | 1 | EH-5
EQ007155 |  | Hot Plate |  | IKA Hot Plate | IKA | Slaman, Martin | VU/F/BETA/N&S/FM | WN.T037 | - |  |  |  | 1 | C-Mag HS 7
EQ007154 |  | Spin Coater |  | Spin Coater | Polos | Slaman, Martin | VU/F/BETA/N&S/FM | WN.T037 | - |  |  |  | 1 | Polos spin150i
EQ007153 |  | Temperature Control Module |  | Temperature Controller | Enda | Slaman, Martin | VU/F/BETA/N&S/FM | WN.T037 | - |  |  |  | 1 | ETC 7420
EQ007152 |  | Extension Cable |  | Extension Cable | VU | Slaman, Martin | VU/F/BETA/N&S/FM | WN.T037 | - |  |  |  | 1 | DI-STRIP Compact
EQ007151 | 009053 | Adapter |  | Adapter/Power Supply | VU | Slaman, Martin | VU/F/BETA/N&S/FM | WN.T037 | - |  |  |  | 1
EQ007150 |  | Vortex |  | Ika Vortex | IKA | Slaman, Martin | VU/F/BETA/N&S/FM | WN.T037 | - |  |  |  | 1 | Vortex 1
EQ007149 |  | Balance |  | Sartorius Balance | Sartorius | Slaman, Martin | VU/F/BETA/N&S/FM | WN.T037 | - |  |  |  | 1 | MSE245-100-DU
EQ007148 |  | Extension Cable |  | Extension Cable | Intertek | Slaman, Martin | VU/F/BETA/N&S/FM | WN.T037 | - |  |  |  | 1 | H05VV-F
EQ007147 | MCN set 1 P200 | Pipette |  | P200 | Gilson | Gouwenberg, Y | VU/F/BETA/CNCR/MCN | WN.C335 | - |  |  |  | 1
EQ007146 |  | Vacuum Cleaner |  | Vacuum Cleaner | VU | Slaman, Martin | VU/F/BETA/N&S/FM | WN.T037 | - |  |  |  | 1
EQ007145 |  | Deposition Monitor |  | Deposition Controller | Inficon | Slaman, Martin | VU/F/BETA/N&S/FM | WN.T037 | - |  |  |  | 1 | SQC-310C-4-R-1
EQ007144 |  | Vacuum Pump |  | Edwards Vacuum Pump | Edwards | Slaman, Martin | VU/F/BETA/N&S/FM | WN.T037 | - |  |  |  | 1 | nXDS10i
EQ007143 | MCN set 1 P1000 | Pipette |  | P1000 | Gilson | Gouwenberg, Y | VU/F/BETA/CNCR/MCN | WN.C335 | - |  |  | 2 | 1 | pipetman
EQ007142 |  | Cooling Unit |  | Cooling Unit | National Lab | Slaman, Martin | VU/F/BETA/N&S/FM | WN.T037 | - |  |  |  | 1 | Flowcool Unicus FCUN-001-KEA
EQ007141 |  | Glove box |  | Glovebox Workstations | MBraun | Slaman, Martin | VU/F/BETA/N&S/FM | WN.T037 | - |  |  |  | 1 | LABMASTER Pro DP
EQ007140 |  | Vacuum Pump |  | Edwards Vacuum Pump | Edwards | Slaman, Martin | VU/F/BETA/N&S/FM | WN.T037 | - |  |  |  | 1 | XDS35i
EQ007139 |  | Extension Cable |  | Extension Cable | VU | Slaman, Martin | VU/F/BETA/N&S/FM | WN.T037 | - |  |  |  | 1
EQ007138 | HP572;021308 | Computer |  | HP Computer | Hewlett Packard (HP) | Slaman, Martin | VU/F/BETA/N&S/FM | WN.T037 | - |  |  |  | 1 | Compaq dc5850 MT
EQ007137 | TFT926 | Computer Monitor |  | HP Computer Monitor | Hewlett Packard (HP) | Slaman, Martin | VU/F/BETA/N&S/FM | WN.T037 | - |  |  |  | 1 | L1950
EQ007136 |  | Ultrasonic Cleaner |  | Sonicator | Bandelin | Slaman, Martin | VU/F/BETA/N&S/FM | WN.T037 | - |  |  |  | 1 | RK103H
EQ007135 |  | Hot Plate |  | IKA Hot Plate | IKA | Slaman, Martin | VU/F/BETA/N&S/FM | WN.T037 | - |  |  |  | 1 | C-Mag HS 7
EQ007134 |  | Hot Plate |  | IKA Hot Plate | IKA | Slaman, Martin | VU/F/BETA/N&S/FM | WN.T037 | - |  |  |  | 1 | C-Mag HS 7
EQ007133 |  | Hot Plate |  | Velp Hot Plate | Velp | Slaman, Martin | VU/F/BETA/N&S/FM | WN.T037 | - |  |  |  | 1 | AREC.X
EQ007132 |  | Hot Plate |  | IKA Hot Plate | IKA | Slaman, Martin | VU/F/BETA/N&S/FM | WN.T037 | - |  |  |  | 1 | C-Mag HS 7
EQ007131 |  | Spin Coater |  | Laurell Spin Coater | Laurell | Slaman, Martin | VU/F/BETA/N&S/FM | WN.T037 | - |  |  |  | 1 | WS-650-MZ-23NPPB 0
EQ007130 |  | Diaphragm Pump |  | Vacuubrand Diaphragm Pump | Vacuubrand | Slaman, Martin | VU/F/BETA/N&S/FM | WN.T037 | - |  |  |  | 1 | MD 4TC
EQ007129 |  | Extension Cable |  | Extension Cable | VU | Slaman, Martin | VU/F/BETA/N&S/FM | WN.T037 | - |  |  |  | 1
EQ007128 |  | Speakers |  | Speakers | VU | Slaman, Martin | VU/F/BETA/N&S/FM | WN.T037 | - |  |  |  | 1
EQ007127 |  | Balance |  | DigiWeigh Balance | DigiWeigh | Slaman, Martin | VU/F/BETA/N&S/FM | WN.T037 | - |  |  |  | 1 | DWP-2004
EQ007126 |  | Laminar Air Flow Cabinet |  | Air Flow Cabinet | VU | Slaman, Martin | VU/F/BETA/N&S/FM | WN.T037 | - |  |  |  | 1
EQ007125 |  | Vacuum Pump |  | Edwards Vacuum Pump | Edwards | Slaman, Martin | VU/F/BETA/N&S/FM | WN.T037 | - |  |  |  | 1 | RV3
EQ007124 |  | Glove box |  | Glovebox Workstation | MBraun | Slaman, Martin | VU/F/BETA/N&S/FM | WN.T037 | - |  |  |  | 1 | MB 120B-G
EQ007123 |  | Extension Cable |  | Extension Cable | VU | Slaman, Martin | VU/F/BETA/N&S/FM | WN.T037 | - |  |  |  | 1
EQ007122 |  | Hot Plate |  | IKA Hot Plate | IKA | Slaman, Martin | VU/F/BETA/N&S/FM | WN.T037 | - |  |  |  | 1 | C-Mag HS 7
EQ007121 |  | Balance |  | Kern Balance | Kern | Slaman, Martin | VU/F/BETA/N&S/FM | WN.T037 | - |  |  |  | 1 | EMS School Balance
EQ007120 |  | Spin Coater |  | Laurell Spin Coater | Laurell | Slaman, Martin | VU/F/BETA/N&S/FM | WN.T037 | - |  |  |  | 1 | WS-650-MZ-23NPPB 0
EQ007119 |  | Vacuum Pump |  | Leybold Vacuum Pump | Leybold | Slaman, Martin | VU/F/BETA/N&S/FM | WN.T037 | - |  |  |  | 1 | DIVAC 2.4L
EQ007118 |  | Vacuum Gauge |  | Pfeiffer Vacuum Gauge | Pfeiffer | Slaman, Martin | VU/F/BETA/N&S/FM | WN.T037 | - |  |  |  | 1 | TPG361
EQ007117 |  | Hot Plate |  | Velp Hot plate/stirrer | Velp | Slaman, Martin | VU/F/BETA/N&S/FM | WN.T037 | - |  |  |  | 1 | AREC.X
EQ007116 |  | Hot Plate |  | Velp Hot plate/stirrer | Velp | Slaman, Martin | VU/F/BETA/N&S/FM | WN.T037 | - |  |  |  | 1 | AREC.X
EQ007115 |  | Hot Plate |  | Velp Hot plate/stirrer | Velp | Slaman, Martin | VU/F/BETA/N&S/FM | WN.T037 | - |  |  |  | 1 | AREC.X
EQ007114 | 007862 | Power Supply |  | Power Supply | Monacor | Slaman, Martin | VU/F/BETA/N&S/FM | WN.T037 | - |  |  |  | 1 | PSS-5000
EQ007113 |  | Light Source |  | Halogen Lightsource | OceanOptics | Slaman, Martin | VU/F/BETA/N&S/FM | WN.T037 | - |  |  |  | 1 | HL-2000-LL
EQ007112 | 031552 | Computer |  | HP Computer | Hewlett Packard (HP) | Slaman, Martin | VU/F/BETA/N&S/FM | WN.T037 | - |  |  |  | 1 | ProDesk 600 G1 TWR
EQ007111 |  | Extension Cable |  | Extension Cable | VU | Slaman, Martin | VU/F/BETA/N&S/FM | WN.T037 | - |  |  |  | 1
EQ007110 |  | Extension Cable |  | Extension Cable | VU | Slaman, Martin | VU/F/BETA/N&S/FM | WN.T037 | - |  |  |  | 1
EQ007109 |  | Potentiostat |  | Autolab Potentiostat | Autolab | Slaman, Martin | VU/F/BETA/N&S/FM | WN.T037 | - |  |  |  | 1 | PGSTAT302N
EQ007108 |  | Computer Monitor |  | HP Computer Monitor | Hewlett Packard (HP) | Slaman, Martin | VU/F/BETA/N&S/FM | WN.T037 | - |  |  |  | 1 | EliteDisplay E231
EQ007107 |  | Light Source |  | Light Source | Ocean Insight | Slaman, Martin | VU/F/BETA/N&S/FM | WN.T037 | - |  |  |  | 1 | DH-2000-BAL
EQ007106 |  | Spectrometer |  | Ocean Optics Spectrometer | OceanOptics | Slaman, Martin | VU/F/BETA/N&S/FM | WN.T037 | - |  |  |  | 1 | HR4000
EQ007105 |  | Amplifier |  | Amplifier | Autolab | Slaman, Martin | VU/F/BETA/N&S/FM | WN.T037 | - |  |  |  | 1 | Differential Electrometer-Amplifier
EQ007104 |  | Spectrometer |  | Handheld Raman Spectrometer | NanoRAM | Slaman, Martin | VU/F/BETA/N&S/FM | WN.T037 | - |  |  |  | 1 | BWS456
EQ007103 |  | Impedance Analyzer |  | Consort Electrochemical Analyser | Consort | Slaman, Martin | VU/F/BETA/N&S/FM | WN.T037 | - |  |  |  | 1 | C6010
EQ007102 |  | pH Meter |  | pH Meter | Hanna Instruments | Slaman, Martin | VU/F/BETA/N&S/FM | WN.T037 | - |  |  |  | 1 | HI 991001
EQ007101 |  | Temperature Control Module |  | Warner Temperature Controller | Warner | Slaman, Martin | VU/F/BETA/N&S/FM | WN.T037 | - |  |  |  | 1 | TC-324C
EQ007100 |  | Centrifuge |  | Thermo Centrifuge | Thermo Fisher Scientific | Slaman, Martin | VU/F/BETA/N&S/FM | WN.T037 | - |  |  |  | 1 | ST16
EQ007099 |  | Centrifuge |  | Thermo Centrifuge | Thermo Fisher Scientific | Slaman, Martin | VU/F/BETA/N&S/FM | WN.T037 | - |  |  |  | 1 | Legend Micro 21
EQ007098 |  | Extension Cable |  | Extension Cable | VU | Slaman, Martin | VU/F/BETA/N&S/FM | WN.T037 | - |  |  |  | 1
EQ007097 |  | Syringe Pump |  | Syringe Pump | kd Scientific | Slaman, Martin | VU/F/BETA/N&S/FM | WN.T037 | - |  |  |  | 1 | 100
EQ007096 |  | Extension Cable |  | Extension Cable | VU | Slaman, Martin | VU/F/BETA/N&S/FM | WN.T037 | - |  |  |  | 1
EQ007095 |  | Power Supply |  | Power Supply | VU | Slaman, Martin | VU/F/BETA/N&S/FM | WN.T037 | - |  |  |  | 1 | MW4024F
EQ007094 |  | Generator |  | High Frequency Generator | Electro-Technic Products (ETP) | Slaman, Martin | VU/F/BETA/N&S/FM | WN.T037 | - |  |  |  | 1 | BD-20
EQ007093 |  | Centrifuge |  | Thermo Mini Centrifuge | Thermo Fisher Scientific | Slaman, Martin | VU/F/BETA/N&S/FM | WN.T037 | - |  |  |  | 1 | Sprout MySpin 6
EQ007092 |  | Syringe Pump |  | Syringe Pump | kd Scientific | Slaman, Martin | VU/F/BETA/N&S/FM | WN.T037 | - |  |  |  | 1 | LEGATO110
EQ007091 |  | Ice Machine |  | Saro Ice Maker | Saro | Slaman, Martin | VU/F/BETA/N&S/FM | WN.T037 | - |  |  |  | 1 | EB-15
EQ007090 |  | Heat sealer |  | Vacuum Bag Sealer | Koenic | Slaman, Martin | VU/F/BETA/N&S/FM | WN.T037 | - |  |  |  | 1 | KVS 3411 M
EQ007089 |  | Balance |  | Mettler Balance | Mettler (Toledo) | Slaman, Martin | VU/F/BETA/N&S/FM | WN.T037 | - |  |  |  | 1 | ME104
EQ007088 |  | Balance |  | Mettler Balance | Mettler (Toledo) | Slaman, Martin | VU/F/BETA/N&S/FM | WN.T037 | - |  |  |  | 1 | ME104
EQ007087 |  | Electronic Signal Processing Device |  | Bruker Nanoscope Controller | Bruker | Slaman, Martin | VU/F/BETA/N&S/FM | WN.U029 | - |  |  |  | 1 | NanoScope V
EQ007086 |  | Potentiostat |  | Bipotentiostat | Bruker | Slaman, Martin | VU/F/BETA/N&S/FM | WN.U029 | - |  |  |  | 1 | EC Bipotentiostat Box
EQ007085 |  | Extension Cable |  | Surge Protector | Tripp-Lite | Slaman, Martin | VU/F/BETA/N&S/FM | WN.U029 | - |  |  |  | 1 | Isobar Euro 4
EQ007084 | 000037 | Extension Cable |  | Extension Cable | Schaffner | Limburg, Rob | VU/F/BETA/TC/Electronica | WN.P043 | - |  |  |  | 1 | FR 312
EQ007083 |  | Electronic Signal Processing Device |  | Signal Access Module | Bruker | Slaman, Martin | VU/F/BETA/N&S/FM | WN.U029 | - |  |  |  | 1 | Signal Access Module III
EQ007082 | 001148 | Power/Energy Meter |  | VU Main Switch | VU | Slaman, Martin | VU/F/BETA/N&S/FM | WN.U029 | - |  |  |  | 1
EQ007081 |  | Microscope |  | Atomic Force Microscope | Bruker | Slaman, Martin | VU/F/BETA/N&S/FM | WN.U029 | - |  |  |  | 1 | Multimode 8-HR AFM
EQ007080 |  | Vibration Isolator |  | Vibration Isolator | Minus K | Slaman, Martin | VU/F/BETA/N&S/FM | WN.U029 | - |  |  |  | 1 | BM
EQ007079 |  | Light Source |  | Fiber Optic Illuminator | Fiber Lite | Slaman, Martin | VU/F/BETA/N&S/FM | WN.U029 | - |  |  |  | 1 | DC950H Bruker
EQ007078 |  | Power Supply |  | Power Supply | Monacor | Slaman, Martin | VU/F/BETA/N&S/FM | WN.U029 | - |  |  |  | 1 | PSS-5000
EQ007077 |  | Extension Cable |  | Extension Cable | VU | Slaman, Martin | VU/F/BETA/N&S/FM | WN.U029 | - |  |  |  | 1
EQ007076 |  | Adapter |  | Adapter | VU | Slaman, Martin | VU/F/BETA/N&S/FM | WN.U029 | - |  |  |  | 1
EQ007075 |  | Electronic Signal Processing Device |  | Bruker PicoAmp Boost Stage | Bruker | Slaman, Martin | VU/F/BETA/N&S/FM | WN.U029 | - |  |  |  | 1
EQ007074 |  | Extension Cable |  | Surge Protector | Tripp-Lite | Slaman, Martin | VU/F/BETA/N&S/FM | WN.U029 | - |  |  |  | 1 | Isobar Euro 4
EQ007073 |  | Computer |  | Bruker Computer | Bruker | Slaman, Martin | VU/F/BETA/N&S/FM | WN.U029 | - |  |  |  | 1
EQ007072 |  | Computer Monitor |  | HP Computer Monitor | Hewlett Packard (HP) | Slaman, Martin | VU/F/BETA/N&S/FM | WN.U029 | - |  |  |  | 1 | ZR30w
EQ007071 |  | Laminar Air Flow Cabinet |  | Air Flow Cabinet | VU | Slaman, Martin | VU/F/BETA/N&S/FM | WN.U029 | - |  |  |  | 1
EQ007070 |  | Extension Cable |  | Extension Cable | VU | Slaman, Martin | VU/F/BETA/N&S/FM | WN.U060 | - |  |  |  | 1
EQ007069 |  | Extension Cable |  | Surge Protected Power Strip | Sygonix | Slaman, Martin | VU/F/BETA/N&S/FM | WN.UK07 | - |  |  |  | 1
EQ007068 |  | Extension Cable |  | Surge Protected Power Strip | Sygonix | Slaman, Martin | VU/F/BETA/N&S/FM | WN.UK12 | - |  |  |  | 1
EQ007067 |  | Extension Cable |  | Surge Protected Power Strip | Sygonix | Slaman, Martin | VU/F/BETA/N&S/FM | WN.UK09 | - |  |  |  | 1
EQ007066 |  | Extension Cable |  | Surge Protected Power Strip | Sygonix | Slaman, Martin | VU/F/BETA/N&S/FM | WN.U060 | - |  |  |  | 1
EQ007065 |  | Electrical tool |  | Dremel Tool | Dremel | Slaman, Martin | VU/F/BETA/N&S/FM | WN.U060 | - |  |  |  | 1 | Model4000 (F013400046)
EQ007064 |  | Electrical tool |  | Welding Station | Weller | Slaman, Martin | VU/F/BETA/N&S/FM | WN.U060 | - |  |  |  | 1 | PU81
EQ007063 | 051644 | Computer |  | Lenovo Laptop | Lenovo | Slaman, Martin | VU/F/BETA/N&S/FM | WN.U060 | - |  |  |  | 1 | Thinkpad X1 Carbon (TP00109A)
EQ007062 |  | Multimeter |  | Keithley Multimeter | Keithley | Slaman, Martin | VU/F/BETA/N&S/FM | WN.U060 | - |  |  |  | 1 | Multimeter 2000
EQ007061 |  | Signal Generator |  | UNI-T Waveform Generator | UNI-T | Slaman, Martin | VU/F/BETA/N&S/FM | WN.U060 | - |  |  |  | 1 | UTG962E
EQ007060 |  | Adapter |  | Power Supply | MW | Slaman, Martin | VU/F/BETA/N&S/FM | WN.U060 | - |  |  |  | 1 | GE30I24-P1J
EQ007059 |  | Power Supply |  | Power Supply | XP Power | Slaman, Martin | VU/F/BETA/N&S/FM | WN.U060 | - |  |  |  | 1 | AEL15US05
EQ007058 |  | Power Supply |  | Delta Power Supply | Delta Elektronika | Slaman, Martin | VU/F/BETA/N&S/FM | WN.U060 | - |  |  |  | 1 | EST 150
EQ007057 | 001228 | Power Supply |  | Delta Power Supply | Delta Elektronika | Slaman, Martin | VU/F/BETA/N&S/FM | WN.U060 | - |  |  |  | 1 | ES 030-5
EQ007056 |  | Oscilloscope |  | Tektronix Oscilloscope | Tektronix | Slaman, Martin | VU/F/BETA/N&S/FM | WN.U060 | - |  |  |  | 1 | TBS1064
EQ007055 |  | LED Controller |  | Thorlabs LED Driver | Thorlabs | Slaman, Martin | VU/F/BETA/N&S/FM | WN.U060 | - |  |  |  | 1 | LEDD1B
EQ007054 |  | Adapter |  | Adapter | RS Pro (Components) | Slaman, Martin | VU/F/BETA/N&S/FM | WN.U060 | - |  |  |  | 1 | HNP40-240
EQ007053 | 009011 | Adapter |  | Adapter | MW | Slaman, Martin | VU/F/BETA/N&S/FM | WN.U060 | - |  |  |  | 1 | GS36E24-P1j
EQ007052 |  | Adapter |  | Adapter | MW | Slaman, Martin | VU/F/BETA/N&S/FM | WN.U060 | - |  |  |  | 1 | GE30I24-P1J
EQ007051 |  | Adapter |  | USB Adapter | VU | Slaman, Martin | VU/F/BETA/N&S/FM | WN.U060 | - |  |  |  | 1
EQ007050 |  | Adapter |  | Adapter | MW | Slaman, Martin | VU/F/BETA/N&S/FM | WN.U060 | - |  |  |  | 1 | GE30I24-P1J
EQ007049 | 007355 | Adapter |  | Adapter | HQ Power | Slaman, Martin | VU/F/BETA/N&S/FM | WN.U060 | - |  |  |  | 1 | P.SUP.NBT70H1
EQ007048 |  | Adapter |  | Voltcraft Adapter | Voltcraft | Slaman, Martin | VU/F/BETA/N&S/FM | WN.U060 | - |  |  |  | 1 | ESPS-1000-N
EQ007047 |  | Adapter |  | Voltcraft Adapter | Voltcraft | Slaman, Martin | VU/F/BETA/N&S/FM | WN.U060 | - |  |  |  | 1 | ESPS-1000-N
EQ007046 |  | Adapter |  | Voltcraft Adapter | Voltcraft | Slaman, Martin | VU/F/BETA/N&S/FM | WN.U060 | - |  |  |  | 1 | ESPS-1000-N
EQ007045 |  | Adapter |  | Voltcraft Adapter | Voltcraft | Slaman, Martin | VU/F/BETA/N&S/FM | WN.U060 | - |  |  |  | 1 | ESPS-1000-N
EQ007044 |  | Adapter |  | Voltcraft Adapter | Voltcraft | Slaman, Martin | VU/F/BETA/N&S/FM | WN.U060 | - |  |  |  | 1 | ESPS-1000-N
EQ007043 |  | pH Meter |  | pH simulator Electrofact | Electrofact | Limburg, Rob | VU/F/BETA/TC/Electronica | WN.P043 | - |  |  |  | 1 | Quicktest pH Type 32360
EQ007042 |  | Adapter |  | Adapter | HQ Power | Slaman, Martin | VU/F/BETA/N&S/FM | WN.U060 | - |  |  |  | 1 | P.SUP.NBT70H1
EQ007041 |  | Power Supply |  | Power Supply | Monacor | Slaman, Martin | VU/F/BETA/N&S/FM | WN.U060 | - |  |  |  | 1 | PSS-5000
EQ007040 |  | Electrical tool |  | RS Foot Switch | RS Pro (Components) | Slaman, Martin | VU/F/BETA/N&S/FM | WN.U060 | - |  |  |  | 1 | 316-901 (2582)
EQ007039 |  | Adapter |  | USB Adapter | VU | Slaman, Martin | VU/F/BETA/N&S/FM | WN.U060 | - |  |  |  | 1
EQ007038 |  | Data Acquisition Instrument |  | USB DAQ | Meilhaus Electronic (ME) | Slaman, Martin | VU/F/BETA/N&S/FM | WN.U060 | - |  |  |  | 1 | 1028FS
EQ007037 | 1 | Data Acquisition Instrument |  | USB DAQ | Measurement Computing | Slaman, Martin | VU/F/BETA/N&S/FM | WN.U060 | - |  |  |  | 1 | USB-TEMP-AI
EQ007036 | 2 | Data Acquisition Instrument |  | USB DAQ | Measurement Computing | Slaman, Martin | VU/F/BETA/N&S/FM | WN.U060 | - |  |  |  | 1 | USB-TEMP-AI
EQ007035 | 3 | Data Acquisition Instrument |  | USB DAQ | Measurement Computing | Slaman, Martin | VU/F/BETA/N&S/FM | WN.U060 | - |  |  |  | 1 | USB-TEMP-AI
EQ007034 | 4 | Data Acquisition Instrument |  | USB DAQ | Measurement Computing | Slaman, Martin | VU/F/BETA/N&S/FM | WN.U060 | - |  |  |  | 1 | USB-TEMP-AI
EQ007033 |  | Projector |  | Toshiba Projector | Toshiba | Slaman, Martin | VU/F/BETA/N&S/FM | WN.U060 | - |  |  |  | 0 | TLP670EF
EQ007032 |  | Relay box |  | Relay Box | VU | Slaman, Martin | VU/F/BETA/N&S/FM | WN.U060 | - |  |  |  | 1
EQ007031 |  | Connecting Unit |  | Connector Block | National Instruments | Slaman, Martin | VU/F/BETA/N&S/FM | WN.U060 | - |  |  |  | 1 | BNC-2120
EQ007030 |  | Extension Cable |  | Extension Cable | VU | Slaman, Martin | VU/F/BETA/N&S/FM | WN.U060 | - |  |  |  | 1
EQ007029 |  | Extension Cable |  | Extension Cable | VU | Slaman, Martin | VU/F/BETA/N&S/FM | WN.U060 | - |  |  |  | 1
EQ007028 |  | Extension Cable |  | Extension Cable | VU | Slaman, Martin | VU/F/BETA/N&S/FM | WN.U060 | - |  |  |  | 0
EQ007027 |  | Heat Gun |  | Steinel Heat Gun | Steinel | Slaman, Martin | VU/F/BETA/N&S/FM | WN.U060 | - |  |  |  | 1 | HG 2310 LCD (3483)
EQ007026 |  | Battery Charger |  | Battery Charger | Fujifilm | Slaman, Martin | VU/F/BETA/N&S/FM | WN.U060 | - |  |  |  | 1 | BC-100
EQ007025 |  | Adapter |  | Adapter | Fujifilm | Slaman, Martin | VU/F/BETA/N&S/FM | WN.U060 | - |  |  |  | 1
EQ007024 |  | Battery Charger |  | Quick Charger | Nikon | Slaman, Martin | VU/F/BETA/N&S/FM | WN.U060 | - |  |  |  | 0 | MH-18
EQ007023 |  | Battery Charger |  | Battery Charger | Panasonic | Slaman, Martin | VU/F/BETA/N&S/FM | WN.U060 | - |  |  |  | 0 | Lumix DE-A44
EQ007022 |  | Adapter |  | Adapter | Sony | Slaman, Martin | VU/F/BETA/N&S/FM | WN.U060 | - |  |  |  | 1
EQ007021 |  | Computer |  | HP Compaq Laptop | Hewlett Packard (HP) | Slaman, Martin | VU/F/BETA/N&S/FM | WN.U060 | - |  |  |  | 0 | Compaq Presario CQ58
EQ007020 |  | Extension Cable |  | Extension Cable | VU | Slaman, Martin | VU/F/BETA/N&S/FM | WN.U060 | - |  |  |  | 0
EQ007019 |  | Extension Cable |  | Extension Cable | VU | Slaman, Martin | VU/F/BETA/N&S/FM | WN.U060 | - |  |  |  | 1
EQ007018 |  | Camera |  | Imaging Source Camera | Imaging Source | Slaman, Martin | VU/F/BETA/N&S/FM | WN.U060 | - |  |  |  | 1 | Firewire 400 DBK41BF02
EQ007017 |  | 3D Printer |  | Ultimaker 3D Printer | Ultimaker | Slaman, Martin | VU/F/BETA/N&S/FM | WN.U060 | - |  |  |  | 1 | S3
EQ007016 |  | Printer |  | HP Printer | Hewlett Packard (HP) | Slaman, Martin | VU/F/BETA/N&S/FM | WN.U060 | - |  |  |  | 0 | deskjet 5150
EQ007015 |  | Laminator |  | Fellowes Laminator | Fellowes | Slaman, Martin | VU/F/BETA/N&S/FM | WN.U060 | - |  |  |  | 1 | Neptune 3 A3
EQ007014 | 049848 | Computer Monitor |  | Dell Computer Monitor | Dell | Slaman, Martin | VU/F/BETA/N&S/FM | WN.U060 | - |  |  |  | 1 | U2415b
EQ007013 | 049847 | Computer Monitor |  | Dell Computer Monitor | Dell | Slaman, Martin | VU/F/BETA/N&S/FM | WN.U060 | - |  |  |  | 1 | U2415b
EQ007012 | 053950 | Computer Monitor |  | Dell Computer Monitor | Dell | Slaman, Martin | VU/F/BETA/N&S/FM | WN.U060 | - |  |  |  | 1 | U2415b
EQ007011 | 049741 | Computer Monitor |  | Dell Computer Monitor | Dell | Slaman, Martin | VU/F/BETA/N&S/FM | WN.U060 | - |  |  |  | 1 | U2415b
EQ007010 | 054170 | Computer Monitor |  | Dell Computer Monitor | Dell | Slaman, Martin | VU/F/BETA/N&S/FM | WN.U060 | - |  |  |  | 1 | U2415b
EQ007009 | 030526 | Computer Monitor |  | HP Computer Monitor | Hewlett Packard (HP) | Slaman, Martin | VU/F/BETA/N&S/FM | WN.U060 | - |  |  |  | 1 | E231 Monitor
EQ007008 | 049151 | Computer |  | HP Computer | Hewlett Packard (HP) | Slaman, Martin | VU/F/BETA/N&S/FM | WN.U060 | - |  |  |  | 1 | EliteDesk 800 G4 TWR WS
EQ007007 | 036332 | Computer |  | HP Computer | Hewlett Packard (HP) | Slaman, Martin | VU/F/BETA/N&S/FM | WN.U060 | - |  |  |  | 1 | ProDesk 600 G2 MT
EQ007006 | 027099 | Computer |  | HP Computer | Hewlett Packard (HP) | Slaman, Martin | VU/F/BETA/N&S/FM | WN.U060 | - |  |  |  | 1 | ProDesk 600 G1 TWR
EQ007005 | 033060 | Computer |  | HP Computer | Hewlett Packard (HP) | Slaman, Martin | VU/F/BETA/N&S/FM | WN.U060 | - |  |  |  | 1 | ProDesk 600 G1 TWR
EQ007004 | 037169 | Computer |  | HP Computer | Hewlett Packard (HP) | Slaman, Martin | VU/F/BETA/N&S/FM | WN.U060 | - |  |  |  | 1 | ProDesk 600 G2 MT
EQ007003 | 032230 | Computer |  | HP Computer | Hewlett Packard (HP) | Slaman, Martin | VU/F/BETA/N&S/FM | WN.U060 | - |  |  |  | 1 | ProDesk 600 G1 TWR
EQ007002 |  | Boiler |  | Daalderop Boiler | Daalderop (itho) | Slaman, Martin | VU/F/BETA/N&S/FM | WN.U060 | - |  |  |  | 1 | Close-In 10L
EQ007001 |  | Boiler |  | Water Cooker | Siemens | Slaman, Martin | VU/F/BETA/N&S/FM | WN.U060 | - |  |  |  | 1 | Series 30
EQ007000 |  | Coffee machine |  | Coffee Machine | DeLonghi | Slaman, Martin | VU/F/BETA/N&S/FM | WN.U060 | - |  |  |  | 1
EQ006999 |  | Grinder |  | Coffee Grinder | DeLonghi | Slaman, Martin | VU/F/BETA/N&S/FM | WN.U060 | - |  |  |  | 1
EQ006998 |  | Fan |  | Inventum Fan | Inventum | Slaman, Martin | VU/F/BETA/N&S/FM | WN.U060 | - |  |  |  | 0 | Turbox30
EQ006997 |  | Coffee machine |  | Coffee Machine | Bosch | Slaman, Martin | VU/F/BETA/N&S/FM | WN.U060 | - |  |  |  | 1
EQ006996 |  | Microwave oven |  | LG Microwave | LG | Slaman, Martin | VU/F/BETA/N&S/FM | WN.U060 | - |  |  |  | 1 | intellowave
EQ006995 |  | Extension Cable |  | Extension Cable | VU | Slaman, Martin | VU/F/BETA/N&S/FM | WN.Sk00 | - |  |  |  | 1
EQ006994 |  | Extension Cable |  | Extension Cable | VU | Slaman, Martin | VU/F/BETA/N&S/FM | WN.Sk00 | - |  |  |  | 1
EQ006993 |  | Extension Cable |  | Extension Cable | VU | Slaman, Martin | VU/F/BETA/N&S/FM | WN.Sk00 | - |  |  |  | 1
EQ006992 |  | Extension Cable |  | Extension Cable | VU | Slaman, Martin | VU/F/BETA/N&S/FM | WN.Sk00 | - |  |  |  | 1
EQ006991 |  | Extension Cable |  | Extension Cable | VU | Slaman, Martin | VU/F/BETA/N&S/FM | WN.Sk00 | - |  |  |  | 1
EQ006990 |  | Extension Cable |  | Extension Cable | VU | Slaman, Martin | VU/F/BETA/N&S/FM | WN.Sk00 | - |  |  |  | 1
EQ006989 |  | Power Supply |  | MW Power Supply | MW | Slaman, Martin | VU/F/BETA/N&S/FM | WN.Sk00 | - |  |  |  | 1 | MDR-20/24
EQ006988 |  | Cooling Unit |  | Koolance Cooler | Koolance | Slaman, Martin | VU/F/BETA/N&S/FM | WN.Sk00 | - |  |  |  | 1 | LCS-1
EQ006987 |  | Temperature Control Module |  | Warner Temperature Controller | Warner | Slaman, Martin | VU/F/BETA/N&S/FM | WN.Sk00 | - |  |  |  | 1 | CL-100C-18517
EQ006986 |  | Projector |  | Braun Projector | Braun | Slaman, Martin | VU/F/BETA/N&S/FM | WN.Sk00 | - |  |  |  | 1 | E 130
EQ006985 |  | Valve Driver |  | 300V Solenoid Driver | Elektronica Bèta | Beyer, Maximilian | VU/F/BETA/N&S/AML/2864G | WN.KA133 | - |  |  |  | 1 | 300V Solenoid Driver
EQ006984 |  | Oscilloscope |  | Tektronix Oscilloscope | Tektronix | Slaman, Martin | VU/F/BETA/N&S/FM | WN.Sk00 | - |  |  |  | 1 | TBS1064
EQ006983 |  | Oscilloscope |  | Tektronix Oscilloscope | Tektronix | Slaman, Martin | VU/F/BETA/N&S/FM | WN.Sk00 | - |  |  |  | 1 | TDS1001B
EQ006982 |  | Power Supply |  | Power Supply | VU | Slaman, Martin | VU/F/BETA/N&S/FM | WN.Sk00 | - |  |  |  | 1
EQ006981 | 002675 | Lamp |  | Alarm Light | Moflash | Slaman, Martin | VU/F/BETA/N&S/FM | WN.Sk00 | - |  |  |  | 1 | X195-05WH-02FA
EQ006980 |  | Laser Controller Unit |  | Solenoid Interface | VU | Slaman, Martin | VU/F/BETA/N&S/FM | WN.Sk00 | - |  |  |  | 1
EQ006979 |  | Thermometer |  | Mikron Thermometer | Mikron | Slaman, Martin | VU/F/BETA/N&S/FM | WN.Sk00 | - |  |  |  | 1 | M90-UN
EQ006978 |  | Power Supply |  | Power Supply | XP Power | Slaman, Martin | VU/F/BETA/N&S/FM | WN.Sk00 | - |  |  |  | 1
EQ006977 |  | Computer Monitor |  | Dell Computer Monitor | Dell | Slaman, Martin | VU/F/BETA/N&S/FM | WN.Sk00 | - |  |  |  | 1 | 1707FPc
EQ006976 |  | Power Supply |  | Power Supply | VU | Slaman, Martin | VU/F/BETA/N&S/FM | WN.Sk00 | - |  |  |  | 1 | 800 S 43
EQ006975 |  | Power Supply |  | Hamamatsu Power Supply | Hamamatsu | Slaman, Martin | VU/F/BETA/N&S/FM | WN.Sk00 | - |  |  |  | 1 | C10709
EQ006974 |  | Extension Cable |  | USB Switch | Cleware | Slaman, Martin | VU/F/BETA/N&S/FM | WN.Sk00 | - |  |  |  | 1 | USB Switch 3
EQ006973 |  | Extension Cable |  | USB Switch | Cleware | Slaman, Martin | VU/F/BETA/N&S/FM | WN.Sk00 | - |  |  |  | 1 | USB Switch 3
EQ006972 |  | Hot Plate |  | Velp Hot plate/stirrer | Velp | Slaman, Martin | VU/F/BETA/N&S/FM | WN.Sk00 | - |  |  |  | 1 | AREC.X System with VTF
EQ006971 |  | Relay box |  | Relay Box | VU | Slaman, Martin | VU/F/BETA/N&S/FM | WN.Sk00 | - |  |  |  | 1
EQ006970 |  | Power Supply |  | Power Supply | VU | Slaman, Martin | VU/F/BETA/N&S/FM | WN.Sk00 | - |  |  |  | 1
EQ006969 |  | Extension Cable |  | USB Switch | Cleware | Slaman, Martin | VU/F/BETA/N&S/FM | WN.Sk00 | - |  |  |  | 1 | USB Switch 3
EQ006968 |  | Connecting Unit |  | Connector Block | National Instruments | Slaman, Martin | VU/F/BETA/N&S/FM | WN.Sk00 | - |  |  |  | 1 | BNC-2120
EQ006967 |  | Connecting Unit |  | Connector Block | National Instruments | Slaman, Martin | VU/F/BETA/N&S/FM | WN.Sk00 | - |  |  |  | 1 | BNC-2120
EQ006966 |  | Motion Controller/Driver |  | Stepper Motor Controller | VU | Slaman, Martin | VU/F/BETA/N&S/FM | WN.Sk00 | - |  |  |  | 1
EQ006965 |  | Amplifier |  | SRS Preamp | Stanford Research Systems (SRS) | Slaman, Martin | VU/F/BETA/N&S/FM | WN.Sk00 | - |  |  |  | 1 | SR552
EQ006964 |  | Amplifier |  | SRS Summing Amplifier | Stanford Research Systems (SRS) | Slaman, Martin | VU/F/BETA/N&S/FM | WN.Sk00 | - |  |  |  | 1 | SIM980
EQ006963 |  | Transformer |  | PAR Transformer | Princeton Applied Research (PAR) | Slaman, Martin | VU/F/BETA/N&S/FM | WN.Sk00 | - |  |  |  | 1 | Model 190
EQ006962 |  | Transformer |  | PAR Transformer | Princeton Applied Research (PAR) | Slaman, Martin | VU/F/BETA/N&S/FM | WN.Sk00 | - |  |  |  | 1 | Model 190
EQ006961 | RWD2 | Stereotact |  | Surgery stereotact | RWD Life science CO | Loo, RJ van der | VU/F/BETA/CNCR/MCN | WN.B238 | - |  |  |  | 1
EQ006960 |  | Amplifier |  | SRS Preamp | Stanford Research Systems (SRS) | Slaman, Martin | VU/F/BETA/N&S/FM | WN.Sk00 | - |  |  |  | 1 | SR552
EQ006959 |  | Coffee machine |  | Coffee Machine | Bravilor Bonamat | Slaman, Martin | VU/F/BETA/N&S/FM | WN.Sk00 | - |  |  |  | 1 | Mondo 2-021
EQ006958 |  | 3D Printer |  | Creality 3D printer | Creality | Slaman, Martin | VU/F/BETA/N&S/FM | WN.Sk00 | - |  |  |  | 1 | Ender 3 V2
EQ006957 |  | Hot Plate |  | Velp Hot plate/stirrer | Velp | Slaman, Martin | VU/F/BETA/N&S/FM | WN.Sk00 | - |  |  |  | 1 | F20500061
EQ006956 |  | Current Clamp |  | AC/DC Current Clamp Adapter 200A, 1kA | PeakTech | Limburg, Rob | VU/F/BETA/TC/Electronica | WN.P043 | - |  |  |  | 1 | 4300
EQ006955 |  | Adapter |  | Power Supply/Adapter | VU | Slaman, Martin | VU/F/BETA/N&S/FM | WN.Sk00 | - |  |  |  | 1
EQ006954 |  | Adapter |  | Power Supply/Adapter | VU | Slaman, Martin | VU/F/BETA/N&S/FM | WN.Sk00 | - |  |  |  | 1
EQ006953 |  | Current Clamp |  | Current probe AC 1kA | TestLab | Limburg, Rob | VU/F/BETA/TC/Electronica | WN.P043 | - |  |  |  | 1 | M265
EQ006952 |  | Adapter |  | Power Supply/Adapter | VU | Slaman, Martin | VU/F/BETA/N&S/FM | WN.Sk00 | - |  |  |  | 1
EQ006951 |  | Current Clamp |  | Current clamp Fluke 80I-600 | Fluke | Limburg, Rob | VU/F/BETA/TC/Electronica | WN.P043 | - |  |  |  | 1 | 80I-600
EQ006950 |  | Adapter |  | Power Supply/Adapter | VU | Slaman, Martin | VU/F/BETA/N&S/FM | WN.Sk00 | - |  |  |  | 1
EQ006949 |  | Adapter |  | Power Supply/Adapter | VU | Slaman, Martin | VU/F/BETA/N&S/FM | WN.Sk00 | - |  |  |  | 1
EQ006948 |  | Adapter |  | Power Supply/Adapter | VU | Slaman, Martin | VU/F/BETA/N&S/FM | WN.Sk00 | - |  |  |  | 1
EQ006947 |  | Adapter |  | Power Supply/Adapter | VU | Slaman, Martin | VU/F/BETA/N&S/FM | WN.Sk00 | - |  |  |  | 1
EQ006946 |  | Coffee machine |  | Coffee Machine | Braun | Limburg, Rob | VU/F/BETA/TC/Electronica | WN.P043 | - |  |  |  | 1 | KF501TI
EQ006945 |  | Adapter |  | 10A current shunt | Fluke | Limburg, Rob | VU/F/BETA/TC/Electronica | WN.P043 | - |  |  |  | 1 | Model 80J-10
EQ006944 | 33-0822 Neurofysiologie | Multimeter |  | Unigor 3s | Goerz Electro | Limburg, Rob | VU/F/BETA/CNCR/2967 | WN.P043 | - |  |  |  | 1 | Unigor 3s
EQ006943 |  | Digital Indicator |  | Schuifmaat Mitutoyo CD-15D | Mitutoyo | Limburg, Rob | VU/F/BETA/TC/Electronica | WN.P043 | - |  |  |  | 1 | CD-15D
EQ006942 |  | Adapter |  | Power Supply/Adapter | VU | Slaman, Martin | VU/F/BETA/N&S/FM | WN.Sk00 | - |  |  |  | 1
EQ006941 |  | Adapter |  | Power Supply/Adapter | VU | Slaman, Martin | VU/F/BETA/N&S/FM | WN.Sk00 | - |  |  |  | 1
EQ006940 | Binoc ID 15 AAW | Microscope |  | Microscope | Olympus | Peeters, Frank | VU/F/BETA/AW/AEK | WN.F346 | - |  |  |  | 1 | SZ 4045
EQ006939 |  | Computer |  | Power Mac G5 + Monitor + Keyboard | Apple | Peeters, Frank | VU/F/BETA/AW/AEK | WN.F346 | - |  |  |  | 1 | Microscope
EQ006938 |  | Adapter |  | Power Supply/Adapter | VU | Slaman, Martin | VU/F/BETA/N&S/FM | WN.Sk00 | - |  |  |  | 1
EQ006937 |  | Microscope |  | Microscope | Olympus | Peeters, Frank | VU/F/BETA/AW/AEK | WN.F346 | - |  |  |  | 1 | SZ
EQ006936 | Binoc ID 21 AAW | Microscope |  | Microscope | Olympus | Peeters, Frank | VU/F/BETA/AW/AEK | WN.F346 | - |  |  |  | 1 | SZ
EQ006935 |  | Adapter |  | Power Supply/Adapter | VU | Slaman, Martin | VU/F/BETA/N&S/FM | WN.Sk00 | - |  |  |  | 1
EQ006934 |  | Cold light source |  | Micoscope Light | Leica | Peeters, Frank | VU/F/BETA/AW/AEK | WN.F346 | - |  |  |  | 1 | CLS 150 X 30111350
EQ006933 |  | Adapter |  | Power Supply/Adapter | VU | Slaman, Martin | VU/F/BETA/N&S/FM | WN.Sk00 | - |  |  |  | 1
EQ006932 |  | Adapter |  | Power Supply/Adapter | VU | Slaman, Martin | VU/F/BETA/N&S/FM | WN.Sk00 | - |  |  |  | 1
EQ006931 |  | Safety Tester |  | Safety Tester | GMC Instruments | Limburg, Rob | VU/F/BETA/TC/Electronica | WN.P043 | - |  |  |  | 1 | Secutest 0701/0702S
EQ006930 |  | Safety Tester |  | Safety Tester | GMC Instruments | Limburg, Rob | VU/F/BETA/TC/Electronica | WN.P043 | - |  |  |  | 1 | Secutest SIII
EQ006929 |  | Adapter |  | Power Supply/Adapter | VU | Slaman, Martin | VU/F/BETA/N&S/FM | WN.Sk00 | - |  |  |  | 1
EQ006928 |  | Adapter |  | Power Supply/Adapter | VU | Slaman, Martin | VU/F/BETA/N&S/FM | WN.Sk00 | - |  |  |  | 1
EQ006927 |  | Adapter |  | Power Supply/Adapter | VU | Slaman, Martin | VU/F/BETA/N&S/FM | WN.Sk00 | - |  |  |  | 1
EQ006926 |  | Grill |  | Minute grill | Tefal | Limburg, Rob | VU/F/BETA/TC/Electronica | WN.P043 | - |  |  |  | 1 | 6670 s1
EQ006925 |  | Extension Cable |  | Switch | VU | Slaman, Martin | VU/F/BETA/N&S/FM | WN.Sk00 | - |  |  |  | 1
EQ006924 |  | Power Supply |  | HV-Amp 100V | VU | Slaman, Martin | VU/F/BETA/N&S/FM | WN.Sk00 | - |  |  |  | 1
EQ006923 |  | Power Supply |  | Aansluitkast + voeding - fotodetector | VU | Slaman, Martin | VU/F/BETA/N&S/FM | WN.Sk00 | - |  |  |  | 1
EQ006922 |  | Motion Controller/Driver |  | Thorlabs Controller | Thorlabs | Slaman, Martin | VU/F/BETA/N&S/FM | WN.Sk00 | - |  |  |  | 1 | BSC103
EQ006921 | 006056 | Power Supply |  | Adapter | HQ Power | Slaman, Martin | VU/F/BETA/N&S/FM | WN.Sk00 | - |  |  |  | 1
EQ006920 |  | Hydrogen Leak Detector |  | Hydrogen Leak Detector | Sensistor | Slaman, Martin | VU/F/BETA/N&S/FM | WN.Sk00 | - |  |  |  | 1 | H2000
EQ006919 |  | Vacuum Pump |  | Edwards Vacuum Pump | Edwards | Slaman, Martin | VU/F/BETA/N&S/FM | WN.Sk00 | - |  |  |  | 1 | nXDS10i
EQ006918 |  | Impedance Analyzer |  | ZI Impedance Analyzer | Zurich Instruments | Slaman, Martin | VU/F/BETA/N&S/FM | WN.Sk00 | - |  |  |  | 1 | MFIA
EQ006917 |  | Transformer |  | Filec Transformer | Filec | Slaman, Martin | VU/F/BETA/N&S/FM | WN.Sk00 | - |  |  |  | 1 | 2422-529-00007
EQ006916 |  | Amplifier |  | SRS Lock-In Amplifier | Stanford Research Systems (SRS) | Slaman, Martin | VU/F/BETA/N&S/FM | WN.Sk00 | - |  |  |  | 1 | SR830
EQ006915 |  | Laser Controller Unit |  | SoftdB Controller | Soft dB | Slaman, Martin | VU/F/BETA/N&S/FM | WN.Sk00 | - |  |  |  | 1 | MK3-PLL
EQ006914 |  | Amplifier |  | Scitec Amplifier | Scitec | Slaman, Martin | VU/F/BETA/N&S/FM | WN.Sk00 | - |  |  |  | 1 | 450DV2
EQ006913 |  | Electric Motor |  | Papst Motor | Papst | Slaman, Martin | VU/F/BETA/N&S/FM | WN.Sk00 | - |  |  |  | 1 | KLM 50.75-4-110D
EQ006912 |  | Motion Controller/Driver |  | MW Stage Controller | Märzhäuser Wetzlar (MW) | Slaman, Martin | VU/F/BETA/N&S/FM | WN.Sk00 | - |  |  |  | 1 | STM 3
EQ006911 |  | Motion Controller/Driver |  | MW Stage Controller | Märzhäuser Wetzlar (MW) | Slaman, Martin | VU/F/BETA/N&S/FM | WN.Sk00 | - |  |  |  | 1 | STM 3
EQ006910 |  | Capacitance Bridge |  | AH Capacitance Bridge | Andeen-Hagerling (AH) | Slaman, Martin | VU/F/BETA/N&S/FM | WN.Sk00 | - |  |  |  | 1 | AH2700A
EQ006909 |  | Nanoposition Controller |  | Kopf Stereotaxic Instrument | Kopf | Slaman, Martin | VU/F/BETA/N&S/FM | WN.Sk00 | - |  |  |  | 1 | 940-A
EQ006908 |  | Power Supply |  | Delta Power Supply | Delta Elektronika | Slaman, Martin | VU/F/BETA/N&S/FM | WN.Sk00 | - |  |  |  | 1 | E0300-0.1
EQ006907 |  | Laser | 0 | NEC Laser | Nec | Slaman, Martin | VU/F/BETA/N&S/FM | WN.Sk00 | - |  |  |  | 1 | GLG5092
EQ006906 |  | Power Supply |  | Delta Power Supply | Delta Elektronika | Slaman, Martin | VU/F/BETA/N&S/FM | WN.Sk00 | - |  |  |  | 1 | ES 030-5
EQ006905 | 001374 | Power Supply |  | Delta Power Supply | Delta Elektronika | Slaman, Martin | VU/F/BETA/N&S/FM | WN.Sk00 | - |  |  |  | 1 | ES 030-5
EQ006904 | 003281 | Power Supply |  | Delta Power Supply | Delta Elektronika | Slaman, Martin | VU/F/BETA/N&S/FM | WN.Sk00 | - |  |  |  | 1 | ES 030-5
EQ006903 | 001581 | Power Supply |  | Power Supply EST-150 | Delta Elektronika | Limburg, Rob | VU/F/BETA/TC/Electronica | WN.P043 | - |  |  |  | 1 | EST 150
EQ006902 | 001146 | Power Supply |  | Delta Power Supply | Delta Elektronika | Slaman, Martin | VU/F/BETA/N&S/FM | WN.Sk00 | - |  |  |  | 1 | E018-0.6D
EQ006901 |  | Frequency counter |  | Agilent Frequency Counter | Agilent | Slaman, Martin | VU/F/BETA/N&S/FM | WN.Sk00 | - |  |  |  | 1 | 53230A
EQ006900 | 007902 | Signal Generator |  | Keithley Waveform Generator | Keithley | Slaman, Martin | VU/F/BETA/N&S/FM | WN.Sk00 | - |  |  |  | 1 | LXI 3390
EQ006899 |  | Multimeter |  | Keithley Multimeter | Keithley | Slaman, Martin | VU/F/BETA/N&S/FM | WN.Sk00 | - |  |  |  | 1 | Multimeter 2000
EQ006898 | 002333 | Multimeter |  | Keithley Multimeter | Keithley | Slaman, Martin | VU/F/BETA/N&S/FM | WN.Sk00 | - |  |  |  | 1 | Multimeter 2000
EQ006897 |  | Multimeter |  | Keithley Multimeter | Keithley | Slaman, Martin | VU/F/BETA/N&S/FM | WN.Sk00 | - |  |  |  | 1 | Multimeter 2000
EQ006896 | 001783 | Multimeter |  | Keithley Multimeter | Keithley | Slaman, Martin | VU/F/BETA/N&S/FM | WN.Sk00 | - |  |  |  | 1 | Multimeter 2000
EQ006895 |  | Multimeter |  | Keithley Multimeter | Keithley | Slaman, Martin | VU/F/BETA/N&S/FM | WN.Sk00 | - |  |  |  | 1 | Multimeter 2000
EQ006894 | 0012828 | Multimeter |  | Keithley Multimeter | Keithley | Slaman, Martin | VU/F/BETA/N&S/FM | WN.Sk00 | - |  |  |  | 1 | Multimeter 2000
EQ006893 | 002353 | Multimeter |  | Keithley Multimeter | Keithley | Slaman, Martin | VU/F/BETA/N&S/FM | WN.Sk00 | - |  |  |  | 1 | Multimeter 2000
EQ006892 | 002288 | Multimeter |  | Keithley Multimeter | Keithley | Slaman, Martin | VU/F/BETA/N&S/FM | WN.Sk00 | - |  |  |  | 1 | Multimeter 2000
EQ006891 | 001229 | Multimeter |  | Keithley Multimeter | Keithley | Slaman, Martin | VU/F/BETA/N&S/FM | WN.Sk00 | - |  |  |  | 1 | Multimeter 2000
EQ006890 |  | Vacuum Pump |  | Edwards Vacuum Pump | Edwards | Slaman, Martin | VU/F/BETA/N&S/FM | WN.Sk00 | - |  |  |  | 1 | RV5
EQ006889 | 002359 | Vacuum Pump |  | LS Vacuum Pump | Leroy Somer (LS) | Slaman, Martin | VU/F/BETA/N&S/FM | WN.Sk00 | - |  |  |  | 1 | LS80PR/T
EQ006888 |  | Vacuum Pump |  | Leybold Vacuum Pump | Leybold | Slaman, Martin | VU/F/BETA/N&S/FM | WN.Sk00 | - |  |  |  | 1 | Trivac D4B
EQ006887 | 001779 | Power Supply |  | Delta Power Supply | Delta Elektronika | Slaman, Martin | VU/F/BETA/N&S/FM | WN.Sk00 | - |  |  |  | 1 | SM7020-D
EQ006886 | 001779 | Power Supply |  | Delta Power Supply | Delta Elektronika | Slaman, Martin | VU/F/BETA/N&S/FM | WN.Sk00 | - |  |  |  | 1 | SM7020-D
EQ006885 |  | Vacuum Pump |  | KNF Vacuum Pump | KNF | Slaman, Martin | VU/F/BETA/N&S/FM | WN.Sk00 | - |  |  |  | 1 | Laboport N96
EQ006884 |  | Vacuum Pump |  | Vacuubrand Vacuum Pump | Vacuubrand | Slaman, Martin | VU/F/BETA/N&S/FM | WN.Sk00 | - |  |  |  | 1 | ME 1C
EQ006883 | 001122 | Vacuum Pump |  | KNF Vacuum Pump | KNF | Slaman, Martin | VU/F/BETA/N&S/FM | WN.Sk00 | - |  |  |  | 1 | Miniport N79 KN.18
EQ006882 | 001123 | Vacuum Pump |  | KNF Vacuum Pump | KNF | Slaman, Martin | VU/F/BETA/N&S/FM | WN.Sk00 | - |  |  |  | 1 | Miniport N75 KN.48
EQ006881 |  | Speakers |  | Dell Speakers | Dell | Slaman, Martin | VU/F/BETA/N&S/FM | WN.Sk00 | - |  |  |  | 1
EQ006880 | 026453 | Computer |  | HP Computer | Hewlett Packard (HP) | Slaman, Martin | VU/F/BETA/N&S/FM | WN.Sk00 | - |  |  |  | 1 | Compaq Elite 8300 CMT
EQ006879 | 026833 | Computer |  | HP Computer | Hewlett Packard (HP) | Slaman, Martin | VU/F/BETA/N&S/FM | WN.Sk00 | - |  |  |  | 1 | Compaq Elite 8300 CMT
EQ006878 | 038327 | Computer |  | HP Computer | Hewlett Packard (HP) | Slaman, Martin | VU/F/BETA/N&S/FM | WN.Sk00 | - |  |  |  | 1 | ProDesk 600 G2 TWR
EQ006877 | 027081 | Computer |  | HP Computer | Hewlett Packard (HP) | Slaman, Martin | VU/F/BETA/N&S/FM | WN.Sk00 | - |  |  |  | 1 | ProDesk 600 G1 TWR
EQ006876 | 021331 | Computer |  | HP Computer | Hewlett Packard (HP) | Slaman, Martin | VU/F/BETA/N&S/FM | WN.Sk00 | - |  |  |  | 1 | Compaq Elite 8300 MT
EQ006875 |  | Power Supply |  | Corsair Power Supply | Corsair | Slaman, Martin | VU/F/BETA/N&S/FM | WN.Sk00 | - |  |  |  | 1 | CMPSU-1000HX
EQ006874 | 027080 | Computer |  | HP Computer | Hewlett Packard (HP) | Slaman, Martin | VU/F/BETA/N&S/FM | WN.Sk00 | - |  |  |  | 1 | ProDesk 600 G1 TWR
EQ006873 | 026777 | Computer |  | HP Computer | Hewlett Packard (HP) | Slaman, Martin | VU/F/BETA/N&S/FM | WN.Sk00 | - |  |  |  | 1 | Compaq Elite 8300 CMT
EQ006872 | 031983 | Computer Monitor |  | HP Computer Monitor | Hewlett Packard (HP) | Slaman, Martin | VU/F/BETA/N&S/FM | WN.Sk00 | - |  |  |  | 1 | E231
EQ006871 | 026812 | Computer Monitor |  | HP Computer Monitor | Hewlett Packard (HP) | Slaman, Martin | VU/F/BETA/N&S/FM | WN.Sk00 | - |  |  |  | 1 | E231
EQ006870 |  | Laser Array |  | HPLT | WELL | Slaman, Martin | VU/F/BETA/N&S/FM | WN.Sk00 | - |  |  |  | 1 | 8602-100; HPLT500
EQ006869 |  | Power/Energy Meter |  | Series Power Readout/Supply | Brooks Instrument | Slaman, Martin | VU/F/BETA/N&S/FM | WN.Sk00 | - |  |  |  | 1 | 0254AB2B15A
EQ006868 |  | Motion Controller/Driver |  | Two Axis Stagecontroller | Deben Research | Slaman, Martin | VU/F/BETA/N&S/FM | WN.Sk00 | - |  |  |  | 1 | Sprite HR
EQ006867 |  | Vacuum Pump |  | Vacuum Pump | Heraeus | Slaman, Martin | VU/F/BETA/N&S/FM | WN.Sk00 | - |  |  |  | 1 | Trivac D4A
EQ006866 |  | Vacuum Pump |  | Vacuum Pump | Edwards | Slaman, Martin | VU/F/BETA/N&S/FM | WN.Sk00 | - |  |  |  | 1 | EMF-20
EQ006865 | 1 | Temperature Control Module |  | Evaporator Controller | VSW | Slaman, Martin | VU/F/BETA/N&S/FM | WN.Sk00 | - |  |  |  | 1 | KCS 10
EQ006864 | 3 | Temperature Control Module |  | Evaporator Controller | VSW | Slaman, Martin | VU/F/BETA/N&S/FM | WN.Sk00 | - |  |  |  | 1 | KCS 10
EQ006863 | 001212 | Router/Switch |  | Main Switch | VU | Slaman, Martin | VU/F/BETA/N&S/FM | WN.Sk00 | - |  |  |  | 1 | Hoofdschakelaar
EQ006862 | 002352 | Router/Switch |  | Main Switch | VU | Slaman, Martin | VU/F/BETA/N&S/FM | WN.Sk00 | - |  |  |  | 1 | Hoofdschakelaar
EQ006861 | 001151 | Router/Switch |  | Main Switch | VU | Slaman, Martin | VU/F/BETA/N&S/FM | WN.Sk00 | - |  |  |  | 1 | Hoofdschakelaar
EQ006860 |  | Vacuum Pump |  | Vacuum Pump | Pfeiffer | Slaman, Martin | VU/F/BETA/N&S/FM | WN.Sk00 | - |  |  |  | 1 | DUO
EQ006859 |  | Vacuum Pump |  | Vacuum Pump | Pfeiffer | Slaman, Martin | VU/F/BETA/N&S/FM | WN.Sk00 | - |  |  |  | 1 | MVP 015-4
EQ006858 |  | Valve Driver |  | Driven Valve Assembly | Mks (Technology for Productivity) | Slaman, Martin | VU/F/BETA/N&S/FM | WN.Sk00 | - |  |  |  | 1 | 245
EQ006857 |  | Electric Motor |  | Stepping Motor | Superior electric | Slaman, Martin | VU/F/BETA/N&S/FM | WN.Sk00 | - |  |  |  | 1 | M062-LS-560
EQ006856 | 002931 | Valve Driver |  | MKS Valve Driver | VU | Slaman, Martin | VU/F/BETA/N&S/FM | WN.Sk00 | - |  |  |  | 1 | MKS Valve Driver
EQ006855 |  | Pressure controller |  | Pressure Controller | Mks (Technology for Productivity) | Slaman, Martin | VU/F/BETA/N&S/FM | WN.Sk00 | - |  |  |  | 1 | 600 Series Pressure Controller
EQ006854 |  | Power/Energy Meter |  | Digital Supply and Readout | Mks (Technology for Productivity) | Slaman, Martin | VU/F/BETA/N&S/FM | WN.Sk00 | - |  |  |  | 1 | PR 4000
EQ006853 |  | Power/Energy Meter |  | Digital Supply and Readout | Mks (Technology for Productivity) | Slaman, Martin | VU/F/BETA/N&S/FM | WN.Sk00 | - |  |  |  | 1 | PR 4000
EQ006852 |  | Power/Energy Meter |  | Digital Supply and Readout | Mks (Technology for Productivity) | Slaman, Martin | VU/F/BETA/N&S/FM | WN.Sk00 | - |  |  |  | 1 | PR 4000
EQ006851 | EES 4201-1618 | Power/Energy Meter |  | Power Supply Digital Readout | Mks (Technology for Productivity) | Slaman, Martin | VU/F/BETA/N&S/FM | WN.Sk00 | - |  |  |  | 1 | Type 510
EQ006850 |  | Pressure controller |  | Pressure and Flow Controller | Mks (Technology for Productivity) | Slaman, Martin | VU/F/BETA/N&S/FM | WN.Sk00 | - |  |  |  | 1 | Type 250 Controller
EQ006849 |  | Power/Energy Meter |  | Digital Supply and Readout | Mks (Technology for Productivity) | Slaman, Martin | VU/F/BETA/N&S/FM | WN.Sk00 | - |  |  |  | 1 | PR 4000
EQ006848 | 001176 | Vacuum Gauge |  | Vacuum Gauge | Heraeus | Slaman, Martin | VU/F/BETA/N&S/FM | WN.Sk00 | - |  |  |  | 1 | Combitron CM 330
EQ006847 |  | Pressure controller |  | Exhaust Valve Controller | Mks (Technology for Productivity) | Slaman, Martin | VU/F/BETA/N&S/FM | WN.Sk00 | - |  |  |  | 1 | Type 252A
EQ006846 | 002450 | Vacuum Gauge |  | Vacuum Gauge | Heraeus | Slaman, Martin | VU/F/BETA/N&S/FM | WN.Sk00 | - |  |  |  | 1 | Combivac IT 230
EQ006845 | 001161 | Barometer |  | Pressure Gauge | VU | Slaman, Martin | VU/F/BETA/N&S/FM | WN.Sk00 | - |  |  |  | 1 | pirani opnemer
EQ006844 | FZ Julich ISG 4 | Power/Energy Meter |  | Power Supply Digital Readout | Mks (Technology for Productivity) | Slaman, Martin | VU/F/BETA/N&S/FM | WN.Sk00 | - |  |  |  | 1 | PDR-C-2C/SP
EQ006843 |  | Pressure controller |  | Pressure Controller | Mks (Technology for Productivity) | Slaman, Martin | VU/F/BETA/N&S/FM | WN.Sk00 | - |  |  |  | 1 | 600 Series Pressure Controller
EQ006842 |  | Vacuum Gauge |  | Vacuum Gauge | Heraeus | Slaman, Martin | VU/F/BETA/N&S/FM | WN.Sk00 | - |  |  |  | 1 | Combivac IT 20
EQ006841 |  | Vacuum Gauge |  | Vacuum Gauge | Heraeus | Slaman, Martin | VU/F/BETA/N&S/FM | WN.Sk00 | - |  |  |  | 1 | Thermovac TM 220S2
EQ006840 |  | Vacuum Gauge |  | Vacuum Gauge | Heraeus | Slaman, Martin | VU/F/BETA/N&S/FM | WN.Sk00 | - |  |  |  | 1 | Thermovac TM 220S2
EQ006839 |  | Deposition Monitor |  | Thickness / Rate Monitor | Caburn | Slaman, Martin | VU/F/BETA/N&S/FM | WN.Sk00 | - |  |  |  | 1 | FTM-100
EQ006838 |  | Deposition Monitor |  | Thickness / Rate Monitor | Sycon | Slaman, Martin | VU/F/BETA/N&S/FM | WN.Sk00 | - |  |  |  | 1 | STM-100
EQ006837 |  | Deposition Monitor |  | Thickness / Rate Monitor | Caburn | Slaman, Martin | VU/F/BETA/N&S/FM | WN.Sk00 | - |  |  |  | 1 | FTM-100
EQ006836 | 002027 | Vacuum Pump |  | Turbo Pump | Pfeiffer | Slaman, Martin | VU/F/BETA/N&S/FM | WN.Sk00 | - |  |  |  | 1 | TPU 330
EQ006835 |  | Vacuum Pump |  | Vacuum Pump | Heraeus | Slaman, Martin | VU/F/BETA/N&S/FM | WN.Sk00 | - |  |  |  | 1 | Turbovac 361
EQ006834 |  | Temperature Control Module |  | Intelligent Temperature Control | Oxford Instruments | Slaman, Martin | VU/F/BETA/N&S/FM | WN.Sk00 | - |  |  |  | 1 | ITC 503
EQ006833 |  | Temperature Control Module |  | Bakeout Heater Control | VU | Slaman, Martin | VU/F/BETA/N&S/FM | WN.Sk00 | - |  |  |  | 1
EQ006832 |  | Vacuum Pump |  | High Vacuum Pump | Heraeus | Slaman, Martin | VU/F/BETA/N&S/FM | WN.Sk00 | - |  |  |  | 1 | IUB0VAC 220 CF
EQ006831 |  | Vacuum Pump |  | Turbo Pump | Pfeiffer | Slaman, Martin | VU/F/BETA/N&S/FM | WN.Sk00 | - |  |  |  | 1 | TPU 330
EQ006830 | Spare For L.L. HVAC | Vacuum Pump |  | Turbo Pump | Pfeiffer | Slaman, Martin | VU/F/BETA/N&S/FM | WN.Sk00 | - |  |  |  | 1 | TMU 071 P
EQ006829 |  | Vacuum Pump |  | Turbo Pump | Pfeiffer | Slaman, Martin | VU/F/BETA/N&S/FM | WN.Sk00 | - |  |  |  | 1 | TPU 180HM
EQ006828 |  | Vacuum Gauge |  | TCP Drive Unit | Heraeus | Slaman, Martin | VU/F/BETA/N&S/FM | WN.Sk00 | - |  |  |  | 1 | RTP 300 RC
EQ006827 |  | Vacuum Gauge |  | Vacuum Controller Gauge | Heraeus | Slaman, Martin | VU/F/BETA/N&S/FM | WN.Sk00 | - |  |  |  | 1 | Penningvac PM 310
EQ006826 | GS | Vacuum Gauge |  | Vacuum Controller Gauge | Heraeus | Slaman, Martin | VU/F/BETA/N&S/FM | WN.Sk00 | - |  |  |  | 1 | Penningvac PM 310
EQ006825 |  | Pump Controller |  | Turbo Pump Controller | Heraeus | Slaman, Martin | VU/F/BETA/N&S/FM | WN.Sk00 | - |  |  |  | 1 | Turbotronik NT 20
EQ006824 | 002209; EVAP. CH. | Pump Controller |  | Turbo Pump Controller | Pfeiffer | Slaman, Martin | VU/F/BETA/N&S/FM | WN.Sk00 | - |  |  |  | 1 | TCP 310
EQ006823 | Pompset 2 | Pump Controller |  | Turbo Pump Controller | Pfeiffer | Slaman, Martin | VU/F/BETA/N&S/FM | WN.Sk00 | - |  |  |  | 1 | TCP 310
EQ006822 |  | Vacuum Gauge |  | Vacuum Pressure Gauge | Pfeiffer | Slaman, Martin | VU/F/BETA/N&S/FM | WN.Sk00 | - |  |  |  | 1 | TPG 300
EQ006821 |  | Pump Controller |  | Turbo Pump Controller | Pfeiffer | Slaman, Martin | VU/F/BETA/N&S/FM | WN.Sk00 | - |  |  |  | 1 | TCP 121
EQ006820 | STM | Pump Controller |  | Turbo Pump Controller | Pfeiffer | Slaman, Martin | VU/F/BETA/N&S/FM | WN.Sk00 | - |  |  |  | 1 | TCM 180
EQ006819 |  | Vacuum Gauge |  | Single Gauge | Pfeiffer | Slaman, Martin | VU/F/BETA/N&S/FM | WN.Sk00 | - |  |  |  | 1 | SingleGauge
EQ006818 |  | Vacuum Gauge |  | Single Gauge | Pfeiffer | Slaman, Martin | VU/F/BETA/N&S/FM | WN.Sk00 | - |  |  |  | 1 | SingleGauge
EQ006817 | Load Lock | Pump Controller |  | Turbo Pump Controller | Pfeiffer | Slaman, Martin | VU/F/BETA/N&S/FM | WN.Sk00 | - |  |  |  | 1 | DCU
EQ006816 |  | Pump Controller |  | Turbo Pump Controller | Pfeiffer | Slaman, Martin | VU/F/BETA/N&S/FM | WN.Sk00 | - |  |  |  | 1 | TCP015
EQ006815 | 001121 | Barometer |  | Pressure Gauge | VU | Slaman, Martin | VU/F/BETA/N&S/FM | WN.UK01A | - |  |  |  | 1
EQ006814 |  | Extension Cable |  | Extension Cable | VU | Slaman, Martin | VU/F/BETA/N&S/FM | WN.UK01A | - |  |  |  | 1
EQ006813 |  | Electrical tool |  | Mask Aligner | VU | Slaman, Martin | VU/F/BETA/N&S/FM | WN.UK01A | - |  |  |  | 1
EQ006812 |  | Hot Plate |  | Dual Hot Plate | VU | Slaman, Martin | VU/F/BETA/N&S/FM | WN.UK01A | - |  |  |  | 1 | VU Nat Lab
EQ006811 |  | Vacuum Pump |  | Vacuum Pump | KNF | Slaman, Martin | VU/F/BETA/N&S/FM | WN.UK01A | - |  |  |  | 1 | N86 Laboport
EQ006810 |  | Extension Cable |  | Extension Cable | VU | Slaman, Martin | VU/F/BETA/N&S/FM | WN.UK01A | - |  |  |  | 1
EQ006809 |  | Extension Cable |  | Extension Cable | VU | Slaman, Martin | VU/F/BETA/N&S/FM | WN.UK01A | - |  |  |  | 1
EQ006808 |  | Vacuum Pump |  | Vacuum Pump | Vacuubrand | Slaman, Martin | VU/F/BETA/N&S/FM | WN.UK01A | - |  |  |  | 1 | ME1C
EQ006807 | 46WUK1004 | Fan |  | Air Condition Unit | Airwell | Slaman, Martin | VU/F/BETA/N&S/FM | WN.UK01A | - |  |  |  | 1
EQ006806 | 001116 | Laminar Air Flow Cabinet |  | Laminar Air Flow Unit | Clean Air Technik | Slaman, Martin | VU/F/BETA/N&S/FM | WN.UK01A | - |  |  |  | 1 | CLF 360
EQ006805 |  | Extension Cable |  | Extension Cable | VU | Slaman, Martin | VU/F/BETA/N&S/FM | WN.UK01A | - |  |  |  | 1
EQ006804 | 001114 | Soldering Iron/Machine |  | Ball Bonder w/ Microscope | Mech-El Industries Inc. | Slaman, Martin | VU/F/BETA/N&S/FM | WN.UK01A | - |  |  |  | 1 | 907X
EQ006803 |  | Extension Cable |  | Extension Cable | Kaiser | Slaman, Martin | VU/F/BETA/N&S/FM | WN.UK01A | - |  |  |  | 1
EQ006802 |  | Extension Cable |  | Extension Cable Long | Ratio Serie | Slaman, Martin | VU/F/BETA/N&S/FM | WN.UK01A | - |  |  |  | 1 | MK Serie
EQ006801 |  | Camera |  | Color Vision Camera Module | Donpisha | Slaman, Martin | VU/F/BETA/N&S/FM | WN.UK01A | - |  |  |  | 1 | 3CCD
EQ006800 |  | Microscope |  | Microscope | Olympus | Slaman, Martin | VU/F/BETA/N&S/FM | WN.UK01A | - |  |  |  | 1
EQ006799 |  | Cold light source |  | Halogen Lamp | Olympus | Slaman, Martin | VU/F/BETA/N&S/FM | WN.UK01A | - |  |  |  | 1 | U-LH100L
EQ006798 | 0000269 | Cold light source |  | Fiber optic light source | Euromex | Slaman, Martin | VU/F/BETA/N&S/FM | WN.UK01A | - |  |  |  | 1 | EK-1
EQ006797 | 001214 | Power Supply |  | Microscope Power Supply | Olympus | Slaman, Martin | VU/F/BETA/N&S/FM | WN.UK01A | - |  |  |  | 1
EQ006796 | 021309 | Computer |  | PC HP | Hewlett Packard (HP) | Slaman, Martin | VU/F/BETA/N&S/FM | WN.UK01A | - |  |  |  | 1
EQ006795 | TFT364 | Computer Monitor |  | Computer Monitor | Philips | Slaman, Martin | VU/F/BETA/N&S/FM | WN.UK01A | - |  |  |  | 1 | 170B
EQ006794 |  | Telephone |  | Telephone | KPN | Slaman, Martin | VU/F/BETA/N&S/FM | WN.UK01A | - |  |  |  | 1 | 0180069
EQ006793 |  | Thermometer |  | Thermometer | Voltcraft | Slaman, Martin | VU/F/BETA/N&S/FM | WN.UK01A | - |  |  |  | 1 | PL-125-T2
EQ006792 |  | Electrical tool |  | Endoscope | Voltcraft | Slaman, Martin | VU/F/BETA/N&S/FM | WN.UK07 | - |  |  |  | 1 | BS-18HD/USB
EQ006791 |  | Electrical tool |  | Endoscope | Voltcraft | Slaman, Martin | VU/F/BETA/N&S/FM | WN.UK07 | - |  |  |  | 1 | BS-18HD/USB
EQ006790 |  | Electrical tool |  | Drill | Bosch | Slaman, Martin | VU/F/BETA/N&S/FM | WN.UK07 | - |  |  |  | 1 | PSB750RCE
EQ006789 |  | Electrical tool |  | Heat gun | Steinel | Slaman, Martin | VU/F/BETA/N&S/FM | WN.UK07 | - |  |  |  | 1 | HL2010E
EQ006788 |  | Electrical tool |  | Jigsaw | Bosch | Slaman, Martin | VU/F/BETA/N&S/FM | WN.UK07 | - |  |  |  | 1 | PST900PEL
EQ006787 |  | Vacuum Pump |  | Vacuum Pump | KNF | Slaman, Martin | VU/F/BETA/N&S/FM | WN.UK09 | - |  |  |  | 1
EQ006786 |  | Extension Cable |  | Extension Cable | VU | Slaman, Martin | VU/F/BETA/N&S/FM | WN.UK09 | - |  |  |  | 1
EQ006785 |  | X-ray |  | X-Ray Detector and Control Unit Beryllium Capture Window | Bruker | Slaman, Martin | VU/F/BETA/N&S/FM | WN.UK09 | - |  |  |  | 1
EQ006784 |  | Relay box |  | Relay box | VU | Slaman, Martin | VU/F/BETA/N&S/FM | WN.UK09 | - |  |  |  | 1
EQ006783 |  | Absorbance Detector |  | XRD | Bruker | Slaman, Martin | VU/F/BETA/N&S/FM | WN.UK09 | - |  |  |  | 1 | D8 Discover
EQ006782 | 002221 | Router/Switch |  | Power Switch | Leybold | Slaman, Martin | VU/F/BETA/N&S/FM | WN.UK09 | - |  |  |  | 1 | PT 150
EQ006781 |  | Spot UV irradiation unit |  | Spot UV irradiation unit | Ushio | Slaman, Martin | VU/F/BETA/N&S/FM | WN.UK09 | - |  |  |  | 1 | SP9
EQ006780 | 20 Nov 2012 | Computer |  | HSB CPU Board | VU | Slaman, Martin | VU/F/BETA/N&S/FM | WN.UK09 | - |  |  |  | 1
EQ006779 |  | Oscilloscope |  | Digital Storage Oscilloscope | Tektronix | Slaman, Martin | VU/F/BETA/N&S/FM | WN.UK09 | - |  |  |  | 1 | TDS2002C
EQ006778 |  | Pump Controller |  | Vacuum Gauge Controller | Leybold | Slaman, Martin | VU/F/BETA/N&S/FM | WN.UK09 | - |  |  |  | 1 | Combitron CM 330
EQ006777 | 3009034 | Light Source |  | Monochromatic light source | LOT | Slaman, Martin | VU/F/BETA/N&S/FM | WN.UK09 | - |  |  |  | 1 | LSN555
EQ006776 |  | Pump/Compressor |  | Turbomolecular Pump | Leybold | Slaman, Martin | VU/F/BETA/N&S/FM | WN.UK09 | - |  |  |  | 1 | Turbotronik NT 150/360 VH
EQ006775 | 009033 | Light Source |  | Optional shutter drive | LOT | Slaman, Martin | VU/F/BETA/N&S/FM | WN.UK09 | - |  |  |  | 1 | LSZ161/2
EQ006774 |  | Light Source |  | Arc Lamp Source | LOT | Slaman, Martin | VU/F/BETA/N&S/FM | WN.UK09 | - |  |  |  | 1 | LSE640
EQ006773 | 001178 | Spectrometer |  | Diffractometer | MRI (Materials Research Instruments) | Slaman, Martin | VU/F/BETA/N&S/FM | WN.UK09 | - |  |  |  | 1 | TCPU 2
EQ006772 |  | Light Source |  | Arc Lamp Source | LOT | Slaman, Martin | VU/F/BETA/N&S/FM | WN.UK09 | - |  |  |  | 1 | LSH601
EQ006771 | Photoconversion Materials VU | Generator |  | Generator | Bruker | Slaman, Martin | VU/F/BETA/N&S/FM | WN.UK09 | - |  |  |  | 1 | K760
EQ006770 | 30-0285 | Test Probe |  | EMC Test Antenna | General Electric | Limburg, Rob | VU/F/BETA/TC/Electronica | WN.P043 | - |  |  |  | 1 | 11CD3A1
EQ006769 |  | Vacuum Pump |  | Vacuum Pump | Vacuubrand | Slaman, Martin | VU/F/BETA/N&S/FM | WN.UK09 | - |  |  |  | 1 | MZ 2C NT
EQ006768 |  | Multimeter |  | Multimeter | Klaasing Electronics | Slaman, Martin | VU/F/BETA/N&S/FM | WN.UK09 | - |  |  |  | 1 | M-3610
EQ006767 |  | Extension Cable |  | Extension Cable | VU | Slaman, Martin | VU/F/BETA/N&S/FM | WN.UK09 | - |  |  |  | 1
EQ006766 |  | Light Source |  | LED Driver | Autolab | Slaman, Martin | VU/F/BETA/N&S/FM | WN.UK09 | - |  |  |  | 1 | LD80017
EQ006765 |  | Fan |  | Air Flow Unit | Carrier | Slaman, Martin | VU/F/BETA/N&S/FM | WN.UK09 | - |  |  |  | 1
EQ006764 |  | Connecting Unit |  | Connecting Box | VU | Slaman, Martin | VU/F/BETA/N&S/FM | WN.UK09 | - |  |  |  | 1
EQ006763 |  | Lamp |  | Lamp | Ikea | Slaman, Martin | VU/F/BETA/N&S/FM | WN.UK09 | - |  |  |  | 1 | A904
EQ006762 |  | Light Source |  | Fiber Optic Tungsten Halogen Light Source | OceanOptics | Slaman, Martin | VU/F/BETA/N&S/FM | WN.UK09 | - |  |  |  | 1 | HL-2000-FHSA
EQ006761 | TFT1039 | Computer Monitor |  | Computer Monitor | Hewlett Packard (HP) | Slaman, Martin | VU/F/BETA/N&S/FM | WN.UK09 | - |  |  |  | 1 | HP L1950g
EQ006760 | PCM-Martin | Computer |  | PC Dell | Dell | Slaman, Martin | VU/F/BETA/N&S/FM | WN.UK09 | - |  |  |  | 1 | Dimension 4800
EQ006759 | PCM-Martin | Computer |  | PC Dell | Dell | Slaman, Martin | VU/F/BETA/N&S/FM | WN.UK09 | - |  |  |  | 1 | Dimension 4800
EQ006758 |  | Laser |  | Scanning Probe Microscope | VU | Slaman, Martin | VU/F/BETA/N&S/FM | WN.UK09 | - |  |  |  | 1
EQ006757 |  | Extension Cable |  | Extension Cable | Kaiser | Slaman, Martin | VU/F/BETA/N&S/FM | WN.UK09 | - |  |  |  | 0
EQ006756 |  | Spectrometer |  | Spectrometer | OceanOptics | Slaman, Martin | VU/F/BETA/N&S/FM | WN.UK09 | - |  |  |  | 1 | HR4000CG-UV-NIR
EQ006755 | 002266 | Cold light source |  | Cold Light Illuminator | Euromex | Slaman, Martin | VU/F/BETA/N&S/FM | WN.UK09 | - |  |  |  | 1 | EK-1
EQ006754 | 001665 | Camera controller |  | Scanning Probe Microscope Controller | Digital Instruments, Vecco Metrology Group | Slaman, Martin | VU/F/BETA/N&S/FM | WN.UK09 | - |  |  |  | 1 | NanoScope IIIa
EQ006753 |  | Connecting Unit |  | Shielded Connector Block | National Instruments | Slaman, Martin | VU/F/BETA/N&S/FM | WN.UK09 | - |  |  |  | 1 | BNC-2120
EQ006752 |  | Computer Monitor |  | Computer Monitor Philips | Philips | Slaman, Martin | VU/F/BETA/N&S/FM | WN.UK09 | - |  |  |  | 1 | Brilliance 170P
EQ006751 |  | Lamp |  | Lamp | Massive | Slaman, Martin | VU/F/BETA/N&S/FM | WN.UK09 | - |  |  |  | 1
EQ006750 |  | Computer Monitor |  | Computer Monitor Dell | Dell | Slaman, Martin | VU/F/BETA/N&S/FM | WN.UK09 | - |  |  |  | 1
EQ006749 | 031553 | Computer |  | PCHP | Hewlett Packard (HP) | Slaman, Martin | VU/F/BETA/N&S/FM | WN.UK09 | - |  |  |  | 1 | ProDesk
EQ006748 | PCM-Martin | Computer |  | PC Digital Instruments | Digital Instruments, Vecco Metrology Group | Slaman, Martin | VU/F/BETA/N&S/FM | WN.UK09 | - |  |  |  | 1
EQ006747 |  | Computer Monitor |  | Computer Monitor | Dell | Slaman, Martin | VU/F/BETA/N&S/FM | WN.UK09 | - |  |  |  | 1
EQ006746 |  | Extension Cable |  | Extension Cable | Kaiser | Slaman, Martin | VU/F/BETA/N&S/FM | WN.UK07 | - |  |  |  | 0
EQ006745 |  | Extension Cable |  | Extension Cable | Brennenstuhl | Slaman, Martin | VU/F/BETA/N&S/FM | WN.UK07 | - |  |  |  | 1 | SL544DFI
EQ006744 |  | Extension Cable |  | Extension Cable | VU | Slaman, Martin | VU/F/BETA/N&S/FM | WN.UK07 | - |  |  |  | 1
EQ006743 |  | Extension Cable |  | Extension Cable | APSA | Slaman, Martin | VU/F/BETA/N&S/FM | WN.UK09 | - |  |  |  | 1 | Art-Nr. D7000
EQ006742 |  | Belt Sander |  | Belt Sander | Metabo | Slaman, Martin | VU/F/BETA/N&S/FM | WN.UK07 | - |  |  |  | 1 | BS 175
EQ006741 |  | Vacuum Cleaner |  | Vacuum Cleaner | Bosch | Slaman, Martin | VU/F/BETA/N&S/FM | WN.UK07 | - |  |  |  | 1 | EasyVac3
EQ006740 |  | Vacuum Cleaner |  | Vacuum Cleaner | Dyson | Slaman, Martin | VU/F/BETA/N&S/FM | WN.UK07 | - |  |  |  | 1 | DC08 Base
EQ006739 |  | Vacuum Cleaner |  | Vacuum Cleaner | Bosch | Slaman, Martin | VU/F/BETA/N&S/FM | WN.UK07 | - |  |  |  | 1 | EasyVac3
EQ006738 |  | Water Pump |  | Fluid Pump | Sterling Fluid Systems | Slaman, Martin | VU/F/BETA/N&S/FM | WN.UK07 | - |  |  |  | 1 | S0RI 2505
EQ006737 |  | Drill |  | Bench Drill | Bosch | Slaman, Martin | VU/F/BETA/N&S/FM | WN.UK07 | - |  |  |  | 1 | PBD40
EQ006736 | 39-8599 | Oven |  | Tube Oven | Heraeus | Slaman, Martin | VU/F/BETA/N&S/FM | WN.UK07 | - |  |  |  | 1 | ROR 2,5/30
EQ006735 |  | Fan |  | Fan | Kumtel | Slaman, Martin | VU/F/BETA/N&S/FM | WN.UK07 | - |  |  |  | 1 | KTF-180
EQ006734 |  | Microscope |  | Digital Microscope | Dremel | Slaman, Martin | VU/F/BETA/N&S/FM | WN.UK07 | - |  |  |  | 1 | AD 407
EQ006733 |  | Drill |  | Electric Drill | Dremel | Slaman, Martin | VU/F/BETA/N&S/FM | WN.UK07 | - |  |  |  | 1 | Model 3000
EQ006732 |  | Router/Switch |  | Main Switch | VU | Slaman, Martin | VU/F/BETA/N&S/FM | WN.UK07 | - |  |  |  | 1 | Hoofdschakelaar
EQ006731 | FZ Julich ISG 4 | Flow Controller |  | Flow Controller | VU | Slaman, Martin | VU/F/BETA/N&S/FM | WN.UK07 | - |  |  |  | 1
EQ006730 | 002010 | Extension Cable |  | Extension Cable | Kaiser | Slaman, Martin | VU/F/BETA/N&S/FM | WN.UK07 | - |  |  |  | 1
EQ006729 |  | Extension Cable |  | Extension Cable | APSA | Slaman, Martin | VU/F/BETA/N&S/FM | WN.UK07 | - |  |  |  | 1 | D 7000
EQ006728 |  | Oven |  | Tube Oven | Heraeus | Slaman, Martin | VU/F/BETA/N&S/FM | WN.UK07 | - |  |  |  | 1 | ROK 6 5/60
EQ006727 |  | Thermometer |  | Thermometer | Voltcraft | Slaman, Martin | VU/F/BETA/N&S/FM | WN.UK07 | - |  |  |  | 1 | PL-125-T2
EQ006726 | Use Timer; Solder Only | Soldering Iron/Machine |  | Solder Station | Weller | Slaman, Martin | VU/F/BETA/N&S/FM | WN.UK07 | - |  |  |  | 1 | WSD 81
EQ006725 | 002013 | Pump Controller |  | Thickness Monitor | Intellemetrics | Slaman, Martin | VU/F/BETA/N&S/FM | WN.UK07 | - |  |  |  | 1 | IL400
EQ006724 |  | Pump/Compressor |  | Turbomolecular Pump | Leybold | Slaman, Martin | VU/F/BETA/N&S/FM | WN.UK07 | - |  |  |  | 1 | Turbotronik NT 150/360
EQ006723 | 001794 | Soldering Iron/Machine |  | Solder Station | Weller | Slaman, Martin | VU/F/BETA/N&S/FM | WN.UK07 | - |  |  |  | 1 | 21 02199
EQ006722 |  | Radio |  | Philips Radio | Philips | Slaman, Martin | VU/F/BETA/N&S/FM | WN.UK07 | - |  |  |  | 1 | D8050/00
EQ006721 |  | Pump/Compressor |  | Turbomolecular Pump | Leybold | Slaman, Martin | VU/F/BETA/N&S/FM | WN.UK07 | - |  |  |  | 1 | Turbotronik NT 150/360 VH
EQ006720 |  | Computer Monitor |  | Computer Monitor HP | Hewlett Packard (HP) | Slaman, Martin | VU/F/BETA/N&S/FM | WN.UK12 | - |  |  |  | 1 | Elite Display E231
EQ006719 |  | Speakers |  | Speakers | Altec Lansing | Slaman, Martin | VU/F/BETA/N&S/FM | WN.UK12 | - |  |  |  | 1
EQ006718 |  | Active Gauge |  | Active Gauge | Mks (Technology for Productivity) | Slaman, Martin | VU/F/BETA/N&S/FM | WN.UK12 | - |  |  |  | 1 | Vac-Check
EQ006717 |  | Pump Controller |  | Vacuum Pressure Transducer | Mks (Technology for Productivity) | Slaman, Martin | VU/F/BETA/N&S/FM | WN.UK12 | - |  |  |  | 1 | 220CD-00100A2B
EQ006716 |  | Vacuum Pump |  | Vacuum Pump | Edwards | Slaman, Martin | VU/F/BETA/N&S/FM | WN.UK12 | - |  |  |  | 1 | RV3
EQ006715 |  | Power Supply |  | Digital Power Supply and Readout | Mks (Technology for Productivity) | Slaman, Martin | VU/F/BETA/N&S/FM | WN.UK12 | - |  |  |  | 1 | PDR-C-2
EQ006714 |  | Barometer |  | Barometer | VU | Slaman, Martin | VU/F/BETA/N&S/FM | WN.UK12 | - |  |  |  | 1
EQ006713 |  | Vacuum Gauge |  | Compact Full Range Gauge | Pfeiffer | Slaman, Martin | VU/F/BETA/N&S/FM | WN.UK12 | - |  |  |  | 1 | PKR 621
EQ006712 | Load Lock | Vacuum Gauge |  | Vacuum Gauge Controller | Pfeiffer | Slaman, Martin | VU/F/BETA/N&S/FM | WN.UK12 | - |  |  |  | 1 | PKR 621
EQ006711 |  | Router/Switch |  | Main Switch | VU | Slaman, Martin | VU/F/BETA/N&S/FM | WN.UK12 | - |  |  |  | 1 | Hoofdschakelaar
EQ006710 | 002334 | Potentiostat |  | Potentiostat | Princeton instruments | Slaman, Martin | VU/F/BETA/N&S/FM | WN.UK12 | - |  |  |  | 1 | Potentiostat/Galvanostat Model 263A
EQ006709 | TFT756 | Computer Monitor |  | HP Computer Monitor | Hewlett Packard (HP) | Slaman, Martin | VU/F/BETA/N&S/FM | WN.UK12 | - |  |  |  | 1
EQ006708 | PCM Martin; 021423 | Computer |  | PC | Hewlett Packard (HP) | Slaman, Martin | VU/F/BETA/N&S/FM | WN.UK12 | - |  |  |  | 1 | Dell Precision Tower 5810
EQ006707 | 001840 | Lamp |  | Lamp | Self Import Agencies | Slaman, Martin | VU/F/BETA/N&S/FM | WN.UK12 | - |  |  |  | 1 | GHX013A
EQ006706 |  | Water Pump |  | Aqua Pump | Do Professional Products | Slaman, Martin | VU/F/BETA/N&S/FM | WN.UK12 | - |  |  |  | 1 | HY-306
EQ006705 | Transport STM | Pump Controller |  | Vacuum Gauge Controller | Granville-Phillips | Slaman, Martin | VU/F/BETA/N&S/FM | WN.UK12 | - |  |  |  | 1 | 307 Vacuum Gauge Controller
EQ006704 |  | Power Supply |  | Automatic Matching Network | Seren | Slaman, Martin | VU/F/BETA/N&S/FM | WN.UK12 | - |  |  |  | 1 | AT3
EQ006703 |  | Power Supply |  | RF Power Supply | Seren | Slaman, Martin | VU/F/BETA/N&S/FM | WN.UK12 | - |  |  |  | 1 | AJA 100/300
EQ006702 |  | Modulation controller |  | Automatic Matching Network Controller | Seren | Slaman, Martin | VU/F/BETA/N&S/FM | WN.UK12 | - |  |  |  | 1 | MC2
EQ006701 |  | Power Supply |  | Magnetron Power Supply | Advanced Energy Industries | Slaman, Martin | VU/F/BETA/N&S/FM | WN.UK12 | - |  |  |  | 1 | MDX 500
EQ006700 | 001210 | Pump Controller |  | Vacuum Gauge Controller | Granville-Phillips | Slaman, Martin | VU/F/BETA/N&S/FM | WN.UK12 | - |  |  |  | 1 | 307 Vacuum Gauge Controller
EQ006699 |  | Gas Monitor |  | Gas Lab Analyser | Spectra Physics | Slaman, Martin | VU/F/BETA/N&S/FM | WN.UK12 | - |  |  |  | 1 | Vascan
EQ006698 | 009453 | Power Supply |  | RF Power Supply | VU | Slaman, Martin | VU/F/BETA/N&S/FM | WN.UK12 | - |  |  |  | 1 | RFG-500
EQ006697 | 009452; Chinese Micro-Electronic Research Center | Deposition Monitor |  | Automatic RF Matching Box | VU | Slaman, Martin | VU/F/BETA/N&S/FM | WN.UK12 | - |  |  |  | 1 | SPA-II A
EQ006696 |  | Power Supply |  | Digital Power Supply and Readout | Mks (Technology for Productivity) | Slaman, Martin | VU/F/BETA/N&S/FM | WN.UK12 | - |  |  |  | 1 | PR 4000
EQ006695 |  | Flow Controller |  | 4 Channel Readout | Mks (Technology for Productivity) | Slaman, Martin | VU/F/BETA/N&S/FM | WN.UK12 | - |  |  |  | 1 | Type 247
EQ006694 | 003972 | Deposition Monitor |  | Thickness / Rate Monitor | Sycon | Slaman, Martin | VU/F/BETA/N&S/FM | WN.UK12 | - |  |  |  | 1 | STM-100 / MF
EQ006693 |  | Vacuum Gauge |  | Vacuum Gauge | Heraeus | Slaman, Martin | VU/F/BETA/N&S/FM | WN.UK12 | - |  |  |  | 1 | Combivac IT 230
EQ006692 | CH1 | Flow Controller |  | Mass-Flow Controller | Mks (Technology for Productivity) | Slaman, Martin | VU/F/BETA/N&S/FM | WN.UK12 | - |  |  |  | 1 | Mass-Flo Controller
EQ006691 | CH2 | Flow Controller |  | Mass-Flow Controller | Mks (Technology for Productivity) | Slaman, Martin | VU/F/BETA/N&S/FM | WN.UK12 | - |  |  |  | 1 | Mass-Flo Controller
EQ006690 |  | Vacuum Gauge |  | Compact Full Range Gauge | Pfeiffer | Slaman, Martin | VU/F/BETA/N&S/FM | WN.UK12 | - |  |  |  | 1 | PKR 621
EQ006689 |  | Vacuum Pump |  | Vacuum Pump | Pfeiffer | Slaman, Martin | VU/F/BETA/N&S/FM | WN.UK12 | - |  |  |  | 1 | TMU 071 P
EQ006688 |  | Cold light source |  | Fiber Optic Light Source | Euromex | Slaman, Martin | VU/F/BETA/N&S/FM | WN.UK12 | - |  |  |  | 1 | EK-1
EQ006687 |  | Unknown |  | ULE? | Ergonomix | Slaman, Martin | VU/F/BETA/N&S/FM | WN.UK12 | - |  |  |  | 1 | B032192
EQ006686 |  | Extension Cable |  | Extension Cable | VU | Slaman, Martin | VU/F/BETA/N&S/FM | WN.UK12 | - |  |  |  | 1
EQ006685 |  | Vacuum Pump |  | Vacuum Pump | Edwards | Slaman, Martin | VU/F/BETA/N&S/FM | WN.UK12 | - |  |  |  | 1 | RV3
EQ006684 | Act Rotspd 309 | Vacuum Pump |  | Vacuum Pump | Pfeiffer | Slaman, Martin | VU/F/BETA/N&S/FM | WN.UK12 | - |  |  |  | 1 | TSU 071 E
EQ006683 |  | Motion Controller/Driver |  | Microscope Controller | Märzhäuser Wetzlar (MW) | Slaman, Martin | VU/F/BETA/N&S/FM | WN.UK12 | - |  |  |  | 1 | D-35579 Wetzlar
EQ006682 |  | Laser |  | Laser | Crystal Laser | Slaman, Martin | VU/F/BETA/N&S/FM | WN.UK12 | - |  |  |  | 1 | DL730-050-0
EQ006681 |  | Microscope |  | Microscope | Carl Zeiss | Slaman, Martin | VU/F/BETA/N&S/FM | WN.UK12 | - |  |  |  | 1 | Axio Observer
EQ006680 |  | Laser |  | Laser | Andor | Slaman, Martin | VU/F/BETA/N&S/FM | WN.UK12 | - |  |  |  | 1 | MGL-FN-532-400mW
EQ006679 |  | Motion Controller/Driver |  | LED Driver | Thorlabs | Slaman, Martin | VU/F/BETA/N&S/FM | WN.UK12 | - |  |  |  | 1 | LEDD1B
EQ006678 |  | Adapter |  | USB Control Hub | Thorlabs | Slaman, Martin | VU/F/BETA/N&S/FM | WN.UK12 | - |  |  |  | 1 | KCH301
EQ006677 |  | Power Supply |  | Laser Power Supply | Crystal Laser | Slaman, Martin | VU/F/BETA/N&S/FM | WN.UK12 | - |  |  |  | 1 | CL-2005
EQ006676 |  | Power Supply |  | Laser Power Supply | Laser 2000 | Slaman, Martin | VU/F/BETA/N&S/FM | WN.UK12 | - |  |  |  | 1 | PSU-H-LED
EQ006675 |  | Laser Controller Unit |  | Focus Controller 2 | Vero | Slaman, Martin | VU/F/BETA/N&S/FM | WN.UK12 | - |  |  |  | 1 | Focus Controller 2
EQ006674 |  | Power Supply |  | SMC 2009 Power Supply | Vero | Slaman, Martin | VU/F/BETA/N&S/FM | WN.UK12 | - |  |  |  | 1 | SMC 2009
EQ006673 |  | Power Supply |  | Power Supply | Vero | Slaman, Martin | VU/F/BETA/N&S/FM | WN.UK12 | - |  |  |  | 1 | VP232-2
EQ006672 |  | Extension Cable |  | Extension Cable | VU | Slaman, Martin | VU/F/BETA/N&S/FM | WN.UK12 | - |  |  |  | 1
EQ006671 |  | Computer Monitor |  | Computer Monitor Dell | Dell | Slaman, Martin | VU/F/BETA/N&S/FM | WN.UK12 | - |  |  |  | 1
EQ006670 | PCM Martin; Super Resolution; VU 049 | Computer |  | Dell PC | Dell | Slaman, Martin | VU/F/BETA/N&S/FM | WN.UK12 | - |  |  |  | 1 | Dell Precision Tower 5810
EQ006669 |  | Vacuum Pump |  | Vacuum Pump | Innovatek | Slaman, Martin | VU/F/BETA/N&S/FM | WN.UK12 | - |  |  |  | 1 | 501686 AQ240-Pro RUS V-01
EQ006668 |  | Extension Cable |  | Extension Cable | APSA | Slaman, Martin | VU/F/BETA/N&S/FM | WN.UK12 | - |  |  |  | 1 | D 7000
EQ006667 |  | Extension Cable |  | Extension Cable | VU | Slaman, Martin | VU/F/BETA/N&S/FM | WN.UK12 | - |  |  |  | 1
EQ006666 |  | Extension Cable |  | Extension Cable | VU | Slaman, Martin | VU/F/BETA/N&S/FM | WN.UK12 | - |  |  |  | 1
EQ006665 |  | Fan |  | Air Filter Unit | Envirco Corporation | Slaman, Martin | VU/F/BETA/N&S/FM | WN.UK12 | - |  |  |  | 1 | A12-002
EQ006664 |  | Fan |  | Air Filter Unit | Envirco Corporation | Slaman, Martin | VU/F/BETA/N&S/FM | WN.UK12 | - |  |  |  | 1 | A12-002
EQ006663 |  | Fan |  | Air Filter Unit | Envirco Corporation | Slaman, Martin | VU/F/BETA/N&S/FM | WN.UK12 | - |  |  |  | 1 | A12-002
EQ006662 |  | Fan |  | Air Filter Unit | Envirco Corporation | Slaman, Martin | VU/F/BETA/N&S/FM | WN.UK12 | - |  |  |  | 1 | A12-002
EQ006661 | VU 032 | Cooling Unit |  | Liquid Cooling System | Koolance | Slaman, Martin | VU/F/BETA/N&S/FM | WN.UK12 | - |  |  |  | 1 | EXT-440
EQ006660 |  | Extension Cable |  | Extension Cable | APSA | Slaman, Martin | VU/F/BETA/N&S/FM | WN.UK12 | - |  |  |  | 1 | D 7000
EQ006659 |  | Laser |  | Laser | Andor | Slaman, Martin | VU/F/BETA/N&S/FM | WN.UK12 | - |  |  |  | 1 | MGL-FN-532-400mW
EQ006658 |  | Power Supply |  | Power Supply | Oxford Instruments | Slaman, Martin | VU/F/BETA/N&S/FM | WN.UK12 | - |  |  |  | 1 | PS-25
EQ006657 | MCN set 3 P20 | Pipette |  | Pipette P20 | Gilson | Gouwenberg, Y | VU/F/BETA/CNCR/MCN | WN.C335 | - |  |  |  | 1 | pipetman
EQ006656 | MCN set 3 P100 | Pipette |  | Pipette P100 | Gilson | Gouwenberg, Y | VU/F/BETA/CNCR/MCN | WN.C335 | - |  |  |  | 1 | pipetman
EQ006655 | MEA | Multi Electrode Array |  | Multiwell MEA | Multi Channel Systems | Gouwenberg, Y | VU/F/BETA/CNCR/MCN | WN.A353 | - |  |  |  | 0 | Multiwell MEA
EQ006654 |  | Temperature Control Module |  | Temperature Controller Unit | Multi Channel Systems | Gouwenberg, Y | VU/F/BETA/CNCR/MCN | WN.A353 | - |  |  |  | 0 | TC02
EQ006653 |  | Adapter |  | Multi Channel Rack | Multi Channel Systems | Gouwenberg, Y | VU/F/BETA/CNCR/MCN | WN.A353 | - |  |  |  | 1 | MCS-IFB
EQ006652 |  | Adapter |  | Multi Channel Rack | Multi Channel Systems | Gouwenberg, Y | VU/F/BETA/CNCR/MCN | WN.A353 | - |  |  |  | 1 | MEA 2100
EQ006651 |  | Adapter |  | Multi Channel Rack | Multi Channel Systems | Gouwenberg, Y | VU/F/BETA/CNCR/MCN | WN.A353 | - |  |  |  | 0 | MEA 2100
EQ006650 |  | Cold light source |  | Cold Light Source | Nikon | Gouwenberg, Y | VU/F/BETA/CNCR/MCN | WN.A353 | - |  |  |  | 1
EQ006649 |  | Microscope |  | Inverted Microscope | Nikon | Gouwenberg, Y | VU/F/BETA/CNCR/MCN | WN.A353 | - |  |  |  | 1 | Eclipse TE300
EQ006648 |  | Computer Monitor |  | Computer Monitor | Iiyama | Gouwenberg, Y | VU/F/BETA/CNCR/MCN | WN.A353 | - |  |  |  | 1 | ProLite X2783HSU
EQ006647 |  | Computer Monitor |  | Computer Monitor | Iiyama | Gouwenberg, Y | VU/F/BETA/CNCR/MCN | WN.A353 | - |  |  |  | 1 | ProLite X2783HSU
EQ006646 |  | Computer |  | PC Chieftec | Chieftec | Gouwenberg, Y | VU/F/BETA/CNCR/MCN | WN.A353 | - |  |  |  | 1
EQ006645 |  | Extension Cable |  | Extension Cable | VU | Gouwenberg, Y | VU/F/BETA/CNCR/MCN | WN.A353 | - |  |  |  | 1
EQ006644 |  | Radio |  | Portable Radio Cassette Player | Yoko | Gouwenberg, Y | VU/F/BETA/CNCR/MCN | WN.A353 | - |  |  |  | 0 | YPR-103
EQ006643 |  | Boiler |  | Boiler | Daalderop (itho) | Gouwenberg, Y | VU/F/BETA/CNCR/MCN | WN.A353 | - |  |  |  | 0 | Close-in 15
EQ006642 | 008946; 473 switch 0 | Incubator |  | CO2 Incubator | Binder | Gouwenberg, Y | VU/F/BETA/CNCR/MCN | WN.A353 | - |  |  | 3 | 1 | 9040-0012 CB 150
EQ006641 | 023813 | Computer |  | PC Transtec | Transtec | Gouwenberg, Y | VU/F/BETA/CNCR/MCN | WN.A353 | - |  |  |  | 0
EQ006640 |  | Computer Monitor |  | Dell Computer Monitor | Dell | Gouwenberg, Y | VU/F/BETA/CNCR/MCN | WN.A353 | - |  |  |  | 0 | 1905FP
EQ006639 |  | Extension Cable |  | Extension Cable | VU | Gouwenberg, Y | VU/F/BETA/CNCR/MCN | WN.A353 | - |  |  |  | 0
EQ006638 |  | Extension Cable |  | Extension Cable | VU | Gouwenberg, Y | VU/F/BETA/CNCR/MCN | WN.A353 | - |  |  |  | 0
EQ006637 |  | Computer Monitor |  | Dell Computer Monitor | Dell | Gouwenberg, Y | VU/F/BETA/CNCR/MCN | WN.A353 | - |  |  |  | 1
EQ006636 | 056183 | Computer |  | PC Dell | Dell | Gouwenberg, Y | VU/F/BETA/CNCR/MCN | WN.A353 | - |  |  |  | 1 | Precision Tower 5820
EQ006635 | 6B31JK2 | Computer |  | PC Dell | Dell | Gouwenberg, Y | VU/F/BETA/CNCR/MCN | WN.A353 | - |  |  |  | 0 | Precision Tower 5810
EQ006634 | A353-001 | Analysis Platform |  | High Content Analysis Platform CX7 | Thermo Fisher Scientific | Gouwenberg, Y | VU/F/BETA/CNCR/MCN | WN.A353 | - |  |  |  | 1 | Cell Insight CX7 Platform
EQ006633 |  | Boiler |  | Boiler | Daalderop (itho) | Gouwenberg, Y | VU/F/BETA/CNCR/MCN | WN.B304 | - |  |  |  | 0 | Close-in 15
EQ006632 |  | Vacuum Pump |  | Vacuum Pump | Vacuubrand | Gouwenberg, Y | VU/F/BETA/CNCR/MCN | WN.B304 | - |  |  |  | 1 | BVC 21
EQ006631 |  | Camera |  | Digital Camera | Nikon | Gouwenberg, Y | VU/F/BETA/CNCR/MCN | WN.B304 | - |  |  |  | 1 | Digital Sight 1000
EQ006630 |  | Microscope |  | Inverted Microscope | Nikon | Gouwenberg, Y | VU/F/BETA/CNCR/MCN | WN.B304 | - |  |  |  | 1 | Ts2
EQ006629 | 038322 | Computer |  | HP Laptop | VU | Gouwenberg, Y | VU/F/BETA/CNCR/MCN | WN.B304 | - |  |  |  | 1
EQ006628 | bibroip-124; 033278 | Ethernet Hub |  | Bibro IP | VU | Gouwenberg, Y | VU/F/BETA/CNCR/MCN | WN.B304 | - |  |  |  | 0
EQ006627 | 467 switch 1; Primary Cultures; Mouse MCN | Incubator |  | CO2 Incubator | Binder | Gouwenberg, Y | VU/F/BETA/CNCR/MCN | WN.B304 | - |  |  | 3 | 1 | 9040-0012 CB 150
EQ006626 | Human cell culture | Incubator |  | CO2 Incubator with O2 | Panasonic | Gouwenberg, Y | VU/F/BETA/CNCR/MCN | WN.A303 | - |  |  | 3 | 1 | MCO-170AICUV-PE
EQ006625 | Human Cells MCN | Incubator |  | CO2 Incubator | Panasonic | Gouwenberg, Y | VU/F/BETA/CNCR/MCN | WN.A303 | - |  |  | 3 | 1 | MCO-170AICUV-PE
EQ006624 | 008627 | Extension Cable |  | Extension Cable | VU | Gouwenberg, Y | VU/F/BETA/CNCR/MCN | WN.B304 | - |  |  |  | 1
EQ006623 |  | Microscope |  | Microscope | Leica | Gouwenberg, Y | VU/F/BETA/CNCR/MCN | WN.B304 | - |  |  |  | 1 | MZ75
EQ006622 | MCN set 3 P200 | Pipette |  | Pipette P200 | Gilson | Gouwenberg, Y | VU/F/BETA/CNCR/MCN | WN.C335 | - |  |  |  | 1 | pipetman
EQ006621 | MCN set 3 P1000 | Pipette |  | Pipette P1000 | Gilson | Gouwenberg, Y | VU/F/BETA/CNCR/MCN | WN.C335 | - |  |  |  | 1 | pipetman
EQ006620 |  | Cold light source |  | Cold Light Source | Leica | Gouwenberg, Y | VU/F/BETA/CNCR/MCN | WN.B304 | - |  |  |  | 1 | KL 1500 LCD
EQ006619 |  | Centrifuge |  | Centrifuge | MSE | Gouwenberg, Y | VU/F/BETA/CNCR/MCN | WN.B304 | - |  |  |  | 1 | Mistral 1000
EQ006618 |  | Incubator |  | CO2 Incubator | Sanyo | Gouwenberg, Y | VU/F/BETA/CNCR/MCN | WN.B304 | - |  |  |  | 1 | MCO-15AC
EQ006617 |  | Incubator |  | Incubator | Heraeus | Gouwenberg, Y | VU/F/BETA/CNCR/MCN | WN.B304 | - |  |  | 3 | 1 | Heracell 150
EQ006616 |  | Centrifuge |  | Microcentrifuge | Gilson | Gouwenberg, Y | VU/F/BETA/CNCR/MCN | WN.B304 | - |  |  |  | 1 | Capsulefuge PMC-880
EQ006615 |  | Radio |  | Radio | Sony | Gouwenberg, Y | VU/F/BETA/CNCR/MCN | WN.B304 | - |  |  |  | 1 | Bass Reflex Body
EQ006614 |  | Vacuum Pump |  | Vacuum Pump | Vacuubrand | Gouwenberg, Y | VU/F/BETA/CNCR/MCN | WN.B304 | - |  |  |  | 1 | BVC 21 NT
EQ006613 |  | Extension Cable |  | Extension Cable | VU | Gouwenberg, Y | VU/F/BETA/CNCR/MCN | WN.B304 | - |  |  |  | 0
EQ006612 |  | Vortex |  | Vortex | Merck | Gouwenberg, Y | VU/F/BETA/CNCR/MCN | WN.B304 | - |  |  |  | 1 | MELB1719
EQ006611 |  | Vortex |  | Vortex | Merck | Gouwenberg, Y | VU/F/BETA/CNCR/MCN | WN.B304 | - |  |  |  | 1 | MELB1719
EQ006610 |  | Water Bath |  | Water Bath | Julabo | Gouwenberg, Y | VU/F/BETA/CNCR/MCN | WN.B304 | - |  |  |  | 1 | TW20
EQ006609 | 008832 | Microscope |  | Optical Microscope | Carl Zeiss | Gouwenberg, Y | VU/F/BETA/CNCR/MCN | WN.B304 | - |  |  |  | 1 | ID 03; 9311006
EQ006608 |  | Light Source |  | Lamp | Ikea | Gouwenberg, Y | VU/F/BETA/CNCR/MCN | WN.B312A | - |  |  |  | 0 | A9904
EQ006607 |  | Light Source |  | Lamp | Ikea | Gouwenberg, Y | VU/F/BETA/CNCR/MCN | WN.B312A | - |  |  |  | 1 | A9904
EQ006606 |  | Camera |  | Digital Camera | Leica | Gouwenberg, Y | VU/F/BETA/CNCR/MCN | WN.B312A | - |  |  |  | 1 | DFC3000 G
EQ006605 |  | Microscope |  | Live Cell Microscope | Leica | Gouwenberg, Y | VU/F/BETA/CNCR/MCN | WN.B312A | - |  |  |  | 1 | DMi 8
EQ006604 |  | Extension Cable |  | Extension Cable | VU | Gouwenberg, Y | VU/F/BETA/CNCR/MCN | WN.B312A | - |  |  |  | 0
EQ006603 | 031762 | Computer |  | Computer Monitor HP | Hewlett Packard (HP) | Gouwenberg, Y | VU/F/BETA/CNCR/MCN | WN.B312A | - |  |  |  | 1 | ZDisplay
EQ006602 | 031755 | Computer |  | HP PC | Hewlett Packard (HP) | Gouwenberg, Y | VU/F/BETA/CNCR/MCN | WN.B312A | - |  |  |  | 1 | Z440 Workstation
EQ006601 |  | Cold light source |  | Light Source | Leica | Gouwenberg, Y | VU/F/BETA/CNCR/MCN | WN.B312A | - |  |  |  | 1 | DFC310 FX
EQ006600 |  | Extension Cable |  | Extension Cable | VU | Gouwenberg, Y | VU/F/BETA/CNCR/MCN | WN.B312A | - |  |  |  | 0
EQ006599 |  | Microscope |  | Optical Microscope | Carl Zeiss | Gouwenberg, Y | VU/F/BETA/CNCR/MCN | WN.A367 | - |  |  |  | 1 | Telaval 31
EQ006598 |  | Microscope |  | Inverted Microscope | Motic | Gouwenberg, Y | VU/F/BETA/CNCR/MCN | WN.B312A | - |  |  |  | 1 | AE30
EQ006597 |  | Extension Cable |  | Extension Cable | VU | Gouwenberg, Y | VU/F/BETA/CNCR/MCN | WN.B312A | - |  |  |  | 0
EQ006596 |  | Laser Controller Unit |  | Laser Controller Unit | Crystal Laser | Gouwenberg, Y | VU/F/BETA/CNCR/MCN | WN.B312A | - |  |  |  | 1 | 2CONBOOSTA
EQ006595 |  | Motion Controller/Driver |  | Microscope Controller | Leica | Gouwenberg, Y | VU/F/BETA/CNCR/MCN | WN.B312A | - |  |  |  | 1 | CTR6500
EQ006594 |  | Cold light source |  | Light Source | Leica | Gouwenberg, Y | VU/F/BETA/CNCR/MCN | WN.B312A | - |  |  |  | 1 | DFC310 FX
EQ006593 |  | Camera |  | Digital Camera | Leica | Gouwenberg, Y | VU/F/BETA/CNCR/MCN | WN.B312A | - |  |  |  | 0 | DFC310 FX
EQ006592 |  | Microscope |  | Laser Microscope | Leica | Gouwenberg, Y | VU/F/BETA/CNCR/MCN | WN.B312A | - | 2024-08-20 |  |  | 1 | LMD6500
EQ006591 |  | Microscope |  | Fluorescent Microscope | Leica | Gouwenberg, Y | VU/F/BETA/CNCR/MCN | WN.B312A | - |  |  |  | 1 | DM 6000 B
EQ006590 |  | Extension Cable |  | Extension Cable | VU | Gouwenberg, Y | VU/F/BETA/CNCR/MCN | WN.B312A | - |  |  |  | 0
EQ006589 |  | Computer Monitor |  | Computer Monitor | Iiyama | Gouwenberg, Y | VU/F/BETA/CNCR/MCN | WN.B312A | - |  |  |  | 1 | XB2483HSU
EQ006588 |  | Computer Monitor |  | Computer Monitor | Iiyama | Gouwenberg, Y | VU/F/BETA/CNCR/MCN | WN.B312A | - |  |  |  | 1 | XB2483HSU
EQ006587 |  | Computer |  | HP PC | Hewlett Packard (HP) | Gouwenberg, Y | VU/F/BETA/CNCR/MCN | WN.B312A | - |  |  |  | 1 | Z420 Workstation
EQ006586 |  | Radio |  | Radio | Philips | Gouwenberg, Y | VU/F/BETA/CNCR/MCN | WN.B316 | - |  |  |  | 1 | RCD 513 S/ SABA
EQ006585 |  | Centrifuge |  | Mini Centrifuge | Gilson | Gouwenberg, Y | VU/F/BETA/CNCR/MCN | WN.B316 | - |  |  |  | 1 | Centry 103 Minicentrifuge
EQ006584 |  | Vortex |  | Vortex | Merck | Gouwenberg, Y | VU/F/BETA/CNCR/MCN | WN.B316 | - |  |  |  | 1 | MELB1719
EQ006583 |  | Extension Cable |  | Extension Cable | VU | Gouwenberg, Y | VU/F/BETA/CNCR/MCN | WN.B316 | - |  |  |  | 1
EQ006582 | Virus lab Panasonic incubator | Incubator |  | CO2 Incubator | Panasonic | Gouwenberg, Y | VU/F/BETA/CNCR/MCN | WN.B316 | - |  |  |  | 1 | MCO-170AICUV-PE
EQ006581 |  | Cold light source |  | Lamp Housing | Nikon | Gouwenberg, Y | VU/F/BETA/CNCR/MCN | WN.B316 | - |  |  |  | 1 | C-SHG
EQ006580 |  | Microscope |  | Microscope | Nikon | Gouwenberg, Y | VU/F/BETA/CNCR/MCN | WN.B316 | - |  |  |  | 1 | Eclipse TS100
EQ006579 |  | Vibratome |  | Vibratome | Leica | Gouwenberg, Y | VU/F/BETA/CNCR/MCN | WN.B316 | - |  |  |  | 1 | LeicaVT1200S
EQ006578 |  | Soldering Iron/Machine |  | Cordless Tube Topper | Beckman Coulter | Gouwenberg, Y | VU/F/BETA/CNCR/MCN | WN.B316 | - |  |  |  | 1 | 7700
EQ006577 |  | Water Bath |  | Water Bath | Julabo | Gouwenberg, Y | VU/F/BETA/CNCR/MCN | WN.B316 | - |  |  |  | 1 | MWB 1/9
EQ006576 |  | Water Bath |  | Water Bath | Assistent | Gouwenberg, Y | VU/F/BETA/CNCR/MCN | WN.B316 | - |  |  |  | 1 | WTE var 3185
EQ006575 |  | Computer interface |  | Ethernet IEEE 488 controller | National Instruments | Limburg, Rob | VU/F/BETA/TC/Electronica | WN.P043 | - |  |  |  | 1 | GPIB-ENET
EQ006574 |  | Ultrasonic Cleaner |  | Ultrasonicator | Bandelin | Gouwenberg, Y | VU/F/BETA/CNCR/MCN | WN.C331 | - |  |  |  | 1 | RK103H Sonorex
EQ006573 |  | Vortex |  | Vortex | IKA | Gouwenberg, Y | VU/F/BETA/CNCR/MCN | WN.C321 | - |  |  |  | 1 | MS2 Minishaker
EQ006572 |  | Electrophoresis Power Supply |  | Electrophoresis Power Supply | Bio-Rad | Gouwenberg, Y | VU/F/BETA/CNCR/MCN | WN.C321 | - |  |  |  | 1 | Power Pac Basic
EQ006571 |  | Extension Cable |  | Extension Cable | VU | Gouwenberg, Y | VU/F/BETA/CNCR/MCN | WN.C321 | - |  |  |  | 1
EQ006570 |  | Orbital shaker |  | Adjustable Reciprocating Orbital Shaker | Barnstead thermolyne | Gouwenberg, Y | VU/F/BETA/CNCR/MCN | WN.C321 | - |  |  |  | 1 | Aros 160
EQ006569 | 005708 | Orbital shaker |  | Orbital Shaker | New Brunswick Scientific | Gouwenberg, Y | VU/F/BETA/CNCR/MCN | WN.C321 | - |  |  |  | 1 | Bio Dancer
EQ006568 |  | Magnetic Stirrer |  | Magnetic Stirrer IKA | IKA | Gouwenberg, Y | VU/F/BETA/CNCR/MCN | WN.C321 | - |  |  |  | 1 | Big Squid
EQ006567 |  | Magnetic Stirrer |  | Magnetic Stirrer IKA | IKA | Gouwenberg, Y | VU/F/BETA/CNCR/MCN | WN.C321 | - |  |  |  | 1 | Big Squid
EQ006566 |  | Magnetic Stirrer |  | Magnetic Stirrer IKA | IKA | Gouwenberg, Y | VU/F/BETA/CNCR/MCN | WN.C321 | - |  |  |  | 1 | Big Squid
EQ006565 |  | Electrophoresis Power Supply |  | Electrophoresis Power Supply | Bio-Rad | Gouwenberg, Y | VU/F/BETA/CNCR/MCN | WN.C321 | - |  |  |  | 1 | Power Pac 1000
EQ006564 |  | Power Supply |  | Dual Power Supply 500 | VU | Limburg, Rob | VU/F/BETA/TC/Electronica | WN.P043 | - |  |  |  | 1 | N694
EQ006563 | 3 | Electrophoresis Power Supply |  | Electrophoresis Power Supply | Bio-Rad | Gouwenberg, Y | VU/F/BETA/CNCR/MCN | WN.C321 | - |  |  |  | 1 | Power Pac 300
EQ006562 | 1 | Electrophoresis Power Supply |  | Electrophoresis Power Supply | Bio-Rad | Gouwenberg, Y | VU/F/BETA/CNCR/MCN | WN.C321 | - |  |  |  | 1 | Power Pac 300
EQ006561 | 1 | Electrophoresis Power Supply |  | Electrophoresis Power Supply | Bio-Rad | Gouwenberg, Y | VU/F/BETA/CNCR/MCN | WN.C321 | - |  |  |  | 1 | Power Pac 300
EQ006560 |  | Homogeniser |  | Dispenser Homogeniser | Thermo Fisher Scientific | Gouwenberg, Y | VU/F/BETA/CNCR/MCN | WN.C321 | - |  |  |  | 1 | T 25 B
EQ006559 |  | Centrifuge |  | Mini Centrifuge | Gilson | Gouwenberg, Y | VU/F/BETA/CNCR/MCN | WN.C321 | - |  |  |  | 1 | Centry 103 Minicentrifuge
EQ006558 |  | Vortex |  | Vortex | Merck | Gouwenberg, Y | VU/F/BETA/CNCR/MCN | WN.C321 | - |  |  |  | 1 | MELB1719
EQ006557 | 37 C | Oven |  | Oven | Memmert | Gouwenberg, Y | VU/F/BETA/CNCR/MCN | WN.C321 | - |  |  |  | 1
EQ006556 |  | Magnetic Stirrer |  | Magnetic Stirrer | VWR | Gouwenberg, Y | VU/F/BETA/CNCR/MCN | WN.C321 | - |  |  |  | 1 | VS-C7
EQ006555 |  | Block Heater |  | Multi-Block Heater | Lab-Line | Gouwenberg, Y | VU/F/BETA/CNCR/MCN | WN.C321 | - |  |  |  | 1 | 2052-1CE
EQ006554 |  | Roller mixer |  | Roller 10 Basic | IKA | Gouwenberg, Y | VU/F/BETA/CNCR/MCN | WN.C321 | - |  |  |  | 1 | Roller 10 Basic
EQ006553 |  | Centrifuge |  | Centrifuge 5810 R | Eppendorf | Gouwenberg, Y | VU/F/BETA/CNCR/MCN | WN.C321 | - |  |  | 2 | 1 | 5810 R
EQ006552 |  | Extension Cable |  | Extension Cable | VU | Gouwenberg, Y | VU/F/BETA/CNCR/MCN | WN.C321 | - |  |  |  | 1
EQ006551 | 008987 | Vortex |  | Vortex Genie 2 | Scientific Industries Inc. | Gouwenberg, Y | VU/F/BETA/CNCR/MCN | WN.C321 | - |  |  |  | 0 | Genie 2
EQ006550 |  | Vortex |  | Vortex Genie 2 | Scientific Industries Inc. | Gouwenberg, Y | VU/F/BETA/CNCR/MCN | WN.C321 | - |  |  |  | 0 | Genie 2
EQ006549 |  | Centrifuge |  | Microcentrifuge | Omnilabo International BV | Gouwenberg, Y | VU/F/BETA/CNCR/MCN | WN.C321 | - |  |  |  | 1 | 100VAC
EQ006548 |  | Centrifuge |  | Centrifuge 5417R | Eppendorf | Gouwenberg, Y | VU/F/BETA/CNCR/MCN | WN.C321 | - |  |  |  | 1 | 5417 R
EQ006547 | ThermoMixer comfort | Shaker/Mixer |  | ThermoMixer comfort | Eppendorf | Gouwenberg, Y | VU/F/BETA/CNCR/MCN | WN.C321 | - |  |  |  | 1 | ThermoMixer Comfort
EQ006546 |  | Spectrophotometer |  | Biophotometer | Eppendorf | Gouwenberg, Y | VU/F/BETA/CNCR/MCN | WN.C321 | - |  |  |  | 1 | RS 232 C
EQ006545 |  | Shaker/Mixer |  | Rotator Mixer | Elmi | Gouwenberg, Y | VU/F/BETA/CNCR/MCN | WN.C321 | - |  |  |  | 1 | Intelli-Mixer RM-2L
EQ006544 | Licor imager | Imager |  | Imaging System Odyessy | Intertek | Gouwenberg, Y | VU/F/BETA/CNCR/MCN | WN.C321 | - |  |  |  | 1 | 2800
EQ006543 | Becky | Centrifuge |  | Ultracentrifuge | Beckman Coulter | Gouwenberg, Y | VU/F/BETA/CNCR/MCN | WN.C321 | - |  |  |  | 1 | Optima XE-90 Ultracentrifuge
EQ006542 | MONO8-055 | Computer Monitor |  | Computer Monitor HP | Hewlett Packard (HP) | Gouwenberg, Y | VU/F/BETA/CNCR/MCN | WN.C321 | - |  |  |  | 1 | HP L1950g
EQ006541 | PC08-055; 023809 | Computer |  | PC HP | Hewlett Packard (HP) | Gouwenberg, Y | VU/F/BETA/CNCR/MCN | WN.C321 | - |  |  |  | 1 | HP L1950
EQ006540 | 005057 | Orbital shaker |  | Orbital Shaker | New Brunswick Scientific | Gouwenberg, Y | VU/F/BETA/CNCR/MCN | WN.C321 | - |  |  |  | 1
EQ006539 |  | Roller mixer |  | Roller 10 Basic | IKA | Gouwenberg, Y | VU/F/BETA/CNCR/MCN | WN.C321 | - |  |  |  | 1 | Roller 10 Basic
EQ006538 |  | Extension Cable |  | Extension Cable | VU | Gouwenberg, Y | VU/F/BETA/CNCR/MCN | WN.C321 | - |  |  |  | 1
EQ006537 |  | Extension Cable |  | Extension Cable | VU | Gouwenberg, Y | VU/F/BETA/CNCR/MCN | WN.C321 | - |  |  |  | 1
EQ006536 |  | Shaker/Mixer |  | Rotator Mixer | Elmi | Gouwenberg, Y | VU/F/BETA/CNCR/MCN | WN.C321 | - |  |  |  | 1 | Intelli-Mixer RM-2L
EQ006535 |  | Shaker/Mixer |  | Rotator Mixer | Elmi | Gouwenberg, Y | VU/F/BETA/CNCR/MCN | WN.C321 | - |  |  |  | 1 | Intelli-Mixer RM-2L
EQ006534 | 231; 008010 | Fridge |  | Fridge | Afinox | Gouwenberg, Y | VU/F/BETA/CNCR/MCN | WN.C321 | - |  |  |  | 1
EQ006533 | 010228 | Gel imager |  | Gel Doc EZ Imager | Bio-Rad | Gouwenberg, Y | VU/F/BETA/CNCR/MCN | WN.C321 | - |  |  |  | 1 | Gel Doc EZ Imager
EQ006532 |  | Spectrophotometer |  | Spectrophotometer | Thermo Fisher Scientific | Gouwenberg, Y | VU/F/BETA/CNCR/MCN | WN.C321 | - |  |  |  | 1 | ND-1000
EQ006531 | PC09-149; 037971 | Computer |  | PC HP | Hewlett Packard (HP) | Gouwenberg, Y | VU/F/BETA/CNCR/MCN | WN.C321 | - |  |  |  | 0 | HP L1950
EQ006530 | MONO8-046 | Computer Monitor |  | Computer Monitor HP | Hewlett Packard (HP) | Gouwenberg, Y | VU/F/BETA/CNCR/MCN | WN.C321 | - |  |  |  | 0 | HP L1950
EQ006529 |  | Computer Monitor |  | Computer Monitor Dell | Dell | Gouwenberg, Y | VU/F/BETA/CNCR/MCN | WN.C321 | - |  |  |  | 1 | A33204
EQ006528 | 055534 | Computer |  | PC Dell | Dell | Gouwenberg, Y | VU/F/BETA/CNCR/MCN | WN.C321 | - |  |  |  | 1 | OptiPlex XE3
EQ006527 | QPCR Qupido | Thermal Cycler / PCR System |  | Real Time PCR System | Thermo Fisher Scientific | Gouwenberg, Y | VU/F/BETA/CNCR/MCN | WN.C321 | - |  |  |  | 1 | Quant Studio 5
EQ006526 |  | Spectrophotometer |  | Biophotometer | Eppendorf | Gouwenberg, Y | VU/F/BETA/CNCR/MCN | WN.C335 | - |  |  |  | 1 | RS 232 C
EQ006525 | Harry 004233 | Homogeniser |  | Potter S | B.Braun Biotech International | Gouwenberg, Y | VU/F/BETA/CNCR/MCN | WN.C335 | - |  |  |  | 1 | 8533024
EQ006524 |  | Homogeniser |  | Semi-automatic Homogeniser | HTA-Biotec | Gouwenberg, Y | VU/F/BETA/CNCR/MCN | WN.C335 | - |  |  |  | 1 | Schuett Homogenplus
EQ006523 |  | Incubator |  | Incubator | Melag | Gouwenberg, Y | VU/F/BETA/CNCR/MCN | WN.C335 | - |  |  |  | 1 | Brutschrank Incubat
EQ006522 |  | Speakers |  | Speakers | Logitech | Gouwenberg, Y | VU/F/BETA/CNCR/MCN | WN.C335 | - |  |  |  | 1 | S-00150
EQ006521 |  | Liquid Handler |  | Microplate Washer | Bio-Tek Instruments | Gouwenberg, Y | VU/F/BETA/CNCR/MCN | WN.C335 | - |  |  |  | 1 | 405 Select
EQ006520 | Vacuum Pump plate washer | Vacuum Pump |  | Vacuum Pump plate washer | Gast | Gouwenberg, Y | VU/F/BETA/CNCR/MCN | WN.C335 | - |  |  |  | 1 | K48ZZEFM-1163
EQ006519 | 012626 | Orbital shaker |  | Orbital Shaker Rocky 3D | Edmund Bühler | Gouwenberg, Y | VU/F/BETA/CNCR/MCN | WN.C335 | - |  |  |  | 1 | Rocky 3D
EQ006518 |  | Vortex |  | Vortex | IKA | Gouwenberg, Y | VU/F/BETA/CNCR/MCN | WN.C335 | - |  |  |  | 1 | MS2 Minishaker
EQ006517 |  | Vortex |  | Vortex | Merck | Gouwenberg, Y | VU/F/BETA/CNCR/MCN | WN.C335 | - |  |  |  | 1 | MELB1719
EQ006516 |  | Vacuum Pump |  | Vacuum Pump | KNF | Gouwenberg, Y | VU/F/BETA/CNCR/MCN | WN.C335 | - |  |  |  | 1
EQ006515 | milli | Water Filtration System |  | Milli-Q Water Purifier | Milli-Q | Gouwenberg, Y | VU/F/BETA/CNCR/MCN | WN.C335 | - |  |  |  | 1 | EQ 7000
EQ006514 |  | Magnetic Stirrer |  | Magnetic Stirrer | Thermo | Gouwenberg, Y | VU/F/BETA/CNCR/MCN | WN.C335 | - |  |  |  | 1 | Variomag Multipoint
EQ006513 |  | Testbox |  | RF Combiner | VU | Ortiz Moreno, Ari Rolando | VU/F/BETA/N&S/BMB/2869E | WN.U037 | - |  |  |  | 1 | 2024-2869-02
EQ006512 | 005341 | Centrifuge |  | Centrifuge 5417 R | Eppendorf | Gouwenberg, Y | VU/F/BETA/CNCR/MCN | WN.C335 | - |  |  |  | 1 | 5407
EQ006511 |  | Centrifuge |  | Centrifuge 5417 R | Eppendorf | Gouwenberg, Y | VU/F/BETA/CNCR/MCN | WN.C335 | - |  |  |  | 1 | 5407
EQ006510 |  | Centrifuge |  | Centrifuge 5810 R | Eppendorf | Gouwenberg, Y | VU/F/BETA/CNCR/MCN | WN.C335 | - |  |  |  | 1 | 58810 R
EQ006509 |  | Centrifuge |  | Centrifuge 5804 | Eppendorf | Gouwenberg, Y | VU/F/BETA/CNCR/MCN | WN.C335 | - |  |  |  | 1 | 5804
EQ006508 |  | Centrifuge |  | Mini Centrifuge | Elmi | Gouwenberg, Y | VU/F/BETA/CNCR/MCN | WN.C335 | - |  |  |  | 1 | CM70M
EQ006507 |  | Centrifuge |  | Mini Centrifuge | Gilson | Gouwenberg, Y | VU/F/BETA/CNCR/MCN | WN.C335 | - |  |  |  | 1 | Centry 103 Minicentrifuge
EQ006506 |  | Vortex |  | Vortex | Merck | Gouwenberg, Y | VU/F/BETA/CNCR/MCN | WN.C335 | - |  |  |  | 1 | MELB1719
EQ006505 |  | Microwave oven |  | Microwave Oven | LG | Gouwenberg, Y | VU/F/BETA/CNCR/MCN | WN.C335 | - |  |  |  | 1 | MS2339B /01
EQ006504 | 55 C | Oven |  | Oven | Memmert | Gouwenberg, Y | VU/F/BETA/CNCR/MCN | WN.C335 | - |  |  |  | 1
EQ006503 | 37 C | Oven |  | Oven | Memmert | Gouwenberg, Y | VU/F/BETA/CNCR/MCN | WN.C335 | - |  |  |  | 1
EQ006502 |  | Block Heater |  | Digital Dry Bath | Labnet | Gouwenberg, Y | VU/F/BETA/CNCR/MCN | WN.C335 | - |  |  |  | 1 | AccuBlock; D1100
EQ006501 |  | Block Heater |  | Block Heater | Lab-Line | Gouwenberg, Y | VU/F/BETA/CNCR/MCN | WN.C335 | - |  |  |  | 1 | Multi-Blok Heater; 2001 1CE
EQ006500 |  | Orbital shaker |  | Orbital Shaker | Edmund Bühler | Gouwenberg, Y | VU/F/BETA/CNCR/MCN | WN.C335 | - |  |  |  | 1 | KS-A Swip
EQ006499 |  | Heat Gun |  | Heat Gun | Kema Keur | Gouwenberg, Y | VU/F/BETA/CNCR/MCN | WN.C335 | - |  |  |  | 1 | BaByliss 1600cool; 887.01 B
EQ006498 |  | Electrode Puller |  | Micro Electrode Puller | VU | Gouwenberg, Y | VU/F/BETA/CNCR/MCN | WN.C335 | - |  |  |  | 1 | biologisch laboratorium VU
EQ006497 |  | Extension Cable |  | Extension Cable | VU | Gouwenberg, Y | VU/F/BETA/CNCR/MCN | WN.C335 | - |  |  |  | 1
EQ006496 |  | Hot Plate |  | Hot Plate Stirrer | VWR | Gouwenberg, Y | VU/F/BETA/CNCR/MCN | WN.C335 | - |  |  |  | 1 | 12365-484
EQ006495 | 151 | Balance |  | Electronic Balance | Mettler (Toledo) | Gouwenberg, Y | VU/F/BETA/CNCR/MCN | WN.C335 | - |  |  |  | 1 | PC 2200 DeltaRange
EQ006494 |  | Balance |  | Electronic Balance | Kern | Gouwenberg, Y | VU/F/BETA/CNCR/MCN | WN.C335 | - |  |  |  | 1 | ABT 120-5DNM
EQ006493 |  | pH Meter |  | pH Meter | Mettler (Toledo) | Gouwenberg, Y | VU/F/BETA/CNCR/MCN | WN.C335 | - |  |  |  | 1 | FiveEasy
EQ006492 | 007772 | Incubator |  | Incubator | Edmund Bühler | Gouwenberg, Y | VU/F/BETA/CNCR/MCN | WN.C335 | - |  |  |  | 0 | TH-10
EQ006491 | 003873 | Transilluminator |  | Transilluminator | Vilber Lourmat | Gouwenberg, Y | VU/F/BETA/CNCR/MCN | WN.C335 | - |  |  |  | 1 | TFX-35
EQ006490 |  | Shaker/Mixer |  | Incubator Shaker | New Brunswick Scientific | Gouwenberg, Y | VU/F/BETA/CNCR/MCN | WN.C335 | - |  |  |  | 1 | C24 Incubator Shaker
EQ006489 |  | Ice Machine |  | Ice Maker | Hoshizaki | Gouwenberg, Y | VU/F/BETA/CNCR/MCN | WN.C335 | - |  |  |  | 1 | HFCFree
EQ006488 |  | Balance |  | Electronic Balance | Kern | Gouwenberg, Y | VU/F/BETA/CNCR/MCN | WN.C335 | - |  |  |  | 1 | ABT 120-5DNM
EQ006487 |  | pH Meter |  | pH Meter | Mettler (Toledo) | Gouwenberg, Y | VU/F/BETA/CNCR/MCN | WN.C335 | - |  |  |  | 1 | FiveEasy
EQ006486 |  | Magnetic Stirrer |  | Magnetic Stirrer | VWR | Gouwenberg, Y | VU/F/BETA/CNCR/MCN | WN.C335 | - |  |  |  | 1 | VS-C7-2
EQ006485 |  | Magnetic Stirrer |  | Magnetic Stirrer IKA | IKA | Gouwenberg, Y | VU/F/BETA/CNCR/MCN | WN.C335 | - |  |  |  | 1 | Big Squid
EQ006484 |  | Multimeter |  | Digital Multimeter | Escort | Gouwenberg, Y | VU/F/BETA/CNCR/MCN | WN.C335 | - |  |  |  | 1 | EDM-83BS
EQ006483 | Lab C-335 | Power/Energy Meter |  | Optical Power Meter | Thorlabs | Gouwenberg, Y | VU/F/BETA/CNCR/MCN | WN.C335 | - |  |  |  | 1 | PM20A
EQ006482 |  | Shutter Driver |  | DPSSL Driver | VU | Gouwenberg, Y | VU/F/BETA/CNCR/MCN | WN.C335 | - |  |  |  | 1 | BL 47373-050
EQ006481 |  | Heat Gun |  | Heat Gun | Skil | Gouwenberg, Y | VU/F/BETA/CNCR/MCN | WN.C335 | - |  |  |  | 1 | 8003
EQ006480 |  | Cold light source |  | Cold Light Source | Fi | Gouwenberg, Y | VU/F/BETA/CNCR/MCN | WN.C335 | - |  |  |  | 1 | L150
EQ006479 |  | Microscope |  | Microscope | Carl Zeiss | Gouwenberg, Y | VU/F/BETA/CNCR/MCN | WN.C335 | - |  |  |  | 0 | Stemi SV 6
EQ006478 |  | Soldering Iron/Machine |  | Solder Station | Weller | Gouwenberg, Y | VU/F/BETA/CNCR/MCN | WN.C335 | - |  |  |  | 1 | WE1010
EQ006477 |  | Hot Plate |  | Hot Plate | Tomado | Gouwenberg, Y | VU/F/BETA/CNCR/MCN | WN.C335 | - |  |  |  | 1 | HP-6185-B
EQ006476 |  | Hybridizer |  | Hybridisation System | ACD (Biotechne Brand) | Gouwenberg, Y | VU/F/BETA/CNCR/MCN | WN.C335 | - |  |  |  | 1 | Hybez II Oven
EQ006475 | 030 | Fridge |  | Large Capacity Refrigerator | Sanyo | Gouwenberg, Y | VU/F/BETA/CNCR/MCN | WN.C335 | - |  |  |  | 1 | MPR-1410R
EQ006474 |  | Electrophoresis Power Supply |  | Electrophoresis Power Supply | Bio-Rad | Gouwenberg, Y | VU/F/BETA/CNCR/MCN | WN.C335 | - |  |  |  | 1 | Power Pac 300
EQ006473 | 061071 | Computer |  | Dell Laptop | Dell | Gouwenberg, Y | VU/F/BETA/CNCR/MCN | WN.C335 | - |  |  |  | 0
EQ006472 |  | Centrifuge |  | Mini Centrifuge | Gilson | Gouwenberg, Y | VU/F/BETA/CNCR/MCN | WN.C335 | - |  |  |  | 1 | Centry 103 Minicentrifuge
EQ006471 |  | Vortex |  | Vortex | Merck | Gouwenberg, Y | VU/F/BETA/CNCR/MCN | WN.C335 | - |  |  |  | 1 | MELB1719
EQ006470 |  | Roller mixer |  | Roller Mixer | VWR | Gouwenberg, Y | VU/F/BETA/CNCR/MCN | WN.C335 | - |  |  |  | 1 | SRT9
EQ006469 |  | Water Bath |  | Water Bath | Assistent | Gouwenberg, Y | VU/F/BETA/CNCR/MCN | WN.C335 | - |  |  |  | 1 | HECHT WTE var 3185/4
EQ006468 |  | Water Bath |  | Water Bath | Julabo | Gouwenberg, Y | VU/F/BETA/CNCR/MCN | WN.C335 | - |  |  |  | 1 | MWB/1
EQ006467 |  | Vortex |  | Vortex | VWR | Gouwenberg, Y | VU/F/BETA/CNCR/MCN | WN.C335 | - |  |  |  | 1 | 444-1372
EQ006466 |  | Vortex |  | Vortex | Merck | Gouwenberg, Y | VU/F/BETA/CNCR/MCN | WN.C335 | - |  |  |  | 1 | MELB1719
EQ006465 | 001673 | Extension Cable |  | Extension Cable | VU | Slaman, Martin | VU/F/BETA/N&S/FM | WN.UK12 | - |  |  |  | 1
EQ006464 |  | Camera |  | Spectroscopy Camera | Andor | Slaman, Martin | VU/F/BETA/N&S/FM | WN.UK12 | - |  |  |  | 1 | Newton CCD
EQ006463 |  | Power Supply |  | Laser Power Supply | Laser 2000 | Slaman, Martin | VU/F/BETA/N&S/FM | WN.UK12 | - |  |  |  | 1 | PSU-H-LED
EQ006462 |  | Laser power meter |  | Optical Power Meter | Newport | Slaman, Martin | VU/F/BETA/N&S/FM | WN.UK12 | - |  |  |  | 1 | 2936-R
EQ006461 |  | Power Supply |  | Power Supply | Vero | Slaman, Martin | VU/F/BETA/N&S/FM | WN.UK12 | - |  |  |  | 1 | VP232-2
EQ006460 |  | Motion Controller/Driver |  | Brushless Servo Controller | Thorlabs | Slaman, Martin | VU/F/BETA/N&S/FM | WN.UK12 | - |  |  |  | 1 | apt
EQ006459 | VU-020-1 | Microscope |  | Microscope | Carl Zeiss | Slaman, Martin | VU/F/BETA/N&S/FM | WN.UK12 | - |  |  |  | 1 | Axio Observer
EQ006458 |  | Extension Cable |  | Extension Cable | VU | Slaman, Martin | VU/F/BETA/N&S/FM | WN.UK12 | - |  |  |  | 1
EQ006457 | VU | Computer Monitor |  | Computer Monitor Dell | Dell | Slaman, Martin | VU/F/BETA/N&S/FM | WN.UK12 | - |  |  |  | 1
EQ006456 | Q-Pod; PCM-Martin | Computer |  | PC Dell | Dell | Slaman, Martin | VU/F/BETA/N&S/FM | WN.UK12 | - |  |  |  | 1 | Dell Precision Darktower 3620
EQ006455 | Dark-Fielld; PCM-Martin | Computer |  | PC Dell | Dell | Slaman, Martin | VU/F/BETA/N&S/FM | WN.UK12 | - |  |  |  | 1 | Dell Precision Darktower 3620
EQ006454 |  | Multimeter |  | Multimeter | Metex | Slaman, Martin | VU/F/BETA/N&S/FM | WN.UK12 | - |  |  |  | 1 | M-3610
EQ006453 |  | Hot Plate |  | Hot plate stirrer | Velp | Slaman, Martin | VU/F/BETA/N&S/FM | WN.UK12 | - |  |  |  | 1 | Cimarec+
EQ006452 | 1617 | Lamp |  | Lamp | Ikea | Slaman, Martin | VU/F/BETA/N&S/FM | WN.UK12 | - |  |  |  | 1
EQ006451 | 002358 | Spectrophotometer |  | UV/Vis Spectrophotometer | Perkin-Elmer | Slaman, Martin | VU/F/BETA/N&S/FM | WN.UK12 | - |  |  |  | 1 | Lambda 900; LR23329C
EQ006450 |  | Heat Gun |  | Heat Gun | Braun | Slaman, Martin | VU/F/BETA/N&S/FM | WN.UK12 | - |  |  |  | 1 | Swing 1200; 3516
EQ006449 |  | Speakers |  | Speakers | SiliconGraphics | Slaman, Martin | VU/F/BETA/N&S/FM | WN.UK12 | - |  |  |  | 0 | SBG BA120/SGI
EQ006448 | 1617 | Lamp |  | Lamp | Ikea | Slaman, Martin | VU/F/BETA/N&S/FM | WN.UK12 | - |  |  |  | 1
EQ006447 | 001841 | Lamp |  | Lamp | Self Import Agencies | Slaman, Martin | VU/F/BETA/N&S/FM | WN.UK12 | - |  |  |  | 1 | GHX013A
EQ006446 |  | Spectrophotometer |  | UV/Vis-NIR Spectrophotometer | Agilent | Slaman, Martin | VU/F/BETA/N&S/FM | WN.UK12 | - |  |  |  | 1 | Cary 5000 UV-Vis-NIR
EQ006445 |  | Vacuum Pump |  | Vacuum Pump | Edwards | Slaman, Martin | VU/F/BETA/N&S/FM | WN.UK12 | - |  |  |  | 0 | RV3
EQ006444 | 011909 | Coater |  | Sputter Coater | Emitech | Slaman, Martin | VU/F/BETA/N&S/FM | WN.UK12 | - |  |  |  | 0 | K550x
EQ006443 |  | Extension Cable |  | Extension Cable | APSA | Slaman, Martin | VU/F/BETA/N&S/FM | WN.UK12 | - |  |  |  | 1 | D 7000
EQ006442 | 011961 | Extension Cable |  | Extension Cable | Brennenstuhl | Slaman, Martin | VU/F/BETA/N&S/FM | WN.UK12 | - |  |  |  | 1 | Super Solid
EQ006441 |  | Extension Cable |  | Extension Cable | VU | Slaman, Martin | VU/F/BETA/N&S/FM | WN.UK12 | - |  |  |  | 1
EQ006440 |  | Computer Monitor |  | Computer Monitor Dell | Dell | Slaman, Martin | VU/F/BETA/N&S/FM | WN.UK12 | - |  |  |  | 1
EQ006439 |  | Computer Monitor |  | Computer Monitor HP | Hewlett Packard (HP) | Slaman, Martin | VU/F/BETA/N&S/FM | WN.UK12 | - |  |  |  | 1
EQ006438 | PCM-Martin | Computer |  | PC HP | Hewlett Packard (HP) | Slaman, Martin | VU/F/BETA/N&S/FM | WN.UK12 | - |  |  |  | 1 | Z2
EQ006437 | PCM-Martin; HP 406 | Computer |  | PC HP | Hewlett Packard (HP) | Slaman, Martin | VU/F/BETA/N&S/FM | WN.UK12 | - |  |  |  | 1
EQ006436 |  | Microscope |  | Microscope | Olympus | Slaman, Martin | VU/F/BETA/N&S/FM | WN.UK12 | - |  |  |  | 1 | BX60F5
EQ006435 |  | Power Supply |  | Microscope Power Supply | Olympus | Slaman, Martin | VU/F/BETA/N&S/FM | WN.UK12 | - |  |  |  | 1 | TH3
EQ006434 |  | Extension Cable |  | Extension Cable | APSA | Slaman, Martin | VU/F/BETA/N&S/FM | WN.UK12 | - |  |  |  | 1 | D 7000
EQ006433 |  | Extension Cable |  | Extension Cable | APSA | Slaman, Martin | VU/F/BETA/N&S/FM | WN.UK12 | - |  |  |  | 1 | D 7000
EQ006432 |  | Extension Cable |  | Extension Cable | APSA | Slaman, Martin | VU/F/BETA/N&S/FM | WN.UK12 | - |  |  |  | 1 | D 7000
EQ006431 | TFT1308 | Computer Monitor |  | Computer Monitor HP | Hewlett Packard (HP) | Slaman, Martin | VU/F/BETA/N&S/FM | WN.UK12 | - |  |  |  | 1 | LA2205wg
EQ006430 | PC10-028 | Computer |  | PC HP | Hewlett Packard (HP) | Slaman, Martin | VU/F/BETA/N&S/FM | WN.UK12 | - |  |  |  | 0
EQ006429 | VU A-dam | Computer |  | PC Phenom | Fei | Slaman, Martin | VU/F/BETA/N&S/FM | WN.UK12 | - |  |  |  | 1 | Phenom/ 800-03103-02
EQ006428 |  | Kettle |  | Kettle | Princess | Slaman, Martin | VU/F/BETA/N&S/FM | WN.UK14 | - |  |  |  | 1
EQ006427 |  | Flow Controller |  | Valve Controller | VU | Slaman, Martin | VU/F/BETA/N&S/FM | WN.UK14 | - |  |  |  | 1
EQ006426 |  | Multimeter |  | Voltmeter/Ammeter | VU | Slaman, Martin | VU/F/BETA/N&S/FM | WN.UK14 | - |  |  |  | 1
EQ006425 | MBE | Deposition Monitor |  | Thin Film Deposition Monitor | Inficon | Slaman, Martin | VU/F/BETA/N&S/FM | WN.UK14 | - |  |  |  | 1 | XTM
EQ006424 |  | Deposition Box |  | Deposition Box | VU | Slaman, Martin | VU/F/BETA/N&S/FM | WN.UK14 | - |  |  |  | 1 | W4 265 54
EQ006423 |  | Motion Controller/Driver |  | RF Matching Box/Controller | VU | Slaman, Martin | VU/F/BETA/N&S/FM | WN.UK14 | - |  |  |  | 1
EQ006422 | MBE | Power Supply |  | Power Supply TCP 380 | Pfeiffer | Slaman, Martin | VU/F/BETA/N&S/FM | WN.UK14 | - |  |  |  | 1 | TCP 380
EQ006421 | 001208 | Power Supply |  | High Current Supply | VU | Slaman, Martin | VU/F/BETA/N&S/FM | WN.UK14 | - |  |  |  | 1 | Physics and Astronomy VU Dept
EQ006420 | 002933 | Router/Switch |  | Timed Power Switch | VU | Slaman, Martin | VU/F/BETA/N&S/FM | WN.UK14 | - |  |  |  | 1 | 07-03-2007
EQ006419 |  | Electric Motor |  | Electric Motor | Cantoni | Slaman, Martin | VU/F/BETA/N&S/FM | WN.UK14 | - |  |  |  | 1 | SK4 83-642
EQ006418 |  | Vacuum Pump |  | Diaphragm Vacuum Pump | Vacuubrand | Slaman, Martin | VU/F/BETA/N&S/FM | WN.UK14 | - |  |  |  | 1 | MD 4T
EQ006417 |  | Vacuum Pump |  | Dry Vacuum Pump | Pfeiffer | Slaman, Martin | VU/F/BETA/N&S/FM | WN.UK14 | - |  |  |  | 1 | ACP 15
EQ006416 | UK14 | Balance |  | Balance | Sartorius | Slaman, Martin | VU/F/BETA/N&S/FM | WN.UK14 | - |  |  |  | 0 | 1002 MP9
EQ006415 | CR-4 | Vacuum Pump |  | Centrifugal Pump | Grundfos | Slaman, Martin | VU/F/BETA/N&S/FM | WN.UK14 | - |  |  |  | 1 | CR-4
EQ006414 |  | Freeze-Dryer |  | Freeze Dryer | Labconco | Custers, Hans | VU/F/BETA/S&F/Medchem/DDS | O2.04E65 | - |  |  |  | 1 | 7949030
EQ006413 |  | Cooling Unit |  | Refrigerating Tool | Lauda | Custers, Hans | VU/F/BETA/S&F/Medchem/DDS | O2.04E65 | - |  |  |  | 1 | Proline RP 890
EQ006412 |  | Vacuum Pump |  | Vacuum Pump | Eurotherm | Custers, Hans | VU/F/BETA/S&F/Medchem/DDS | O2.04E65 | - |  |  |  | 1 | EVD-12
EQ006411 | 011803 | Fraction Collector |  | Column Chromatograph | Buchi | Custers, Hans | VU/F/BETA/S&F/Medchem/DDS | O2.04E65 | - |  |  |  | 1 | C-700; PrepChrom
EQ006410 | Buchi Prep E-65; 011802 | HPLC System Controller |  | Control Interface | Buchi | Custers, Hans | VU/F/BETA/S&F/Medchem/DDS | O2.04E65 | - |  |  |  | 1 | C-700; PrepChrom
EQ006409 | Buchi Prep E-65; 011801 | HPLC System Controller |  | Control Interface | Buchi | Custers, Hans | VU/F/BETA/S&F/Medchem/DDS | O2.04E65 | - |  |  |  | 1 | C-700; PrepChrom
EQ006408 | Buchi Prep E-65; 011800 | HPLC System Controller |  | Control Interface | Buchi | Custers, Hans | VU/F/BETA/S&F/Medchem/DDS | O2.04E65 | - |  |  |  | 1 | C-700; PrepChrom
EQ006407 | 005867 | Heat Gun |  | Heat Gun | Steinel | Custers, Hans | VU/F/BETA/S&F/Medchem/DDS | O2.04E65 | - |  |  |  | 1 | HG 2000 E electronic control
EQ006406 | 010341; KA309; Stirrer 9 | Hot Plate |  | Hot Plate Stirrer | IKA | Custers, Hans | VU/F/BETA/S&F/Medchem/DDS | O2.04E65 | - |  |  |  | 1 | RCT basic
EQ006405 | 010458 | Hot Plate |  | Hot Plate Stirrer | IKA | Custers, Hans | VU/F/BETA/S&F/Medchem/DDS | O2.04E65 | - |  |  |  | 1 | RCT basic
EQ006404 | 012115 | Hot Plate |  | Hot Plate Stirrer | IKA | Custers, Hans | VU/F/BETA/S&F/Medchem/DDS | O2.04E65 | - |  |  |  | 1 | RCT basic
EQ006403 | G363; Stirrer 6; 010312 | Hot Plate |  | Hot Plate Stirrer | IKA | Custers, Hans | VU/F/BETA/S&F/Medchem/DDS | O2.04E65 | - |  |  |  | 1 | RCT basic
EQ006402 |  | Computer Monitor |  | Computer Monitor | LG | Custers, Hans | VU/F/BETA/S&F/Medchem/DDS | O2.04E65 | - |  |  |  | 1 | Flatron W2753VC
EQ006401 | 045596 | Computer |  | PC HP | Hewlett Packard (HP) | Custers, Hans | VU/F/BETA/S&F/Medchem/DDS | O2.04E65 | - |  |  |  | 1
EQ006400 |  | Syringe Pump |  | Syringe Infusion Pump | KF Technology | Custers, Hans | VU/F/BETA/S&F/Medchem/DDS | O2.04E65 | - |  |  |  | 1 | NE-1000
EQ006399 | 005971 | Rotary Evaporator |  | Rotary Evaporator | Buchi | Custers, Hans | VU/F/BETA/S&F/Medchem/DDS | O2.04E65 | - |  |  |  | 1 | R-200
EQ006398 | pomp 4; 010309 | Vacuum Pump |  | Vacuum Pump | KNF | Custers, Hans | VU/F/BETA/S&F/Medchem/DDS | O2.04E65 | - |  |  |  | 1 | SC 920
EQ006397 | 010454 | Vortex |  | Vortex | VWR | Custers, Hans | VU/F/BETA/S&F/Medchem/DDS | O2.04E65 | - |  |  |  | 1 | VV3 S40
EQ006396 | 007023 | Oven |  | Vacuum Oven | Heraeus | Custers, Hans | VU/F/BETA/S&F/Medchem/DDS | O2.04E65 | - |  |  |  | 1 | VT 6025
EQ006395 | 005913 | Oven |  | Ecocell Oven | MMM Group | Custers, Hans | VU/F/BETA/S&F/Medchem/DDS | O2.04E65 | - |  |  |  | 1 | Ecocell
EQ006394 |  | Vacuum Pump |  | Vacuum Pump | KNF | Custers, Hans | VU/F/BETA/S&F/Medchem/DDS | O2.04E65 | - |  |  |  | 1 | N816 1.2KT.18
EQ006393 | 010235 | Hot Plate |  | Hot Plate Stirrer | IKA | Custers, Hans | VU/F/BETA/S&F/Medchem/DDS | O2.04E65 | - |  |  |  | 1 | RET control-visc (CV)
EQ006392 | 005812 | Hot Plate |  | Hot Plate Stirrer | IKA | Custers, Hans | VU/F/BETA/S&F/Medchem/DDS | O2.04E65 | - |  |  |  | 1 | RCT basic
EQ006391 | 005924 | Hot Plate |  | Hot Plate Stirrer | IKA | Custers, Hans | VU/F/BETA/S&F/Medchem/DDS | O2.04E65 | - |  |  |  | 1 | RCT basic
EQ006390 | 005877 | Rotary Evaporator |  | Rotary Evaporator | Buchi | Custers, Hans | VU/F/BETA/S&F/Medchem/DDS | O2.04E65 | - |  |  |  | 1 | R-200
EQ006389 | pomp 5 | Vacuum Pump |  | Vacuum Pump | KNF | Custers, Hans | VU/F/BETA/S&F/Medchem/DDS | O2.04E65 | - |  |  |  | 1 | SC 920
EQ006388 |  | Computer |  | PC | Hewlett Packard (HP) | Custers, Hans | VU/F/BETA/S&F/Medchem/DDS | O2.04E34 | - |  |  |  | 1
EQ006387 | Q314 | Computer Monitor |  | Computer Monitor | Iiyama | Custers, Hans | VU/F/BETA/S&F/Medchem/DDS | O2.04E65 | - |  |  |  | 1 | Prolite B2403WS
EQ006386 | 005962 | Balance |  | Precision Balance | Mettler (Toledo) | Custers, Hans | VU/F/BETA/S&F/Medchem/DDS | O2.04E65 | - |  |  |  | 1 | PG503
EQ006385 | 005897 | UV/VIS Detector |  | UV/VIS Detector | Camag | Custers, Hans | VU/F/BETA/S&F/Medchem/DDS | O2.04E65 | - |  |  |  | 1 | 022.9230
EQ006384 | 010345 | Vortex |  | Vortex | VWR | Custers, Hans | VU/F/BETA/S&F/Medchem/DDS | O2.04E65 | - |  |  |  | 1 | VV3 S40
EQ006383 | 010465 | Vacuum Pump |  | Vacuum Pump | KNF | Custers, Hans | VU/F/BETA/S&F/Medchem/DDS | O2.04E65 | - |  |  |  | 1 | N816 3KT 18
EQ006382 | Biotage E-65; 010303 | Liquid Chromatograph |  | Flash Chromatography System | Biotage | Custers, Hans | VU/F/BETA/S&F/Medchem/DDS | O2.04E65 | - |  |  |  | 1 | Isolera One
EQ006381 | 045594 | Computer |  | PC HP | Hewlett Packard (HP) | Custers, Hans | VU/F/BETA/S&F/Medchem/DDS | O2.04E65 | - |  |  |  | 1
EQ006380 | TFT909 | Computer Monitor |  | Computer Monitor | Iiyama | Custers, Hans | VU/F/BETA/S&F/Medchem/DDS | O2.04E65 | - |  |  |  | 1 | Prolite B2403WS
EQ006379 |  | Label Writer |  | Label Writer | Brother | Custers, Hans | VU/F/BETA/S&F/Medchem/DDS | O2.04E65 | - |  |  |  | 1 | P-touch P750W
EQ006378 | 193 | Balance |  | Precision Balance | Mettler (Toledo) | Custers, Hans | VU/F/BETA/S&F/Medchem/DDS | O2.04E65 | - |  |  |  | 1 | XS105 DualRange
EQ006377 | 010452 | Hot Plate |  | Hot Plate Stirrer | IKA | Custers, Hans | VU/F/BETA/S&F/Medchem/DDS | O2.04E65 | - |  |  |  | 1 | RCT basic
EQ006376 | G373; stirrer 4; 010316 | Hot Plate |  | Hot Plate Stirrer | IKA | Custers, Hans | VU/F/BETA/S&F/Medchem/DDS | O2.04E65 | - |  |  |  | 1 | RCT basic
EQ006375 | 005692 | Hot Plate |  | Hot Plate Stirrer | IKA | Custers, Hans | VU/F/BETA/S&F/Medchem/DDS | O2.04E65 | - |  |  |  | 1 | RCT basic
EQ006374 | 004936 | Hot Plate |  | Hot Plate Stirrer | Heidolph | Custers, Hans | VU/F/BETA/S&F/Medchem/DDS | O2.04E65 | - |  |  |  | 1 | MR Hei-Standard
EQ006373 |  | Cooling Unit |  | Cooling Unit | Van der Heijden labortechnik GmbH | Custers, Hans | VU/F/BETA/S&F/Medchem/DDS | O2.04E65 | - |  |  |  | 1 | 0000-A-RB400
EQ006372 | 004942 | Hot Plate |  | Hot Plate Stirrer | Heidolph | Custers, Hans | VU/F/BETA/S&F/Medchem/DDS | O2.04E65 | - |  |  |  | 1 | MR Hei-Standard
EQ006371 |  | Vacuum Pump |  | Vacuum Pump | KNF | Custers, Hans | VU/F/BETA/S&F/Medchem/DDS | O2.04E65 | - |  |  |  | 1 | SC 920
EQ006370 | 010348; pomp 11 | Vacuum Pump |  | Vacuum Pump | KNF | Custers, Hans | VU/F/BETA/S&F/Medchem/DDS | O2.04E65 | - |  |  |  | 1 | SC 920
EQ006369 | 010364 | Rotary Evaporator |  | Rotary Evaporator | Buchi | Custers, Hans | VU/F/BETA/S&F/Medchem/DDS | O2.04E65 | - |  |  |  | 1 | R-210 / Rotavapor
EQ006368 | 010361 | Rotary Evaporator |  | Rotary Evaporator | Buchi | Custers, Hans | VU/F/BETA/S&F/Medchem/DDS | O2.04E65 | - |  |  |  | 1 | R-210 / Rotavapor
EQ006367 | 152; 005815 | Balance |  | Balance | Mettler (Toledo) | Custers, Hans | VU/F/BETA/S&F/Medchem/DDS | O2.04E65 | - |  |  |  | 1 | PM400
EQ006366 | 005891 | Vortex |  | Vortex | VWR | Custers, Hans | VU/F/BETA/S&F/Medchem/DDS | O2.04E65 | - |  |  |  | 1 | VV3
EQ006365 | 028816 | Computer |  | PC HP | Hewlett Packard (HP) | Custers, Hans | VU/F/BETA/S&F/Medchem/DDS | O2.04E65 | - |  |  |  | 1
EQ006364 |  | Computer Monitor |  | Computer Monitor | Iiyama | Custers, Hans | VU/F/BETA/S&F/Medchem/DDS | O2.04E65 | - |  |  |  | 1 | Prolite B2403WS
EQ006363 | Microwave E-65 | Liquid Chromatograph |  | Initiator + Microwave Synthesis | Biotage | Custers, Hans | VU/F/BETA/S&F/Medchem/DDS | O2.04E65 | - |  |  |  | 1 | Initiator + EU
EQ006362 |  | Heat Gun |  | Heat Gun | Wagner | Custers, Hans | VU/F/BETA/S&F/Medchem/DDS | O2.04E65 | - |  |  |  | 1 | Furno 300 / 2363342
EQ006361 | 005893 | Hot Plate |  | Hot Plate Stirrer | IKA | Custers, Hans | VU/F/BETA/S&F/Medchem/DDS | O2.04E65 | - |  |  |  | 1 | RCT B S18
EQ006360 | 005923 | Hot Plate |  | Hot Plate Stirrer | Heidolph | Custers, Hans | VU/F/BETA/S&F/Medchem/DDS | O2.04E65 | - |  |  |  | 1 | MR 3001
EQ006359 |  | UV/VIS Detector |  | UV/VIS Detector | Camag | Custers, Hans | VU/F/BETA/S&F/Medchem/DDS | O2.04E65 | - |  |  |  | 1 | 022.9120
EQ006358 |  | Computer Monitor |  | Computer Monitor | Hewlett Packard (HP) | Custers, Hans | VU/F/BETA/S&F/Medchem/DDS | O2.04E65 | - |  |  |  | 1 | LA2205wg
EQ006357 | 045599 | Computer |  | PC HP | Hewlett Packard (HP) | Custers, Hans | VU/F/BETA/S&F/Medchem/DDS | O2.04E65 | - |  |  |  | 1
EQ006356 |  | Extension Cable |  | Extension Cable | VU | Custers, Hans | VU/F/BETA/S&F/Medchem/DDS | O2.04E34 | - |  |  |  | 1
EQ006355 | 010426 | Optical Unit |  | Optical Filter Changer | Sutter Instrument Company (SIC) | Custers, Hans | VU/F/BETA/S&F/Medchem/DDS | O2.04E34 | - |  |  |  | 1 | Lambda 10-3
EQ006354 | 010321 | Laser |  | Xenon Light Source | Sutter Instrument Company (SIC) | Custers, Hans | VU/F/BETA/S&F/Medchem/DDS | O2.04E34 | - |  |  |  | 1 | LB/LS-30
EQ006353 | 011691 | Cooling Unit |  | Peltier Thermostat | Thermo Fisher Scientific | Custers, Hans | VU/F/BETA/S&F/Medchem/DDS | O2.04E34 | - |  |  |  | 1 | PCCU1
EQ006352 | 011692 | Spectrophotometer |  | UV/VIS Spectrophotometer | Thermo Fisher Scientific | Custers, Hans | VU/F/BETA/S&F/Medchem/DDS | O2.04E34 | - |  |  |  | 1 | Evolution 201
EQ006351 |  | Extension Cable |  | Extension Cable | VU | Custers, Hans | VU/F/BETA/S&F/Medchem/DDS | O2.04E34 | - |  |  |  | 1
EQ006350 |  | Hot Plate |  | Hot Plate Stirrer | Heidolph | Custers, Hans | VU/F/BETA/S&F/Medchem/DDS | O2.04E34 | - |  |  |  | 1 | MR Hei-Standard
EQ006349 |  | Computer Monitor |  | Computer Monitor | Dell | Custers, Hans | VU/F/BETA/S&F/Medchem/DDS | O2.04E34 | - |  |  |  | 1
EQ006348 |  | Computer |  | PC | Hewlett Packard (HP) | Custers, Hans | VU/F/BETA/S&F/Medchem/DDS | O2.04E34 | - |  |  |  | 1 | Z240
EQ006347 |  | Speakers |  | Stereo System | Telefunken | Custers, Hans | VU/F/BETA/S&F/Medchem/DDS | O2.04E65 | - |  |  |  | 1 | BS1001N
EQ006346 | 005902 | Vacuum Pump |  | Diaphragm Vacuum Pump | Vacuubrand | Custers, Hans | VU/F/BETA/S&F/Medchem/DDS | O2.04E65 | - |  |  |  | 1 | 4EKF63CX-4
EQ006345 | 010244 | Column Oven |  | Column Oven | Shimadzu | Custers, Hans | VU/F/BETA/S&F/Medchem/DDS | O2.04E65 | - |  |  |  | 1 | CTO-20AC
EQ006344 | 010243 | Absorbance Detector |  | Diode Array Detector | Shimadzu | Custers, Hans | VU/F/BETA/S&F/Medchem/DDS | O2.04E65 | - |  |  |  | 1 | SPD-M20A
EQ006343 |  | Degasser |  | Degassing Unit | Shimadzu | Custers, Hans | VU/F/BETA/S&F/Medchem/DDS | O2.04E65 | - |  |  |  | 1 | DGU-20A 3R
EQ006342 | 010241 | Autosampler |  | Auto Sampler | Shimadzu | Custers, Hans | VU/F/BETA/S&F/Medchem/DDS | O2.04E65 | - |  |  |  | 1 | SIL-20A HT
EQ006341 | 010240 | Liquid Chromatograph |  | Liquid Chromatograph | Shimadzu | Custers, Hans | VU/F/BETA/S&F/Medchem/DDS | O2.04E65 | - |  |  |  | 1 | LC-20AD
EQ006340 | 010239 | Liquid Chromatograph |  | Liquid Chromatograph | Shimadzu | Custers, Hans | VU/F/BETA/S&F/Medchem/DDS | O2.04E65 | - |  |  |  | 1 | LC-20AD
EQ006339 |  | Absorbance Detector |  | Refractive Index Detector | Shimadzu | Custers, Hans | VU/F/BETA/S&F/Medchem/DDS | O2.04E65 | - |  |  |  | 1 | RID-20A
EQ006338 | 77-02; 011697 | Vacuum Pump |  | Vacuum Pump | Vacuubrand | Custers, Hans | VU/F/BETA/S&F/Medchem/DDS | O2.04E65 | - |  |  |  | 1 | ME 1C
EQ006337 | dell151; 020176 | Computer |  | PC Dell | Dell | Custers, Hans | VU/F/BETA/S&F/Medchem/DDS | O2.04E65 | - |  |  |  | 1 | Optiplex 990
EQ006336 | TFT1170 | Computer Monitor |  | Computer Monitor | Iiyama | Custers, Hans | VU/F/BETA/S&F/Medchem/DDS | O2.04E65 | - |  |  |  | 1 | Prolite B2409HDS
EQ006335 |  | Computer Monitor |  | Computer Monitor | Hewlett Packard (HP) | Custers, Hans | VU/F/BETA/S&F/Medchem/DDS | O2.04E65 | - |  |  |  | 1 | HP L2445w
EQ006334 |  | Heat Gun |  | Heat Gun | Ferm | Custers, Hans | VU/F/BETA/S&F/Medchem/DDS | O2.04E33 | - |  |  |  | 1 | HAM1021
EQ006333 | 33 | Pipette |  | Pipette | Gilson | Custers, Hans | VU/F/BETA/S&F/Medchem/DDS | O2.04E33 | - |  |  |  | 1 | Microman
EQ006332 |  | Pipette |  | Pipette | Gilson | Custers, Hans | VU/F/BETA/S&F/Medchem/DDS | O2.04E33 | - |  |  |  | 1 | Pipetman Classic
EQ006331 | 4 CB; 28 | Pipette |  | Pipette | Gilson | Custers, Hans | VU/F/BETA/S&F/Medchem/DDS | O2.04E33 | - |  |  |  | 1 | Pipetman Classic
EQ006330 |  | Pipette |  | Pipette | Gilson | Custers, Hans | VU/F/BETA/S&F/Medchem/DDS | O2.04E33 | - |  |  |  | 1 | Pipetman Classic
EQ006329 | Darkroom Pipet 2 | Pipette |  | Pipette | Gilson | Custers, Hans | VU/F/BETA/S&F/Medchem/DDS | O2.04E33 | - |  |  |  | 1 | Pipetman Classic
EQ006328 | dell178; 020161 | Computer |  | PC HP | Dell | Custers, Hans | VU/F/BETA/S&F/Medchem/DDS | O2.04E33A | - |  |  |  | 1 | Optiplex 990
EQ006327 |  | Computer Monitor |  | Computer Monitor | Iiyama | Custers, Hans | VU/F/BETA/S&F/Medchem/DDS | O2.04E33A | - |  |  |  | 1 | Prolite B2403WS
EQ006326 | 011489 | HPLC System Controller |  | Communications Bus Module | Shimadzu | Custers, Hans | VU/F/BETA/S&F/Medchem/DDS | O2.04E33A | - |  |  |  | 1 | CMB-20A
EQ006325 | 011488 | Column Oven |  | Column Oven | Shimadzu | Custers, Hans | VU/F/BETA/S&F/Medchem/DDS | O2.04E33A | - |  |  |  | 1 | CTO-20AC
EQ006324 | 011487 | Absorbance Detector |  | Diode Array Detector | Shimadzu | Custers, Hans | VU/F/BETA/S&F/Medchem/DDS | O2.04E33A | - |  |  |  | 1 | SPD-M20A
EQ006323 | 011490 | Autosampler |  | Auto Sampler | Shimadzu | Custers, Hans | VU/F/BETA/S&F/Medchem/DDS | O2.04E33A | - |  |  |  | 1 | SIL-20AC
EQ006322 | 011492 | Liquid Chromatograph |  | Liquid Chromatograph | Shimadzu | Custers, Hans | VU/F/BETA/S&F/Medchem/DDS | O2.04E33A | - |  |  |  | 1 | LC-20AD
EQ006321 | 011491 | Liquid Chromatograph |  | Liquid Chromatograph | Shimadzu | Custers, Hans | VU/F/BETA/S&F/Medchem/DDS | O2.04E33A | - |  |  |  | 1 | LC-20AD
EQ006320 |  | Degasser |  | Degassing Unit | Shimadzu | Custers, Hans | VU/F/BETA/S&F/Medchem/DDS | O2.04E33A | - |  |  |  | 1 | DGU-20A
EQ006319 | 011486 | Mass Spectrometer |  | Liquid Chromatograph Mass Spectrometer | Shimadzu | Custers, Hans | VU/F/BETA/S&F/Medchem/DDS | O2.04E33A | - |  |  |  | 1 | LCMS-2010
EQ006318 | 011493 | Vacuum Pump |  | Vacuum Pump | Edwards | Custers, Hans | VU/F/BETA/S&F/Medchem/DDS | O2.04E33A | - |  |  |  | 1 | 28
EQ006317 | 33-03; 011447 | Vacuum Pump |  | Vacuum Pump | Vacuubrand | Custers, Hans | VU/F/BETA/S&F/Medchem/DDS | O2.04E33A | - |  |  |  | 1 | 1C
EQ006316 | 007031 | Vacuum Pump |  | Vacuum Pump | Vacuubrand | Custers, Hans | VU/F/BETA/S&F/Medchem/DDS | O2.04E33A | - |  |  |  | 1 | PC3001; Vario
EQ006315 |  | Oven |  | Vacuum Oven | Gallenkamp | Custers, Hans | VU/F/BETA/S&F/Medchem/DDS | O2.04E33A | - |  |  |  | 1
EQ006314 |  | Computer Monitor |  | Computer Monitor | Hewlett Packard (HP) | Custers, Hans | VU/F/BETA/S&F/Medchem/DDS | O2.04E33A | - |  |  |  | 1 | Compaq LA2206wg
EQ006313 |  | HPLC System Controller |  | Solvent Delivery Module | Shimadzu | Custers, Hans | VU/F/BETA/S&F/Medchem/DDS | O2.04E33A | - |  |  |  | 1 | LC-40D XR
EQ006312 |  | Reactor |  | High Pressure Reactor | ThalesNano | Custers, Hans | VU/F/BETA/S&F/Medchem/DDS | O2.04E33A | - |  |  |  | 1 | H-Cube Miniplus
EQ006311 |  | Liquid Chromatograph |  | Initiator + Microwave Synthesis | Biotage | Custers, Hans | VU/F/BETA/S&F/Medchem/DDS | O2.04E33A | - |  |  |  | 1 | Initiator + EU
EQ006310 | 05803 | Pump Controller |  | Vacuum Pump Controller | Vacuubrand | Custers, Hans | VU/F/BETA/S&F/Medchem/DDS | O2.04E33A | - |  |  |  | 1 | VAP 5
EQ006309 | 005982 | Ultrasonic Cleaner |  | Ultrasonicator | Branson | Custers, Hans | VU/F/BETA/S&F/Medchem/DDS | O2.04E33A | - |  |  |  | 1 | 1510
EQ006308 |  | Vacuum Pump |  | Vacuum Pump | Vacuubrand | Custers, Hans | VU/F/BETA/S&F/Medchem/DDS | O2.04E33A | - |  |  |  | 1 | Rz2
EQ006307 |  | Computer |  | PC HP | Hewlett Packard (HP) | Custers, Hans | VU/F/BETA/S&F/Medchem/DDS | O2.04E33A | - |  |  |  | 1 | Compaq
EQ006306 | HP251 | Computer |  | PC HP | Hewlett Packard (HP) | Custers, Hans | VU/F/BETA/S&F/Medchem/DDS | O2.04E33A | - |  |  |  | 1
EQ006305 | 063302 | Computer |  | PC HP | Hewlett Packard (HP) | Custers, Hans | VU/F/BETA/S&F/Medchem/DDS | O2.04E33A | - |  |  |  | 1 | Z4
EQ006304 |  | Extension Cable |  | Extension Cable | VU | Custers, Hans | VU/F/BETA/S&F/Medchem/DDS | O2.04E33A | - |  |  |  | 1
EQ006303 |  | Autosampler |  | Auto Sampler | Shimadzu | Custers, Hans | VU/F/BETA/S&F/Medchem/DDS | O2.04E33A | - |  |  |  | 1 | SIL-40 XR
EQ006302 |  | HPLC System Controller |  | Solvent Delivery Module | Shimadzu | Custers, Hans | VU/F/BETA/S&F/Medchem/DDS | O2.04E33A | - |  |  |  | 1 | LC-40D XR
EQ006301 |  | Degasser |  | Degassing Unit | Shimadzu | Custers, Hans | VU/F/BETA/S&F/Medchem/DDS | O2.04E33A | - |  |  |  | 1 | DGU-403
EQ006300 |  | Column Oven |  | Column Oven | Shimadzu | Custers, Hans | VU/F/BETA/S&F/Medchem/DDS | O2.04E33A | - |  |  |  | 1 | CTO-40C
EQ006299 |  | Absorbance Detector |  | Photo Diode Array Detector | Shimadzu | Custers, Hans | VU/F/BETA/S&F/Medchem/DDS | O2.04E33A | - |  |  |  | 1 | SPD-M40
EQ006298 |  | HPLC System Controller |  | LC System Controller | Shimadzu | Custers, Hans | VU/F/BETA/S&F/Medchem/DDS | O2.04E33A | - |  |  |  | 1 | SCL-40
EQ006297 |  | Mass Spectrometer |  | Liquid Chromatograph Mass Spectrometer | Shimadzu | Custers, Hans | VU/F/BETA/S&F/Medchem/DDS | O2.04E33A | - |  |  |  | 1 | LCMS-2020
EQ006296 |  | Computer Monitor |  | Computer Monitor | LG | Custers, Hans | VU/F/BETA/S&F/Medchem/DDS | O2.04E33A | - |  |  |  | 1 | Flatron W2753VC
EQ006295 | 062840 | Computer |  | PC HP | Hewlett Packard (HP) | Custers, Hans | VU/F/BETA/S&F/Medchem/DDS | O2.04E33A | - |  |  |  | 1 | Z4
EQ006294 |  | Vacuum Pump |  | Vacuum Pump | Edwards | Custers, Hans | VU/F/BETA/S&F/Medchem/DDS | O2.04E33A | - |  |  |  | 1 | 28
EQ006293 | pomp 12; 010451 | Vacuum Pump |  | Vacuum Pump | KNF | Custers, Hans | VU/F/BETA/S&F/Medchem/DDS | O2.04E33 | - |  |  |  | 1 | SC920
EQ006292 | KB342; Stirrer 7; 010296 | Hot Plate |  | Hot Plate Stirrer | IKA | Custers, Hans | VU/F/BETA/S&F/Medchem/DDS | O2.04E33 | - |  |  |  | 1 | RET CT Basic
EQ006291 | G363; Stirrer 5 | Hot Plate |  | Hot Plate Stirrer | IKA | Custers, Hans | VU/F/BETA/S&F/Medchem/DDS | O2.04E33 | - |  |  |  | 1 | RET CT Basic
EQ006290 |  | Vacuum Pump |  | Vacuum Pump | KNF | Custers, Hans | VU/F/BETA/S&F/Medchem/DDS | O2.04E33 | - |  |  |  | 1 | N816 1.2KT.18
EQ006289 | 005870 | Vacuum Pump |  | Vacuum Pump | VWR | Custers, Hans | VU/F/BETA/S&F/Medchem/DDS | O2.04E33 | - |  |  |  | 1 | PM20405-86
EQ006288 | pomp 1; 010301 | Vacuum Pump |  | Vacuum Pump | KNF | Custers, Hans | VU/F/BETA/S&F/Medchem/DDS | O2.04E33 | - |  |  |  | 1 | SC920
EQ006287 |  | Oven |  | Glass Drying Oven | Buchi | Custers, Hans | VU/F/BETA/S&F/Medchem/DDS | O2.04E33 | - |  |  |  | 1 | GKR-51
EQ006286 | 010300 | Rotary Evaporator |  | Rotary Evaporator | Buchi | Custers, Hans | VU/F/BETA/S&F/Medchem/DDS | O2.04E33 | - |  |  |  | 1 | R210
EQ006285 | 010298 | UV/VIS Detector |  | UV/VIS Detector | Camag | Custers, Hans | VU/F/BETA/S&F/Medchem/DDS | O2.04E33 | - |  |  |  | 1 | 022 9230
EQ006284 | 045600 | Computer |  | PC HP | Hewlett Packard (HP) | Custers, Hans | VU/F/BETA/S&F/Medchem/DDS | O2.04E33 | - |  |  |  | 1
EQ006283 |  | Computer Monitor |  | Computer Monitor | Hewlett Packard (HP) | Custers, Hans | VU/F/BETA/S&F/Medchem/DDS | O2.04E33 | - |  |  |  | 1 | HP Compaq LA2205wg
EQ006282 |  | Computer Monitor |  | Computer Monitor | Hewlett Packard (HP) | Custers, Hans | VU/F/BETA/S&F/Medchem/DDS | O2.04E33 | - |  |  |  | 1 | HP Compaq LA2205wg
EQ006281 | 029740 | Computer |  | PC HP | Hewlett Packard (HP) | Custers, Hans | VU/F/BETA/S&F/Medchem/DDS | O2.04E33 | - |  |  |  | 1
EQ006280 |  | Hot Plate |  | Hot Plate Stirrer | IKA | Custers, Hans | VU/F/BETA/S&F/Medchem/DDS | O2.04E33 | - |  |  |  | 1 | RET CT Basic
EQ006279 | 010307 | Hot Plate |  | Hot Plate Stirrer | IKA | Custers, Hans | VU/F/BETA/S&F/Medchem/DDS | O2.04E33 | - |  |  |  | 1 | RET CV
EQ006278 | 010233 | Hot Plate |  | Hot Plate Stirrer | IKA | Custers, Hans | VU/F/BETA/S&F/Medchem/DDS | O2.04E33 | - |  |  |  | 1 | RET CT Basic
EQ006277 | 010463 | Oven |  | Vacuum Oven | Thermo Fisher Scientific | Custers, Hans | VU/F/BETA/S&F/Medchem/DDS | O2.04E33 | - |  |  |  | 1 | Vacutherm. VT 6025
EQ006276 | 010323; 2082 | Vacuum Pump |  | Vacuum Pump | Vacuubrand | Custers, Hans | VU/F/BETA/S&F/Medchem/DDS | O2.04E33 | - |  |  |  | 1 | Rotary Vane Vacuum Pump RE2
EQ006275 | pomp 14; 010368 | Vacuum Pump |  | Vacuum Pump | KNF | Custers, Hans | VU/F/BETA/S&F/Medchem/DDS | O2.04E33 | - |  |  |  | 1 | SC920
EQ006274 | pomp 2; 010306 | Vacuum Pump |  | Vacuum Pump | KNF | Custers, Hans | VU/F/BETA/S&F/Medchem/DDS | O2.04E33 | - |  |  |  | 1 | SC920
EQ006273 | pomp 6; 010317 | Vacuum Pump |  | Vacuum Pump | KNF | Custers, Hans | VU/F/BETA/S&F/Medchem/DDS | O2.04E33 | - |  |  |  | 1 | SC920
EQ006272 | 194 | Balance |  | Balance | Mettler (Toledo) | Custers, Hans | VU/F/BETA/S&F/Medchem/DDS | O2.04E33 | - |  |  |  | 1 | PG4002-S
EQ006271 | 191 | Balance |  | Precision Balance | Mettler (Toledo) | Custers, Hans | VU/F/BETA/S&F/Medchem/DDS | O2.04E33 | - |  |  |  | 1 | PB303-S/FACT
EQ006270 |  | Cooling Unit |  | Cooling Unit | Van der Heijden labortechnik GmbH | Custers, Hans | VU/F/BETA/S&F/Medchem/DDS | O2.04E33 | - |  |  |  | 1 | 0000-A-RB400
EQ006269 | 005896 | Vacuum Pump |  | Vacuum Pump | KNF | Custers, Hans | VU/F/BETA/S&F/Medchem/DDS | O2.04E33 | - |  |  |  | 1 | PM20404-820.3
EQ006268 | 010313 | Vacuum Pump |  | Vacuum Pump | KNF | Custers, Hans | VU/F/BETA/S&F/Medchem/DDS | O2.04E33 | - |  |  |  | 1 | N816 3KT 18
EQ006267 |  | Radio |  | Stereo Deck Receiver | Sony | Custers, Hans | VU/F/BETA/S&F/Medchem/DDS | O2.04E33 | - |  |  |  | 1 | XO-D10S
EQ006266 | 010314 | Hot Plate |  | Hot Plate Stirrer | IKA | Custers, Hans | VU/F/BETA/S&F/Medchem/DDS | O2.04E33 | - |  |  |  | 1 | RET CV
EQ006265 | KB342; stirrer 8; 010460 | Hot Plate |  | Hot Plate Stirrer | IKA | Custers, Hans | VU/F/BETA/S&F/Medchem/DDS | O2.04E33 | - |  |  |  | 1 | RCT basic
EQ006264 | 005872 | Hot Plate |  | Hot Plate Stirrer | IKA | Custers, Hans | VU/F/BETA/S&F/Medchem/DDS | O2.04E33 | - |  |  |  | 1 | RCT basic
EQ006263 | G373; stirrer 3; 010459 | Hot Plate |  | Hot Plate Stirrer | IKA | Custers, Hans | VU/F/BETA/S&F/Medchem/DDS | O2.04E33 | - |  |  |  | 1 | RCT basic
EQ006262 | 005868 | Heat Gun |  | Heat Gun | Steinel | Custers, Hans | VU/F/BETA/S&F/Medchem/DDS | O2.04E33 | - |  |  |  | 1 | HG 2000 E electronic control
EQ006261 | 005809 | Vortex |  | Vortex | VWR | Custers, Hans | VU/F/BETA/S&F/Medchem/DDS | O2.04E33 | - |  |  |  | 1 | VV3 S40
EQ006260 |  | Balance |  | Balance | Mettler (Toledo) | Custers, Hans | VU/F/BETA/S&F/Medchem/DDS | O2.04E33 | - |  |  |  | 1 | PB303-S
EQ006259 | pomp 7; 010362 | Vacuum Pump |  | Vacuum Pump | KNF | Custers, Hans | VU/F/BETA/S&F/Medchem/DDS | O2.04E33 | - |  |  |  | 1 | SC920
EQ006258 | 010318 | Rotary Evaporator |  | Rotary Evaporator | Buchi | Custers, Hans | VU/F/BETA/S&F/Medchem/DDS | O2.04E33 | - |  |  |  | 1 | R210
EQ006257 | 010305 | Rotary Evaporator |  | Rotary Evaporator | Buchi | Custers, Hans | VU/F/BETA/S&F/Medchem/DDS | O2.04E33 | - |  |  |  | 1 | R210
EQ006256 | pomp 8; 010462 | Vacuum Pump |  | Vacuum Pump | KNF | Custers, Hans | VU/F/BETA/S&F/Medchem/DDS | O2.04E33 | - |  |  |  | 1 | SC920
EQ006255 | 029738 | Computer |  | PC HP | Hewlett Packard (HP) | Custers, Hans | VU/F/BETA/S&F/Medchem/DDS | O2.04E33 | - |  |  |  | 1
EQ006254 | 030021 | Computer Monitor |  | Computer Monitor | Hewlett Packard (HP) | Custers, Hans | VU/F/BETA/S&F/Medchem/DDS | O2.04E33 | - |  |  |  | 1 | HP Compaq LA2306x
EQ006253 | 030021 | Computer Monitor |  | Computer Monitor | Hewlett Packard (HP) | Custers, Hans | VU/F/BETA/S&F/Medchem/DDS | O2.04E33 | - |  |  |  | 1 | EliteDisplay E231
EQ006252 | 045595 | Computer |  | PC HP | Hewlett Packard (HP) | Custers, Hans | VU/F/BETA/S&F/Medchem/DDS | O2.04E33 | - |  |  |  | 1
EQ006251 | 005957 | UV/VIS Detector |  | UV/VIS Detector | Camag | Custers, Hans | VU/F/BETA/S&F/Medchem/DDS | O2.04E33 | - |  |  |  | 1 | 022 9230
EQ006250 | 012047 | Hot Plate |  | Hot Plate Stirrer | IKA | Custers, Hans | VU/F/BETA/S&F/Medchem/DDS | O2.04E33 | - |  |  |  | 1 | RCT B S000
EQ006249 |  | Balance |  | Balance | Mettler (Toledo) | Custers, Hans | VU/F/BETA/S&F/Medchem/DDS | O2.04E33 | - |  |  |  | 1 | PM4000
EQ006248 | 010237 | Cold light source |  | ULE? | Original Hanau | Custers, Hans | VU/F/BETA/S&F/Medchem/DDS | O2.04E33 | - |  |  |  | 1
EQ006247 |  | Hot Plate |  | Hot Plate Stirrer | IKA | Custers, Hans | VU/F/BETA/S&F/Medchem/DDS | O2.04E33 | - |  |  |  | 1 | RET control-visc (CV)
EQ006246 | 010457 | Hot Plate |  | Hot Plate Stirrer | IKA | Custers, Hans | VU/F/BETA/S&F/Medchem/DDS | O2.04E33 | - |  |  |  | 1 | RET control-visc (CV)
EQ006245 |  | Hot Plate |  | Hot Plate Stirrer | Heidolph | Custers, Hans | VU/F/BETA/S&F/Medchem/DDS | O2.04E33 | - |  |  |  | 1 | MR Hei Standard
EQ006244 | 005914 | Hot Plate |  | Hot Plate Stirrer | IKA | Custers, Hans | VU/F/BETA/S&F/Medchem/DDS | O2.04E33 | - |  |  |  | 1 | RCT basic
EQ006243 | KA309; stirrer 4 | Hot Plate |  | Hot Plate Stirrer | IKA | Custers, Hans | VU/F/BETA/S&F/Medchem/DDS | O2.04E33 | - |  |  |  | 1 | RET control-visc
EQ006242 | 010232 | Hot Plate |  | Hot Plate Stirrer | IKA | Custers, Hans | VU/F/BETA/S&F/Medchem/DDS | O2.04E33 | - |  |  |  | 1 | RTC basic
EQ006241 | 005965 | Hot Plate |  | Hot Plate Stirrer | IKA | Custers, Hans | VU/F/BETA/S&F/Medchem/DDS | O2.04E33 | - |  |  |  | 1 | RTC B S18
EQ006240 | 005965 | Hot Plate |  | Hot Plate Stirrer | IKA | Custers, Hans | VU/F/BETA/S&F/Medchem/DDS | O2.04E33 | - |  |  |  | 1 | IKAMAG RET
EQ006239 | 005965 | Hot Plate |  | Hot Plate Stirrer | IKA | Custers, Hans | VU/F/BETA/S&F/Medchem/DDS | O2.04E33 | - |  |  |  | 1 | RCT basic
EQ006238 | KA309; stirrer 5 | Hot Plate |  | Hot Plate Stirrer | IKA | Custers, Hans | VU/F/BETA/S&F/Medchem/DDS | O2.04E33 | - |  |  |  | 1 | RCT basic
EQ006237 | 005895 | Hot Plate |  | Hot Plate Stirrer | Heidolph | Custers, Hans | VU/F/BETA/S&F/Medchem/DDS | O2.04E33 | - |  |  |  | 1 | MR 3002 C
EQ006236 | pomp 2; 010229 | Vacuum Pump |  | Vacuum Pump | KNF | Custers, Hans | VU/F/BETA/S&F/Medchem/DDS | O2.04E33 | - |  |  |  | 1 | SC920
EQ006235 | pomp 10; 010450 | Vacuum Pump |  | Vacuum Pump | KNF | Custers, Hans | VU/F/BETA/S&F/Medchem/DDS | O2.04E33 | - |  |  |  | 1 | SC920
EQ006234 | pomp 13; 010456 | Vacuum Pump |  | Vacuum Pump | KNF | Custers, Hans | VU/F/BETA/S&F/Medchem/DDS | O2.04E33 | - |  |  |  | 1 | SC920
EQ006233 | pomp 9; 010464 | Vacuum Pump |  | Vacuum Pump | KNF | Custers, Hans | VU/F/BETA/S&F/Medchem/DDS | O2.04E33 | - |  |  |  | 1 | SC920
EQ006232 | 005808 | Hot Plate |  | Hot Plate Stirrer | IKA | Custers, Hans | VU/F/BETA/S&F/Medchem/DDS | O2.04E33 | - |  |  |  | 1 | RET B
EQ006231 | 0019297 | Hot Plate |  | Hot Plate Stirrer | IKA | Custers, Hans | VU/F/BETA/S&F/Medchem/DDS | O2.04E33 | - |  |  |  | 1 | RET CV
EQ006230 | 005929 | Hot Plate |  | Hot Plate Stirrer | IKA | Custers, Hans | VU/F/BETA/S&F/Medchem/DDS | O2.04E33 | - |  |  |  | 1 | RET CV
EQ006229 | 005930 | Hot Plate |  | Hot Plate Stirrer | IKA | Custers, Hans | VU/F/BETA/S&F/Medchem/DDS | O2.04E33 | - |  |  |  | 1 | RET CV
EQ006228 |  | Heat Gun |  | Heat Gun | Wagner | Custers, Hans | VU/F/BETA/S&F/Medchem/DDS | O2.04E33 | - |  |  |  | 1 | 2363342
EQ006227 | 011446 | Vacuum Pump |  | Vacuum Pump | KNF | Custers, Hans | VU/F/BETA/S&F/Medchem/DDS | O2.04E33 | - |  |  |  | 1
EQ006226 |  | Liquid Chromatograph |  | Flash Chromatography System | Teledyne Photometrics | Custers, Hans | VU/F/BETA/S&F/Medchem/DDS | O2.04E33 | - |  |  |  | 1 | CombiFlash Rf
EQ006225 |  | Liquid Chromatograph |  | Pure Chromatography System | Buchi | Custers, Hans | VU/F/BETA/S&F/Medchem/DDS | O2.04E33 | - |  |  |  | 1 | Pure C815 Flash
EQ006224 | 010231 | Rotary Evaporator |  | Rotary Evaporator | Buchi | Custers, Hans | VU/F/BETA/S&F/Medchem/DDS | O2.04E33 | - |  |  |  | 1 | R210
EQ006223 | 010302; Biotage E33 | Liquid Chromatograph |  | Flash Chromatography System | Biotage | Custers, Hans | VU/F/BETA/S&F/Medchem/DDS | O2.04E33 | - |  |  |  | 1 | Isolera One
EQ006222 |  | Radio |  | Philips Stereo/Speaker System | Philips | Custers, Hans | VU/F/BETA/S&F/Medchem/DDS | O2.04E33 | - |  |  |  | 1 | MCM2350
EQ006221 | 00587 | Hot Plate |  | Hot Plate Stirrer | IKA | Custers, Hans | VU/F/BETA/S&F/Medchem/DDS | O2.04E33 | - |  |  |  | 1 | RET B
EQ006220 |  | Computer Monitor |  | Computer Monitor | Hewlett Packard (HP) | Custers, Hans | VU/F/BETA/S&F/Medchem/DDS | O2.04E33 | - |  |  |  | 1 | EliteDisplay E231
EQ006219 | 045593 | Computer |  | PC HP | Hewlett Packard (HP) | Custers, Hans | VU/F/BETA/S&F/Medchem/DDS | O2.04E33 | - |  |  |  | 1
EQ006218 |  | Label Writer |  | Label Writer | Brother | Custers, Hans | VU/F/BETA/S&F/Medchem/DDS | O2.04E33 | - |  |  |  | 1 | P-touch 9500pc
EQ006217 |  | Blender |  | Stirrer/Blender | IKA | Custers, Hans | VU/F/BETA/S&F/Medchem/DDS | O2.04E33 | - |  |  |  | 1 | RW16
EQ006216 | 003889; Draaiend Schakelen | Blender |  | Stirrer/Blender | IKA | Preschel, Hans Daniel | VU/F/BETA/S&F/OrgCh | O2.04W19 | - |  |  |  | 1 | RW18
EQ006215 | portable membrame pump | Vacuum Pump |  | Vacuum Pump System | KNF | Preschel, Hans Daniel | VU/F/BETA/S&F/OrgCh | O2.04W19 | - |  |  |  | 1 | SC 920
EQ006214 | 003745 | Hot Plate |  | Hot Plate Stirrer | Heidolph | Preschel, Hans Daniel | VU/F/BETA/S&F/OrgCh | O2.04W19 | - |  |  |  | 1 | MR 3001 K
EQ006213 | 00378 | Hot Plate |  | Hot Plate Stirrer | Heidolph | Preschel, Hans Daniel | VU/F/BETA/S&F/OrgCh | O2.04W19 | - |  |  |  | 1 | MR 3001 K
EQ006212 | 006200 | Hot Plate |  | Hot Plate Stirrer | Heidolph | Preschel, Hans Daniel | VU/F/BETA/S&F/OrgCh | O2.04W19 | - |  |  |  | 1 | MR 3001 K
EQ006211 | 008835 | Hot Plate |  | Hot Plate Stirrer | Heidolph | Preschel, Hans Daniel | VU/F/BETA/S&F/OrgCh | O2.04W19 | - |  |  |  | 1 | MR Hei Standard
EQ006210 | 006320 | Hot Plate |  | Hot Plate Stirrer | Heidolph | Preschel, Hans Daniel | VU/F/BETA/S&F/OrgCh | O2.04W19 | - |  |  |  | 1 | MR Hei Standard
EQ006209 | 011832 | Hot Plate |  | Hot Plate Stirrer | Heidolph | Preschel, Hans Daniel | VU/F/BETA/S&F/OrgCh | O2.04W19 | - |  |  |  | 1 | MR Hei Tec
EQ006208 | 011831 | Hot Plate |  | Hot Plate Stirrer | Heidolph | Preschel, Hans Daniel | VU/F/BETA/S&F/OrgCh | O2.04W19 | - |  |  |  | 1 | MR Hei Tec
EQ006207 | 008838 | Hot Plate |  | Hot Plate Stirrer | Heidolph | Preschel, Hans Daniel | VU/F/BETA/S&F/OrgCh | O2.04W19 | - |  |  |  | 1 | MR Hei Standard
EQ006206 |  | Heat Gun |  | Heat Gun | Skil | Preschel, Hans Daniel | VU/F/BETA/S&F/OrgCh | O2.04W19 | - |  |  |  | 1 | F015800401
EQ006205 |  | Heat Gun |  | Heat Gun | Skil | Preschel, Hans Daniel | VU/F/BETA/S&F/OrgCh | O2.04W19 | - |  |  |  | 1 | F015800401
EQ006204 | 008839 | Ultrasonic Cleaner |  | Ultrasonicator | Bandelin | Preschel, Hans Daniel | VU/F/BETA/S&F/OrgCh | O2.04W19 | - |  |  |  | 1 | Sonorex
EQ006203 | 003714 | Syringe Pump |  | Syringe Pump | Sage Pumps | Preschel, Hans Daniel | VU/F/BETA/S&F/OrgCh | O2.04W19 | - |  |  |  | 1 | Model 341B
EQ006202 | 007997 | Hot Plate |  | Hot Plate Stirrer | Heidolph | Preschel, Hans Daniel | VU/F/BETA/S&F/OrgCh | O2.04W19 | - |  |  |  | 1 | MR Hei-Standard
EQ006201 | 006363; 08906698 | Hot Plate |  | Hot Plate Stirrer | Heidolph | Preschel, Hans Daniel | VU/F/BETA/S&F/OrgCh | O2.04W19 | - |  |  |  | 1 | MR 3001 K
EQ006200 | 011833 | Hot Plate |  | Hot Plate Stirrer | Heidolph | Preschel, Hans Daniel | VU/F/BETA/S&F/OrgCh | O2.04W19 | - |  |  |  | 1 | MR Hei Tec
EQ006199 | 011830 | Hot Plate |  | Hot Plate Stirrer | Heidolph | Preschel, Hans Daniel | VU/F/BETA/S&F/OrgCh | O2.04W19 | - |  |  |  | 1 | MR Hei Tec
EQ006198 | 003680 | Hot Plate |  | Hot Plate Stirrer | Heidolph | Preschel, Hans Daniel | VU/F/BETA/S&F/OrgCh | O2.04W19 | - |  |  |  | 1 | MR 3001 K
EQ006197 | 006325 | Hot Plate |  | Hot Plate Stirrer | Heidolph | Preschel, Hans Daniel | VU/F/BETA/S&F/OrgCh | O2.04W19 | - |  |  |  | 1 | MR Hei-Standard
EQ006196 |  | Heat Gun |  | Heat Gun | Skil | Preschel, Hans Daniel | VU/F/BETA/S&F/OrgCh | O2.04W19 | - |  |  |  | 1 | F015800401
EQ006195 | 006321 | Hot Plate |  | Hot Plate Stirrer | Heidolph | Preschel, Hans Daniel | VU/F/BETA/S&F/OrgCh | O2.04W19 | - |  |  |  | 1 | MR Hei-Standard
EQ006194 | 008836 | Hot Plate |  | Hot Plate Stirrer | Heidolph | Preschel, Hans Daniel | VU/F/BETA/S&F/OrgCh | O2.04W19 | - |  |  |  | 1 | MR Hei-Standard
EQ006193 | 006323 | Hot Plate |  | Hot Plate Stirrer | Heidolph | Preschel, Hans Daniel | VU/F/BETA/S&F/OrgCh | O2.04W19 | - |  |  |  | 1 | MR Hei-Standard
EQ006192 | 04; ZK10; 012260 | Vacuum Pump |  | Vacuum Pump | Hanning Elektro-Werke | Preschel, Hans Daniel | VU/F/BETA/S&F/OrgCh | O2.04W19 | - |  |  |  | 1 | E7B4B3-7-351
EQ006191 | 011828 | Vacuum Pump |  | Vacuum Pump | Vacuubrand | Preschel, Hans Daniel | VU/F/BETA/S&F/OrgCh | O2.04W19 | - |  |  |  | 1 | ME1
EQ006190 |  | Vacuum Pump |  | Vacuum Pump | Vacuubrand | Preschel, Hans Daniel | VU/F/BETA/S&F/OrgCh | O2.04W19 | - |  |  |  | 1 | ME1
EQ006189 | 011825 | Vacuum Pump |  | Vacuum Pump | Vacuubrand | Preschel, Hans Daniel | VU/F/BETA/S&F/OrgCh | O2.04W19 | - |  |  |  | 1 | ME1
EQ006188 | 011823 | Vacuum Pump |  | Vacuum Pump | Vacuubrand | Preschel, Hans Daniel | VU/F/BETA/S&F/OrgCh | O2.04W19 | - |  |  |  | 1 | ME1
EQ006187 | 011827 | Vacuum Pump |  | Vacuum Pump | Vacuubrand | Preschel, Hans Daniel | VU/F/BETA/S&F/OrgCh | O2.04W19 | - |  |  |  | 1 | ME1
EQ006186 | 011822 | Vacuum Pump |  | Vacuum Pump | Vacuubrand | Preschel, Hans Daniel | VU/F/BETA/S&F/OrgCh | O2.04W19 | - |  |  |  | 1 | ME1
EQ006185 | 010080 | Heat Gun |  | Heat Gun | Bosch | Preschel, Hans Daniel | VU/F/BETA/S&F/OrgCh | O2.04W19 | - |  |  |  | 1 | PHG 630 DCE
EQ006184 | 003795 | Heat Gun |  | Heat Gun | Bosch | Preschel, Hans Daniel | VU/F/BETA/S&F/OrgCh | O2.04W35 | - |  |  |  | 1 | PHG 630 DCE
EQ006183 |  | Heat Gun |  | Heat Gun | Skil | Preschel, Hans Daniel | VU/F/BETA/S&F/OrgCh | O2.04W35 | - |  |  |  | 1 | F015800401
EQ006182 | 010089 | Heat Gun |  | Heat Gun | Bosch | Preschel, Hans Daniel | VU/F/BETA/S&F/OrgCh | O2.04W35 | - |  |  |  | 1 | PHG 630 DCE
EQ006181 | 009442 | Heat Gun |  | Heat Gun | Bosch | Preschel, Hans Daniel | VU/F/BETA/S&F/OrgCh | O2.04W35 | - |  |  |  | 1 | PHG 630 DCE
EQ006180 | 007391 | Heat Gun |  | Heat Gun | Bosch | Preschel, Hans Daniel | VU/F/BETA/S&F/OrgCh | O2.04W35 | - |  |  |  | 1 | PHG 630 DCE
EQ006179 | 011840 | Hot Plate |  | Hot Plate Stirrer | Heidolph | Preschel, Hans Daniel | VU/F/BETA/S&F/OrgCh | O2.04W35 | - |  |  |  | 1 | MR Hei-Tec
EQ006178 |  | Hot Plate |  | Magnetic Stirrer | Heidolph | Preschel, Hans Daniel | VU/F/BETA/S&F/OrgCh | O2.04W35 | - |  |  |  | 1 | MR Hei-Tec
EQ006177 | 003721 | Hot Plate |  | Hot Plate Stirrer | Heidolph | Preschel, Hans Daniel | VU/F/BETA/S&F/OrgCh | O2.04W35 | - |  |  |  | 1 | MR 3001 K
EQ006176 | 003706 | Hot Plate |  | Hot Plate Stirrer | Heidolph | Preschel, Hans Daniel | VU/F/BETA/S&F/OrgCh | O2.04W35 | - |  |  |  | 1 | MR 3001 K
EQ006175 |  | Heat Gun |  | Heat Gun | Skil | Preschel, Hans Daniel | VU/F/BETA/S&F/OrgCh | O2.04W35 | - |  |  |  | 1 | F015800401
EQ006174 |  | Heat Gun |  | Heat Gun | Skil | Preschel, Hans Daniel | VU/F/BETA/S&F/OrgCh | O2.04W35 | - |  |  |  | 1 | F015800401
EQ006173 |  | Hot Plate |  | Hot Plate Stirrer | Heidolph | Preschel, Hans Daniel | VU/F/BETA/S&F/OrgCh | O2.04W35 | - |  |  |  | 1 | MR Hei-Tec
EQ006172 | 011834 | Hot Plate |  | Hot Plate Stirrer | Heidolph | Preschel, Hans Daniel | VU/F/BETA/S&F/OrgCh | O2.04W35 | - |  |  |  | 1 | MR Hei-Tec
EQ006171 |  | Hot Plate |  | Hot Plate Stirrer | Heidolph | Preschel, Hans Daniel | VU/F/BETA/S&F/OrgCh | O2.04W35 | - |  |  |  | 1 | MR Hei-Tec
EQ006170 | 011835 | Hot Plate |  | Hot Plate Stirrer | Heidolph | Preschel, Hans Daniel | VU/F/BETA/S&F/OrgCh | O2.04W35 | - |  |  |  | 1 | MR Hei-Tec
EQ006169 | 003715 | Syringe Pump |  | Syringe Pump | KF Technology | Preschel, Hans Daniel | VU/F/BETA/S&F/OrgCh | O2.04W35 | - |  |  |  | 1 | NE-1800
EQ006168 | 008112 | Vacuum Pump |  | Vacuum Pump | KNF | Preschel, Hans Daniel | VU/F/BETA/S&F/OrgCh | O2.04W35 | - |  |  |  | 1 | N86KT.18
EQ006167 | 004958 | Vacuum Pump |  | Vacuum Pump | VWR | Preschel, Hans Daniel | VU/F/BETA/S&F/OrgCh | O2.04W35 | - |  |  |  | 1 | PM20405-86
EQ006166 | 003769 | Vortex |  | Vortex | VWR | Preschel, Hans Daniel | VU/F/BETA/S&F/OrgCh | O2.04W35 | - |  |  |  | 1 | 444-1372
EQ006165 |  | Vacuum Pump |  | Vacuum Pump | Vacuubrand | Preschel, Hans Daniel | VU/F/BETA/S&F/OrgCh | O2.04W35 | - |  |  |  | 1 | ME1
EQ006164 | 011821 | Vacuum Pump |  | Vacuum Pump | Vacuubrand | Preschel, Hans Daniel | VU/F/BETA/S&F/OrgCh | O2.04W35 | - |  |  |  | 1 | ME1
EQ006163 |  | Hot Plate |  | Magnetic Stirrer | Heidolph | Preschel, Hans Daniel | VU/F/BETA/S&F/OrgCh | O2.04W35 | - |  |  |  | 1 | MR Hei-Tec
EQ006162 | 011824 | Vacuum Pump |  | Vacuum Pump | Vacuubrand | Preschel, Hans Daniel | VU/F/BETA/S&F/OrgCh | O2.04W35 | - |  |  |  | 1 | ME1
EQ006161 | 011819 | Vacuum Pump |  | Vacuum Pump | Vacuubrand | Preschel, Hans Daniel | VU/F/BETA/S&F/OrgCh | O2.04W35 | - |  |  |  | 1 | ME1
EQ006160 | 011820 | Vacuum Pump |  | Vacuum Pump | Vacuubrand | Preschel, Hans Daniel | VU/F/BETA/S&F/OrgCh | O2.04W35 | - |  |  |  | 1 | ME1
EQ006159 | 003750 | Hot Plate |  | Hot Plate Stirrer | Heidolph | Preschel, Hans Daniel | VU/F/BETA/S&F/OrgCh | O2.04W35 | - |  |  |  | 1 | MR 3001 K
EQ006158 | 005226 | Hot Plate |  | Hot Plate Stirrer | Heidolph | Preschel, Hans Daniel | VU/F/BETA/S&F/OrgCh | O2.04W35 | - |  |  |  | 1 | MR 3001
EQ006157 | 005220 | Hot Plate |  | Hot Plate Stirrer | Heidolph | Preschel, Hans Daniel | VU/F/BETA/S&F/OrgCh | O2.04W35 | - |  |  |  | 1 | MR 3001
EQ006156 |  | Hot Plate |  | Magnetic stirrer | Heidolph | Preschel, Hans Daniel | VU/F/BETA/S&F/OrgCh | O2.04W35 | - |  |  |  | 1 | MR Hei-Tec
EQ006155 | 011836 | Hot Plate |  | Magnetic Stirrer | Heidolph | Preschel, Hans Daniel | VU/F/BETA/S&F/OrgCh | O2.04W35 | - |  |  |  | 1 | MR Hei-Tec
EQ006154 | 008368 | Hot Plate |  | Hot Plate Stirrer | Heidolph | Preschel, Hans Daniel | VU/F/BETA/S&F/OrgCh | O2.04W35 | - |  |  |  | 1 | MR Hei-Standard
EQ006153 |  | Vacuum Pump |  | Vacuum Pump System | Edwards | Preschel, Hans Daniel | VU/F/BETA/S&F/OrgCh | O2.04W19 | - |  |  |  | 1 | 28
EQ006152 | 006317 | Oven |  | Oven | Thermo Fisher Scientific | Preschel, Hans Daniel | VU/F/BETA/S&F/OrgCh | O2.04W19 | - |  |  |  | 1 | T6060 51015264
EQ006151 |  | Mass Spectrometer |  | Liquid Chromatograph Mass Spectrometer | Shimadzu | Preschel, Hans Daniel | VU/F/BETA/S&F/OrgCh | O2.04W19 | - |  |  |  | 1 | LCMS-2020
EQ006150 | 006367 | Column Oven |  | Column Oven | Shimadzu | Preschel, Hans Daniel | VU/F/BETA/S&F/OrgCh | O2.04W19 | - |  |  |  | 1 | CTO-20AC
EQ006149 | 006363; 010504 | Absorbance Detector |  | Diode Array Detector | Shimadzu | Preschel, Hans Daniel | VU/F/BETA/S&F/OrgCh | O2.04W19 | - |  |  |  | 1 | SPD-M20A
EQ006148 |  | Degasser |  | Degassing Unit | Shimadzu | Preschel, Hans Daniel | VU/F/BETA/S&F/OrgCh | O2.04W19 | - |  |  |  | 1 | DGU-20A3
EQ006147 | 006370 | Liquid Chromatograph |  | Liquid Chromatograph | Shimadzu | Preschel, Hans Daniel | VU/F/BETA/S&F/OrgCh | O2.04W19 | - |  |  |  | 1 | LC-20AT
EQ006146 | 006369 | Liquid Chromatograph |  | Liquid Chromatograph | Shimadzu | Preschel, Hans Daniel | VU/F/BETA/S&F/OrgCh | O2.04W19 | - |  |  |  | 1 | LC-20AT
EQ006145 | B | Fraction Collector |  | HPLC Flow Channel Valve | Shimadzu | Preschel, Hans Daniel | VU/F/BETA/S&F/OrgCh | O2.04W19 | - |  |  |  | 1 | FCV-15AL
EQ006144 | A | Fraction Collector |  | HPLC Flow Channel Valve | Shimadzu | Preschel, Hans Daniel | VU/F/BETA/S&F/OrgCh | O2.04W19 | - |  |  |  | 1 | FCV-15AL
EQ006143 |  | Fraction Collector |  | Fraction Collector | Shimadzu | Preschel, Hans Daniel | VU/F/BETA/S&F/OrgCh | O2.04W19 | - |  |  |  | 1 | FRC-10A
EQ006142 |  | HPLC System Controller |  | Communications Bus Module | Shimadzu | Preschel, Hans Daniel | VU/F/BETA/S&F/OrgCh | O2.04W19 | - | 2026-06-14 |  |  | 1 | CBM-20A
EQ006141 | 006368 | Autosampler |  | Autosampler | Shimadzu | Preschel, Hans Daniel | VU/F/BETA/S&F/OrgCh | O2.04W19 | - |  |  |  | 1 | SIL-20A
EQ006140 | 046251 | Computer |  | PC HP | Hewlett Packard (HP) | Preschel, Hans Daniel | VU/F/BETA/S&F/OrgCh | O2.04W19 | - |  |  |  | 1
EQ006139 | 017143; FA_FEW_USER034 | Computer Monitor |  | Computer Monitor | Hewlett Packard (HP) | Preschel, Hans Daniel | VU/F/BETA/S&F/OrgCh | O2.04W19 | - |  |  |  | 1 | HP Compaq LA2306x
EQ006138 |  | Speakers |  | Speaker System | Logitech | Preschel, Hans Daniel | VU/F/BETA/S&F/OrgCh | O2.04W19 | - |  |  |  | 1
EQ006137 | #12; ZK02 | Vacuum Pump |  | Vacuum Pump System | KNF | Preschel, Hans Daniel | VU/F/BETA/S&F/OrgCh | O2.04W19 | - |  |  |  | 1 | SC 920
EQ006136 | #12; ZK02 | Rotary Evaporator |  | Rotary Evaporator | Buchi | Preschel, Hans Daniel | VU/F/BETA/S&F/OrgCh | O2.04W19 | - |  |  |  | 1 | Rotavapor RII
EQ006135 | 12; ZK02 | Vacuum Pump |  | Vacuum Pump | Hanning Elektro-Werke | Preschel, Hans Daniel | VU/F/BETA/S&F/OrgCh | O2.04W19 | - |  |  |  | 1 | E7B4B3-7-351
EQ006134 |  | Cooling Unit |  | Cooling Unit | Van der Heijden labortechnik GmbH | Preschel, Hans Daniel | VU/F/BETA/S&F/OrgCh | O2.04W19 | - |  |  |  | 1 | 0000-A-RB400
EQ006133 | 10; ZK03 | Vacuum Pump |  | Vacuum Pump | Hanning Elektro-Werke | Preschel, Hans Daniel | VU/F/BETA/S&F/OrgCh | O2.04W19 | - |  |  |  | 1 | E7B4B3-7-351
EQ006132 | #10; ZK03 | Rotary Evaporator |  | Rotary Evaporator | KNF | Preschel, Hans Daniel | VU/F/BETA/S&F/OrgCh | O2.04W19 | - |  |  |  | 1 | RC 600
EQ006131 | #10; ZK03 | Vacuum Pump |  | Vacuum Pump System | KNF | Preschel, Hans Daniel | VU/F/BETA/S&F/OrgCh | O2.04W19 | - |  |  |  | 1 | SC 920 G
EQ006130 | 42; 004271 | Balance |  | Balance | Mettler (Toledo) | Preschel, Hans Daniel | VU/F/BETA/S&F/OrgCh | O2.04W19 | - |  |  |  | 1 | PC4400
EQ006129 | 172 | Balance |  | Balance | Mettler (Toledo) | Preschel, Hans Daniel | VU/F/BETA/S&F/OrgCh | O2.04W19 | - |  |  |  | 1 | PB303-S
EQ006128 | 003753 | Vortex |  | Vortex | VWR | Preschel, Hans Daniel | VU/F/BETA/S&F/OrgCh | O2.04W19 | - |  |  |  | 1 | 444-1372
EQ006127 | 8; ZK06 | Vacuum Pump |  | Vacuum Pump | Hanning Elektro-Werke | Preschel, Hans Daniel | VU/F/BETA/S&F/OrgCh | O2.04W19 | - |  |  |  | 1 | E7B4B3-7-351
EQ006126 | #08; ZK06 | Vacuum Pump |  | Vacuum Pump System | KNF | Preschel, Hans Daniel | VU/F/BETA/S&F/OrgCh | O2.04W19 | - |  |  |  | 1 | SC 920 G
EQ006125 | #08; ZK06 | Rotary Evaporator |  | Rotary Evaporator | KNF | Preschel, Hans Daniel | VU/F/BETA/S&F/OrgCh | O2.04W19 | - |  |  |  | 1 | RC 600
EQ006124 | 105 | Balance |  | Balance NewClassic MF | Mettler (Toledo) | Preschel, Hans Daniel | VU/F/BETA/S&F/OrgCh | O2.04W19 | - |  |  |  | 1 | MS303S /01
EQ006123 |  | UV/VIS Detector |  | UV Lamp | Camag | Preschel, Hans Daniel | VU/F/BETA/S&F/OrgCh | O2.04W19 | - |  |  |  | 1 | UV Lamp 4
EQ006122 | #06; ZK10 | Rotary Evaporator |  | Rotary Evaporator | KNF | Preschel, Hans Daniel | VU/F/BETA/S&F/OrgCh | O2.04W19 | - |  |  |  | 1 | RC 600
EQ006121 | #06; ZK07 | Vacuum Pump |  | Vacuum Pump System | KNF | Preschel, Hans Daniel | VU/F/BETA/S&F/OrgCh | O2.04W19 | - |  |  |  | 1 | SC 920 G
EQ006120 | 5; ZK08; 003627 | Vacuum Pump |  | Vacuum Pump | Leybold | Preschel, Hans Daniel | VU/F/BETA/S&F/OrgCh | O2.04W19 | - |  |  |  | 1 | AF 4-8
EQ006119 | 6; ZK07; 006298 | Vacuum Pump |  | Vacuum Pump | Hanning Elektro-Werke | Preschel, Hans Daniel | VU/F/BETA/S&F/OrgCh | O2.04W19 | - |  |  |  | 1 | E7B4B3-7-351
EQ006118 |  | UV/VIS Detector |  | UV Lamp | Camag | Preschel, Hans Daniel | VU/F/BETA/S&F/OrgCh | O2.04W19 | - |  |  |  | 1 | UV 4
EQ006117 | 003704 | Vortex |  | Vortex | VWR | Preschel, Hans Daniel | VU/F/BETA/S&F/OrgCh | O2.04W19 | - |  |  |  | 1 | 444-1372
EQ006116 | 3; ZK09; 006009 | Vacuum Pump |  | Vacuum Pump | Hanning Elektro-Werke | Preschel, Hans Daniel | VU/F/BETA/S&F/OrgCh | O2.04W19 | - |  |  |  | 1 | E7B4B3-7-351
EQ006115 | 189 | Balance |  | Balance NewClassic MF | Mettler (Toledo) | Preschel, Hans Daniel | VU/F/BETA/S&F/OrgCh | O2.04W19 | - |  |  |  | 1 | MS105
EQ006114 | 158 | Balance |  | Balance | Mettler (Toledo) | Preschel, Hans Daniel | VU/F/BETA/S&F/OrgCh | O2.04W19 | - |  |  |  | 1 | PB303-S/FACT
EQ006113 |  | Speakers |  | Speaker Stereo System | SilverCrest | Preschel, Hans Daniel | VU/F/BETA/S&F/OrgCh | O2.04W19 | - |  |  |  | 1
EQ006112 | #04; ZK10 | Rotary Evaporator |  | Rotary Evaporator | KNF | Preschel, Hans Daniel | VU/F/BETA/S&F/OrgCh | O2.04W19 | - |  |  | 2 | 1 | RC 600
EQ006111 | #04; ZK10 | Vacuum Pump |  | Vacuum Pump System | KNF | Preschel, Hans Daniel | VU/F/BETA/S&F/OrgCh | O2.04W19 | - |  |  |  | 1 | SC 920
EQ006110 | 1; ZK12 | Vacuum Pump |  | Vacuum Pump | Hanning Elektro-Werke | Preschel, Hans Daniel | VU/F/BETA/S&F/OrgCh | O2.04W19 | - |  |  |  | 1 | E7B4B3-7-351
EQ006109 | #02; ZK11 | Vacuum Pump |  | Vacuum Pump System | KNF | Preschel, Hans Daniel | VU/F/BETA/S&F/OrgCh | O2.04W19 | - |  |  |  | 1 | SC 920
EQ006108 | #02; ZK11 | Rotary Evaporator |  | Rotary Evaporator | Buchi | Preschel, Hans Daniel | VU/F/BETA/S&F/OrgCh | O2.04W19 | - |  |  |  | 1 | Rotavapor RII
EQ006107 | 007927 | Liquid Chromatograph |  | Initiator + Microwave Synthesis | Biotage | Preschel, Hans Daniel | VU/F/BETA/S&F/OrgCh | O2.04W19 | - |  |  |  | 1 | Initiator + EU
EQ006106 |  | Liquid Chromatograph |  | Flash Chromatography System | Teledyne Photometrics | Preschel, Hans Daniel | VU/F/BETA/S&F/OrgCh | O2.04W19 | - |  |  |  | 1 | CombiFlash Rf 150
EQ006105 |  | Liquid Chromatograph |  | Flash Chromatography System | Teledyne Photometrics | Preschel, Hans Daniel | VU/F/BETA/S&F/OrgCh | O2.04W19 | - |  |  |  | 1 | CombiFlash Rf 150
EQ006104 | 010077 | Oven |  | Oven | Thermo Fisher Scientific | Preschel, Hans Daniel | VU/F/BETA/S&F/OrgCh | O2.04W19 | - |  |  |  | 1 | T6 50042293
EQ006103 | 052887 | Computer |  | PC Dell | Dell | Preschel, Hans Daniel | VU/F/BETA/S&F/OrgCh | O2.04W19 | - |  |  |  | 1
EQ006102 | 018617; FA_FEW_USER030 | Computer Monitor |  | Computer Monitor | Hewlett Packard (HP) | Preschel, Hans Daniel | VU/F/BETA/S&F/OrgCh | O2.04W19 | - |  |  |  | 1 | HP Compaq LA2205wg
EQ006101 | #02; ZK11 | Rotary Evaporator |  | Rotary Evaporator | Buchi | Preschel, Hans Daniel | VU/F/BETA/S&F/OrgCh | O2.04W35 | - |  |  |  | 1 | Rotavapor RII
EQ006100 | #02; ZK11 | Rotary Evaporator |  | Rotary Evaporator | Buchi | Preschel, Hans Daniel | VU/F/BETA/S&F/OrgCh | O2.04W35 | - |  |  |  | 1 | Rotavapor RII
EQ006099 | #02; ZK11 | Vacuum Pump |  | Vacuum Pump System | KNF | Preschel, Hans Daniel | VU/F/BETA/S&F/OrgCh | O2.04W35 | - |  |  |  | 1 | SC 920 G
EQ006098 | #02; ZK11 | Vacuum Pump |  | Vacuum Pump System | KNF | Preschel, Hans Daniel | VU/F/BETA/S&F/OrgCh | O2.04W35 | - |  |  |  | 1 | SC 920 G
EQ006097 | 2; ZK11; 010072 | Vacuum Pump |  | Vacuum Oven | Gallenkamp | Preschel, Hans Daniel | VU/F/BETA/S&F/OrgCh | O2.04W35 | - |  |  |  | 1
EQ006096 | 2; ZK11; 003821 | Vacuum Pump |  | Vacuum Pump | ABM | Preschel, Hans Daniel | VU/F/BETA/S&F/OrgCh | O2.04W35 | - |  |  |  | 1 | S8008 vacuubrand
EQ006095 | 2; ZK11; 003690 | Vacuum Pump |  | Vacuum Pump | Leybold | Preschel, Hans Daniel | VU/F/BETA/S&F/OrgCh | O2.04W35 | - |  |  |  | 1 | S1,5 / 2047297
EQ006094 |  | Printer |  | Printer | Brother | Preschel, Hans Daniel | VU/F/BETA/S&F/OrgCh | O2.04W35 | - |  |  |  | 1
EQ006093 |  | Extension Cable |  | Extension Cable | VU | Preschel, Hans Daniel | VU/F/BETA/S&F/OrgCh | O2.04W35 | - |  |  |  | 1
EQ006092 |  | Extension Cable |  | Extension Cable | VU | Preschel, Hans Daniel | VU/F/BETA/S&F/OrgCh | O2.04W35 | - |  |  |  | 1
EQ006091 | 006354 | Radio |  | Portable Radio CD Player | JVC | Preschel, Hans Daniel | VU/F/BETA/S&F/OrgCh | O2.04W35 | - |  |  |  | 1
EQ006090 | A926 | Speakers |  | Speaker System | Logitech | Preschel, Hans Daniel | VU/F/BETA/S&F/OrgCh | O2.04W35 | - |  |  |  | 1
EQ006089 | 008615 | Extension Cable |  | Extension Cable | VU | Preschel, Hans Daniel | VU/F/BETA/S&F/OrgCh | O2.04W35 | - |  |  |  | 1
EQ006088 |  | Computer Monitor |  | Computer Monitor | Hewlett Packard (HP) | Preschel, Hans Daniel | VU/F/BETA/S&F/OrgCh | O2.04W35 | - |  |  |  | 1 | HP Compaq LA2306x
EQ006087 | 052931 | Computer |  | PC Dell | Dell | Preschel, Hans Daniel | VU/F/BETA/S&F/OrgCh | O2.04W35 | - |  |  |  | 1
EQ006086 | 1; ZK12; 006006 | Vacuum Pump |  | Vacuum Pump | Hanning Elektro-Werke | Preschel, Hans Daniel | VU/F/BETA/S&F/OrgCh | O2.04W35 | - |  |  |  | 1 | E7B4B3-7-351
EQ006085 | 145; 003674 | Balance |  | Balance | Mettler (Toledo) | Preschel, Hans Daniel | VU/F/BETA/S&F/OrgCh | O2.04W35 | - |  |  |  | 1 | PB4002-S/FACT
EQ006084 | 006211 | Ozone Generator |  | Ozone Generators | Ozone Tech Systems | Preschel, Hans Daniel | VU/F/BETA/S&F/OrgCh | O2.04W35 | - |  |  |  | 1 | ACT3000
EQ006083 | 198 | Balance |  | Balance | Mettler (Toledo) | Preschel, Hans Daniel | VU/F/BETA/S&F/OrgCh | O2.04W35 | - |  |  |  | 1 | AB104-S
EQ006082 | 100 | Balance |  | Balance NewClassic MF | Mettler (Toledo) | Preschel, Hans Daniel | VU/F/BETA/S&F/OrgCh | O2.04W35 | - |  |  |  | 1 | MS303S /01
EQ006081 | 3; ZK09; 003682 | Vacuum Pump |  | Vacuum Pump | Hanning Elektro-Werke | Preschel, Hans Daniel | VU/F/BETA/S&F/OrgCh | O2.04W35 | - |  |  |  | 1 | E7B4B3-7-351
EQ006080 | 6; ZK07; 003773 | Vacuum Pump |  | Vacuum Pump | Hanning Elektro-Werke | Preschel, Hans Daniel | VU/F/BETA/S&F/OrgCh | O2.04W35 | - |  |  |  | 1 | E7B4B3-7-351
EQ006079 | 8; ZK06 | Vacuum Pump |  | Vacuum Pump | Hanning Elektro-Werke | Preschel, Hans Daniel | VU/F/BETA/S&F/OrgCh | O2.04W35 | - |  |  |  | 1 | E7B4B3-7-351
EQ006078 |  | Cooling Unit |  | Cooling Unit | Van der Heijden labortechnik GmbH | Preschel, Hans Daniel | VU/F/BETA/S&F/OrgCh | O2.04W35 | - |  |  |  | 1 | 0000-A-RB400
EQ006077 | 10; ZK03; 008537 | Vacuum Pump |  | Vacuum Pump | Hanning Elektro-Werke | Preschel, Hans Daniel | VU/F/BETA/S&F/OrgCh | O2.04W35 | - |  |  |  | 1 | E7B4B3-7-351
EQ006076 | 12; ZK02; 003788 | Vacuum Pump |  | Vacuum Pump | Hanning Elektro-Werke | Preschel, Hans Daniel | VU/F/BETA/S&F/OrgCh | O2.04W35 | - |  |  |  | 1 | E7B4B3-7-351
EQ006075 |  | Cooling Unit |  | Refrigerated Circulating Bath | Julabo | Preschel, Hans Daniel | VU/F/BETA/S&F/OrgCh | O2.04W35 | - |  |  |  | 1 | FP50
EQ006074 | 010951 | Speakers |  | Speaker System | Cambridge Soundworks | Preschel, Hans Daniel | VU/F/BETA/S&F/OrgCh | O2.04W35 | - |  |  |  | 1
EQ006073 |  | Computer Monitor |  | Computer Monitor | Hewlett Packard (HP) | Preschel, Hans Daniel | VU/F/BETA/S&F/OrgCh | O2.04W35 | - |  |  |  | 1 | HP Compaq LA2306x
EQ006072 | 052899 | Computer |  | PC Dell | Dell | Preschel, Hans Daniel | VU/F/BETA/S&F/OrgCh | O2.04W35 | - |  |  |  | 1
EQ006071 |  | pH Meter |  | pH Meter | Mettler (Toledo) | Preschel, Hans Daniel | VU/F/BETA/S&F/OrgCh | O2.04W35 | - |  |  |  | 1 | SevenEasy
EQ006070 | #12; ZK02 | Vacuum Pump |  | Vacuum Pump System | KNF | Preschel, Hans Daniel | VU/F/BETA/S&F/OrgCh | O2.04W35 | - |  |  |  | 1 | SC 920
EQ006069 | #12; ZK02 | Rotary Evaporator |  | Rotary Evaporator | Buchi | Preschel, Hans Daniel | VU/F/BETA/S&F/OrgCh | O2.04W35 | - |  |  |  | 1 | R-200
EQ006068 | 003797 | Oven |  | Oven | Heraeus | Preschel, Hans Daniel | VU/F/BETA/S&F/OrgCh | O2.04W35 | - |  |  |  | 1 | Functionline
EQ006067 |  | Titration manager |  | Titration System | SI Analytics GmbH | Preschel, Hans Daniel | VU/F/BETA/S&F/OrgCh | O2.04W35 | - |  |  |  | 1 | Titroline 7500
EQ006066 | 199 | Balance |  | Balance | Mettler (Toledo) | Preschel, Hans Daniel | VU/F/BETA/S&F/OrgCh | O2.04W35 | - |  |  |  | 1 | AB104-S/FACT
EQ006065 | 169 | Balance |  | Balance | Mettler (Toledo) | Preschel, Hans Daniel | VU/F/BETA/S&F/OrgCh | O2.04W35 | - |  |  |  | 1 | PB303
EQ006064 |  | UV/VIS Detector |  | UV Lamp | Camag | Preschel, Hans Daniel | VU/F/BETA/S&F/OrgCh | O2.04W35 | - |  |  |  | 1 | 022.9120
EQ006063 | N325 | UV/VIS Detector |  | UV Lamp | Camag | Preschel, Hans Daniel | VU/F/BETA/S&F/OrgCh | O2.04W35 | - |  |  |  | 1 | 022.9120
EQ006062 |  | UV/VIS Detector |  | UV Lamp | Camag | Preschel, Hans Daniel | VU/F/BETA/S&F/OrgCh | O2.04W35 | - |  |  |  | 0 | 022.9120
EQ006061 | #04; ZK10 | Vacuum Pump |  | Vacuum Pump System | KNF | Preschel, Hans Daniel | VU/F/BETA/S&F/OrgCh | O2.04W35 | - |  |  |  | 1 | SC 920
EQ006060 | #04; ZK10 | Rotary Evaporator |  | Rotary Evaporator | Buchi | Preschel, Hans Daniel | VU/F/BETA/S&F/OrgCh | O2.04W35 | - |  |  |  | 1 | R-210
EQ006059 | #06; ZK07 | Vacuum Pump |  | Vacuum Pump System | KNF | Preschel, Hans Daniel | VU/F/BETA/S&F/OrgCh | O2.04W35 | - |  |  |  | 1 | SC 920
EQ006058 | #06; ZK07 | Rotary Evaporator |  | Rotary Evaporator | Buchi | Preschel, Hans Daniel | VU/F/BETA/S&F/OrgCh | O2.04W35 | - |  |  |  | 1 | R-210
EQ006057 |  | UV/VIS Detector |  | UV Lamp | Camag | Preschel, Hans Daniel | VU/F/BETA/S&F/OrgCh | O2.04W35 | - |  |  |  | 1 | 022.9120
EQ006056 | #08; ZK06 | Vacuum Pump |  | Vacuum Pump System | KNF | Preschel, Hans Daniel | VU/F/BETA/S&F/OrgCh | O2.04W35 | - |  |  |  | 1 | SC 920
EQ006055 | #08; ZK06 | Rotary Evaporator |  | Rotary Evaporator | KNF | Preschel, Hans Daniel | VU/F/BETA/S&F/OrgCh | O2.04W35 | - |  |  |  | 1 | RC 600
EQ006054 |  | UV/VIS Detector |  | UV Lamp | Camag | Preschel, Hans Daniel | VU/F/BETA/S&F/OrgCh | O2.04W35 | - |  |  |  | 1 | UV 4
EQ006053 | #10; ZK03 | Rotary Evaporator |  | Rotary Evaporator | KNF | Preschel, Hans Daniel | VU/F/BETA/S&F/OrgCh | O2.04W35 | - |  |  | 2 | 1 | RC 600
EQ006052 | #10; ZK03 | Vacuum Pump |  | Vacuum Pump System | KNF | Preschel, Hans Daniel | VU/F/BETA/S&F/OrgCh | O2.04W35 | - |  |  |  | 1 | SC 920 G
EQ006051 | 003665 | Vortex |  | Vortex | VWR | Preschel, Hans Daniel | VU/F/BETA/S&F/OrgCh | O2.04W35 | - |  |  |  | 1 | 444-1372
EQ006050 |  | Vibrator |  | Vibrator | Palmpower | Elsas, R van | VU/F/BETA/AW/GEG | WN.E022 | - |  |  |  | 1 | Massager
EQ006049 |  | Motion Controller/Driver |  | 12VDC Motor Controller | VU | Elsas, R van | VU/F/BETA/AW/GEG | WN.E022 | - |  |  |  | 1
EQ006048 |  | Balance |  | Precision Balance | Kern | Elsas, R van | VU/F/BETA/AW/GEG | WN.E022 | - |  |  |  | 0 | PCB3500-2
EQ006047 |  | Demagnetiser |  | Demagnitiser | Eclipse | Elsas, R van | VU/F/BETA/AW/GEG | WN.E022 | - |  |  |  | 1 | D A
EQ006046 |  | pH Meter |  | pH Meter | Metrohm | Elsas, R van | VU/F/BETA/AW/GEG | WN.E022 | - |  |  |  | 0 | 744
EQ006045 | 004761 | Ultrasonic Cleaner |  | Ultrasonicator | Branson | Elsas, R van | VU/F/BETA/AW/GEG | WN.E022 | - |  |  |  | 1 | 2510
EQ006044 | 005754 | Oven |  | Oven | Memmert | Elsas, R van | VU/F/BETA/AW/GEG | WN.E022 | - |  |  |  | 1 | UL 40
EQ006043 | 006082 | Centrifuge |  | Liquid Overflow Centrifuge 10 | Eppendorf | Elsas, R van | VU/F/BETA/AW/GEG | WN.E022 | - |  |  |  | 1 | 5417
EQ006042 | 006084 | Centrifuge |  | Liquid Overflow Centrifuge 50 | Hettich | Elsas, R van | VU/F/BETA/AW/GEG | WN.E022 | - |  |  |  | 1 | Universal 320
EQ006041 | 005831 | Cold light source |  | Cold Light Device | Schott | Elsas, R van | VU/F/BETA/AW/GEG | WN.E022 | - |  |  |  | 1 | KL1500
EQ006040 |  | Extension Cable |  | Extension Cable | VU | Elsas, R van | VU/F/BETA/AW/GEG | WN.E022 | - |  |  |  | 0
EQ006039 |  | Magnetic Separator |  | Magnetic Separator | VU | Elsas, R van | VU/F/BETA/AW/GEG | WN.E022 | - |  |  |  | 1
EQ006038 |  | Hot Plate |  | Slide Drying Bench | Electrothermal | Elsas, R van | VU/F/BETA/AW/GEG | WN.E022 | - |  |  |  | 1 | Slide Drying Bench
EQ006037 |  | Extension Cable |  | Extension Cable | Praxis | Elsas, R van | VU/F/BETA/AW/GEG | WN.E022 | - |  |  |  | 0
EQ006036 | 006148 | Extension Cable |  | Extension Cable | VU | Elsas, R van | VU/F/BETA/AW/GEG | WN.E022 | - |  |  |  | 0
EQ006035 | 006135 | Radio |  | Stereo System | Philips | Elsas, R van | VU/F/BETA/AW/GEG | WN.E022 | - |  |  |  | 1 | F1650
EQ006034 |  | Label Writer |  | Label Writer | Dymo | Elsas, R van | VU/F/BETA/AW/GEG | WN.E022 | - |  |  |  | 1 | LabelWriter 450 Duo
EQ006033 | 036469 | Computer |  | PC | Hewlett Packard (HP) | Elsas, R van | VU/F/BETA/AW/GEG | WN.E022 | - |  |  |  | 1 | ProDesk
EQ006032 |  | Speakers |  | Speaker | Bose | Elsas, R van | VU/F/BETA/AW/GEG | WN.E022 | - |  |  |  | 1
EQ006031 |  | Speakers |  | Speaker | Dell | Elsas, R van | VU/F/BETA/AW/GEG | WN.E022 | - |  |  |  | 1
EQ006030 | 016705 | Computer Monitor |  | Computer Monitor | Dell | Elsas, R van | VU/F/BETA/AW/GEG | WN.E022 | - |  |  |  | 1
EQ006029 |  | Extension Cable |  | Extension Cable Big | VU | Elsas, R van | VU/F/BETA/AW/GEG | WN.E022 | - |  |  |  | 1
EQ006028 | 006091; BinocID 1 AAW | Microscope |  | Microscope | Olympus | Elsas, R van | VU/F/BETA/AW/GEG | WN.E022 | - |  |  |  | 1 | SZ-STS
EQ006027 | 006070 | Electronic Signal Processing Device |  | Processer | VU | Elsas, R van | VU/F/BETA/AW/GEG | WN.E022 | - |  |  |  | 1
EQ006026 | 006072 | Extension Cable |  | Extension Cable | VU | Elsas, R van | VU/F/BETA/AW/GEG | WN.E022 | - |  |  |  | 1
EQ006025 | 006074; BinocID 3 AAW | Microscope |  | Microscope | Leica | Elsas, R van | VU/F/BETA/AW/GEG | WN.E022 | - |  |  |  | 1 | MZ75
EQ006024 | 006076 | Cold light source |  | Cold Light Device | Olympus | Elsas, R van | VU/F/BETA/AW/GEG | WN.E022 | - |  |  |  | 1 | Highlight 3001
EQ006023 | 006078 | Balance |  | Precision Balance | Mettler (Toledo) | Elsas, R van | VU/F/BETA/AW/GEG | WN.E022 | - |  |  |  | 1 | PE 360
EQ006022 | 006077 | Cold light source |  | Cold Light Device | Olympus | Elsas, R van | VU/F/BETA/AW/GEG | WN.E022 | - |  |  |  | 1 | Highlight 3001
EQ006021 | 006090; BinocID 2 AAW | Microscope |  | Microscope | Olympus | Elsas, R van | VU/F/BETA/AW/GEG | WN.E022 | - |  |  |  | 1 | SZH-ILLD
EQ006020 | 006097 | Splitter |  | Micro Sample Splitter | VU | Elsas, R van | VU/F/BETA/AW/GEG | WN.E022 | - |  |  |  | 1
EQ006019 | 006341 | Power Supply |  | Power Supply | VU | Elsas, R van | VU/F/BETA/AW/GEG | WN.E022 | - |  |  |  | 0 | 1779
EQ006018 | 006805 | Lamp |  | UV Lamp | VU | Elsas, R van | VU/F/BETA/AW/GEG | WN.E022 | - |  |  |  | 0
EQ006017 |  | Pump Controller |  | Pump Controller | VU | Elsas, R van | VU/F/BETA/AW/GEG | WN.E022 | - |  |  |  | 1
EQ006016 |  | Extension Cable |  | Extension Cable Big | VU | Elsas, R van | VU/F/BETA/AW/GEG | WN.E022 | - |  |  |  | 1
EQ006015 | 006073 | Centrifuge |  | Liquid Overflow Centrifuge 100 | Hettich | Elsas, R van | VU/F/BETA/AW/GEG | WN.E022 | - |  |  |  | 1 | Universal 320
EQ006014 |  | Pipette |  | xxx | Gilson | Koekkoek, JC | VU/F/BETA/A-LIFE/E&H | O2.02E67 | - |  |  |  | 0
EQ006013 |  | Pipette |  | Gilson Pipetman P1000 | Gilson | Koekkoek, JC | VU/F/BETA/A-LIFE/E&H | O2.02E67 | - |  |  |  | 1 | Pipetman P1000
EQ006012 |  | Pipette |  | Gilson Pipetman P5000 | Gilson | Koekkoek, JC | VU/F/BETA/A-LIFE/E&H | O2.02E67 | - |  |  |  | 1 | Pipetman P5000
EQ006011 | 157009 | Pipette |  | Eppendorf Reference Pipette | Eppendorf | Koekkoek, JC | VU/F/BETA/A-LIFE/E&H | O2.02E67 | - |  |  |  | 1 | Reference 100
EQ006010 | 157011 | Pipette |  | Eppendorf Reference Pipette | Eppendorf | Koekkoek, JC | VU/F/BETA/A-LIFE/E&H | O2.02E67 | - |  |  |  | 1 | Reference 100
EQ006009 | 157010 | Pipette |  | Eppendorf Reference Pipette | Eppendorf | Koekkoek, JC | VU/F/BETA/A-LIFE/E&H | O2.02E67 | - |  |  |  | 1 | Reference 100
EQ006008 |  | Pipette |  | Thermo Finnpipette 2-20µL | Thermo Fisher Scientific | Koekkoek, JC | VU/F/BETA/A-LIFE/E&H | O2.02E67 | - |  |  |  | 1 | Finnpipette F1 2-20µL
EQ006007 |  | Pipette |  | Thermo Finnpipette 0.2-2µL | Thermo Fisher Scientific | Koekkoek, JC | VU/F/BETA/A-LIFE/E&H | O2.02E67 | - |  |  |  | 1 | Finnpipette F1 0.2-2µL
EQ006006 |  | Pipette |  | Thermo Finnpipette 20-200µL | Thermo Fisher Scientific | Koekkoek, JC | VU/F/BETA/A-LIFE/E&H | O2.02E67 | - |  |  |  | 1 | Finnpipette F1 20-200µL
EQ006005 | 019724 | Computer |  | HP Computer | Hewlett Packard (HP) | Koekkoek, JC | VU/F/BETA/A-LIFE/E&H | O2.02E67 | - |  |  |  | 1 | Compaq 8000 Elite Small Form Factor
EQ006004 |  | Extension Cable |  | Extension Cable | VU | Koekkoek, JC | VU/F/BETA/A-LIFE/E&H | O2.02E67 | - |  |  |  | 1
EQ006003 | 010024 | Adapter |  | Adapter | VU | Koekkoek, JC | VU/F/BETA/A-LIFE/E&H | O2.02E67 | - |  |  |  | 1
EQ006002 | ZEB410 | Computer Monitor |  | Dell Computer Monitor | Dell | Koekkoek, JC | VU/F/BETA/A-LIFE/E&H | O2.02E67 | - |  |  |  | 1 | S2230MXf
EQ006001 |  | Camera |  | Leica Microscope Camera | Leica | Koekkoek, JC | VU/F/BETA/A-LIFE/E&H | O2.02E67 | - |  |  |  | 1 | DFC295
EQ006000 |  | Gas Burner |  | Gas Burner | WLD-Tec | Koekkoek, JC | VU/F/BETA/A-LIFE/E&H | O2.02E67 | - |  |  |  | 1 | Fuego SCS
EQ005999 | 010012 | Vortex |  | VWR Vortex | VWR | Koekkoek, JC | VU/F/BETA/A-LIFE/E&H | O2.02E67 | - |  |  |  | 1
EQ005998 |  | Microscope |  | Motic Binocular Microscope | Motic | Cenijn, Peter | VU/F/BETA/A-LIFE/E&H | O2.02E67 | - |  |  |  | 1 | SMZ-168
EQ005997 |  | Microscope |  | Motic Binocular Microscope | Motic | Cenijn, Peter | VU/F/BETA/A-LIFE/E&H | O2.02E67 | - |  |  |  | 1 | SMZ-168
EQ005996 |  | Microscope |  | Motic Binocular Microscope | Motic | Cenijn, Peter | VU/F/BETA/A-LIFE/E&H | O2.02E67 | - |  |  |  | 1 | SMZ-168
EQ005995 | 010025 | Gel imager |  | Isogen Imaging System | Isogen Life Science | Koekkoek, JC | VU/F/BETA/A-LIFE/E&H | O2.02E67 | - |  |  |  | 1 | Proxima 16 Phi+
EQ005994 | INC1;004710 | Incubator |  | Heraeus Incubator | Heraeus | Cenijn, Peter | VU/F/BETA/A-LIFE/E&H | O2.02E67 | - |  |  |  | 0 | HeraCell 150
EQ005993 |  | Cooling Unit |  | Cooling Unit | Van der Heijden labortechnik GmbH | Koekkoek, JC | VU/F/BETA/A-LIFE/E&H | O2.02E67 | - |  |  |  | 1 | 0000-A-RB400
EQ005992 | 009036 | Thermostat |  | Lauda Thermostat | Lauda | Koekkoek, JC | VU/F/BETA/A-LIFE/E&H | O2.02E67 | - |  |  |  | 1 | A 12
EQ005991 | 026261;System2 | Computer |  | Dell Computer | Dell | Koekkoek, JC | VU/F/BETA/A-LIFE/E&H | O2.02E67 | - |  |  |  | 1 | Optiplex 7010
EQ005990 | ZEB410;System1 | Computer |  | Dell Computer | Dell | Koekkoek, JC | VU/F/BETA/A-LIFE/E&H | O2.02E67 | - |  |  |  | 1 | Optiplex 790
EQ005989 | System 2 | Microplate reader |  | Viewpoint Zebralab | ViewPoint | Cenijn, Peter | VU/F/BETA/A-LIFE/E&H | O2.02E67 | - |  |  |  | 1 | Zebralab
EQ005988 | System 1 | Microplate reader |  | Viewpoint Zebrabox | ViewPoint | Cenijn, Peter | VU/F/BETA/A-LIFE/E&H | O2.02E67 | - |  |  |  | 1 | Zebrabox
EQ005987 |  | Amplifier |  | Mini Amplifier | Dynavox | Koekkoek, JC | VU/F/BETA/A-LIFE/E&H | O2.02E67 | - |  |  |  | 1 | CS-PA1MK
EQ005986 |  | Extension Cable |  | Extension Cable | VU | Koekkoek, JC | VU/F/BETA/A-LIFE/E&H | O2.02E67 | - |  |  |  | 1
EQ005985 |  | Extension Cable |  | Extension Cable | VU | Koekkoek, JC | VU/F/BETA/A-LIFE/E&H | O2.02E67 | - |  |  |  | 1
EQ005984 | ZF | Incubator |  | Thermo Incubator | Thermo Fisher Scientific | Cenijn, Peter | VU/F/BETA/A-LIFE/E&H | O2.01E79 | - |  |  |  | 1 | Heratherm IMC 18
EQ005983 |  | Microscope |  | Leica Microscope | Leica | Cenijn, Peter | VU/F/BETA/A-LIFE/E&H | O2.02E67 | - |  |  |  | 1 | MZ7.5
EQ005982 |  | Light Source |  | Leica Light Source | Leica | Koekkoek, JC | VU/F/BETA/A-LIFE/E&H | O2.02E67 | - |  |  |  | 1 | EL6000
EQ005981 |  | Timer |  | Outlet Timer | VU | Koekkoek, JC | VU/F/BETA/A-LIFE/E&H | O2.02E67 | - |  |  |  | 1
EQ005980 | 004755 | Extension Cable |  | Extension Cable | VU | Koekkoek, JC | VU/F/BETA/A-LIFE/E&H | O2.02E67 | - |  |  |  | 1
EQ005979 | ZF | Incubator |  | Thermo Incubator | Thermo Fisher Scientific | Cenijn, Peter | VU/F/BETA/A-LIFE/E&H | O2.01E79 | - |  |  |  | 1 | Heratherm IMC 18
EQ005978 |  | Rotator |  | Fisherbrand Tube Rotator | Fisherbrand | Cenijn, Peter | VU/F/BETA/A-LIFE/E&H | O2.02E67 | - |  |  |  | 1 | Multi-Purpose Tube Rotator Intl (88861050)
EQ005977 | CM1 | pH Meter |  | Mettler pH Meter | Mettler (Toledo) | Cenijn, Peter | VU/F/BETA/A-LIFE/E&H | O2.02E67 | - |  |  |  | 1 | FiveEasy FE30
EQ005976 | A | Incubator |  | Thermo Incubator | Thermo Fisher Scientific | Cenijn, Peter | VU/F/BETA/A-LIFE/E&H | O2.01E79 | - |  |  |  | 1 | Heratherm IMC 18
EQ005975 | 012147 | Incubator |  | Thermo Incubator | Thermo Fisher Scientific | Cenijn, Peter | VU/F/BETA/A-LIFE/E&H | O2.01E79 | - |  |  |  | 1 | BK 6160
EQ005974 | B | Incubator |  | Thermo Incubator | Thermo Fisher Scientific | Cenijn, Peter | VU/F/BETA/A-LIFE/E&H | O2.01E79 | - |  |  |  | 1 | Heratherm IMC 18
EQ005973 |  | Extension Cable |  | Extension Cable | VU | Koekkoek, JC | VU/F/BETA/A-LIFE/E&H | O2.02E67 | - |  |  |  | 1
EQ005972 | 006047 | Power Supply |  | Switching Mode Power Supply | HQ Power | Koekkoek, JC | VU/F/BETA/A-LIFE/E&H | O2.02E67 | - |  |  |  | 1 | P.SUP.SMP12-HQ
EQ005971 |  | LED Array |  | BeamsWork LED | BeamsWork | Koekkoek, JC | VU/F/BETA/A-LIFE/E&H | O2.02E67 | - |  |  |  | 1 | Power LED 200
EQ005970 |  | LED Array |  | BeamsWork LED | BeamsWork | Koekkoek, JC | VU/F/BETA/A-LIFE/E&H | O2.02E67 | - |  |  |  | 1 | Power LED 200
EQ005969 |  | LED Array |  | BeamsWork LED | BeamsWork | Koekkoek, JC | VU/F/BETA/A-LIFE/E&H | O2.02E67 | - |  |  |  | 1 | Power LED 200
EQ005968 | 004585 | Microplate reader |  | Microplate Reader | Molecular Devices | Cenijn, Peter | VU/F/BETA/A-LIFE/E&H | O2.02E67 | - |  |  |  | 1 | SpectraMAX GeminiEM
EQ005967 |  | Shaker/Mixer |  | Vibration Module | ViewPoint | Koekkoek, JC | VU/F/BETA/A-LIFE/E&H | O2.02E67 | - |  |  |  | 1
EQ005966 |  | Shaker/Mixer |  | Vibration Module | ViewPoint | Koekkoek, JC | VU/F/BETA/A-LIFE/E&H | O2.02E67 | - |  |  |  | 1
EQ005965 |  | Camera |  | Microscope Camera | Soft Imaging Solutions GmbH | Koekkoek, JC | VU/F/BETA/A-LIFE/E&H | O2.02E67 | - |  |  |  | 1 | Altra20
EQ005964 | CT014365 | Thermal Cycler / PCR System |  | Bio-Rad Thermal Cycler | Bio-Rad | Koekkoek, JC | VU/F/BETA/A-LIFE/E&H | O2.02E29 | - |  |  |  | 1 | CFX96 Optics Module / C1000 Touch
EQ005963 | CT017912 | Thermal Cycler / PCR System |  | Bio-Rad Thermal Cycler | Bio-Rad | Koekkoek, JC | VU/F/BETA/A-LIFE/E&H | O2.02E29 | - |  |  |  | 1 | CFX96 Optics Module / C1000 Touch
EQ005962 |  | Computer |  | HP Computer | Hewlett Packard (HP) | Koekkoek, JC | VU/F/BETA/A-LIFE/E&H | O2.02E65 | - |  |  |  | 1 | Compaq 8000 Elite Small Form Factor
EQ005961 |  | Computer Monitor |  | Dell Computer Monitor | Dell | Koekkoek, JC | VU/F/BETA/A-LIFE/E&H | O2.02E65 | - |  |  |  | 1 | 1704FPVs T3A002
EQ005960 | NANO1 | Spectrophotometer |  | NanoDrop Spectrophotometer | NanoDrop | Koekkoek, JC | VU/F/BETA/A-LIFE/E&H | O2.02E65 | - |  |  |  | 1 | ND-1000 UV/Vis
EQ005959 |  | Incubator |  | Eppendorf Incubator | Eppendorf | Cenijn, Peter | VU/F/BETA/A-LIFE/E&H | O2.02E39 | - |  |  |  | 1 | CellXpert C170i
EQ005958 | 010010 | Vortex |  | Bio-Rad Vortex Station | Bio-Rad | Koekkoek, JC | VU/F/BETA/A-LIFE/E&H | O2.02E65 | - |  |  |  | 1 | Experion Vortex Station
EQ005957 | 004584 | Sample Preparation Unit |  | Bio-Rad Priming Station | Bio-Rad | Cenijn, Peter | VU/F/BETA/A-LIFE/E&H | O2.02E69 | - |  |  |  | 1 | Experion Priming Station
EQ005956 | 009994;PCR2 | Thermal Cycler / PCR System |  | Bio-Rad Thermal Cycler | Bio-Rad | Koekkoek, JC | VU/F/BETA/A-LIFE/E&H | O2.02E65 | - |  |  |  | 1 | MyCycler Thermal Cycler
EQ005955 | 010047 | Vortex |  | VWR Vortex | VWR | Koekkoek, JC | VU/F/BETA/A-LIFE/E&H | O2.02E65 | - |  |  |  | 1
EQ005954 |  | Computer |  | Fujitsu Computer | Fujitsu | Koekkoek, JC | VU/F/BETA/A-LIFE/E&H | O2.02E65 | - |  |  |  | 1 | DTF Celsius J550n
EQ005953 |  | Computer Monitor |  | HP Computer Monitor | Hewlett Packard (HP) | Koekkoek, JC | VU/F/BETA/A-LIFE/E&H | O2.02E65 | - |  |  |  | 1 | 2510i
EQ005952 |  | Microplate reader |  | BioTek Imaging Reader | Bio-Tek Instruments | Cenijn, Peter | VU/F/BETA/A-LIFE/E&H | O2.02E65 | - |  |  |  | 1 | Cytation 5
EQ005951 |  | Gas Monitor |  | BioTek CO2/O2 Gas Controller | Bio-Tek Instruments | Koekkoek, JC | VU/F/BETA/A-LIFE/E&H | O2.02E65 | - |  |  |  | 1 | CO2/O2 Gas Controller
EQ005950 | 004582 | Electrophoresis device |  | Bio-Rad Electrophoresis Station | Bio-Rad | Koekkoek, JC | VU/F/BETA/A-LIFE/E&H | O2.02E65 | - |  |  |  | 1 | Experion Electrophoresis Station
EQ005949 | 009993 | Thermal Cycler / PCR System |  | Bio-Rad Thermal Cycler | Bio-Rad | Koekkoek, JC | VU/F/BETA/A-LIFE/E&H | O2.02E29 | - |  |  |  | 1 | T100 Thermal Cycler
EQ005948 |  | Cooling Unit |  | Cooling Unit | Van der Heijden labortechnik GmbH | Koekkoek, JC | VU/F/BETA/A-LIFE/E&H | O2.02E65 | - |  |  |  | 1 | 0000-A-RB400
EQ005947 |  | Computer interface |  | Elo Touch Computer | Elo Touch Solutions | Koekkoek, JC | VU/F/BETA/A-LIFE/E&H | O2.02E65 | - |  |  |  | 1 | ESY20X5
EQ005946 |  | Liquid Handler |  | Automated Pipette System | Eppendorf | Cenijn, Peter | VU/F/BETA/A-LIFE/E&H | O2.02E69 | - |  |  |  | 1 | epMotion 5075 TMX (5075 300 001)
EQ005945 |  | Light Source |  | Leica Light Source | Leica | Koekkoek, JC | VU/F/BETA/A-LIFE/E&H | O2.02E65 | - |  |  |  | 1 | EL6000
EQ005944 |  | Microscope |  | Leica Inverted-Phase Microscope | Leica | Cenijn, Peter | VU/F/BETA/A-LIFE/E&H | O2.02E65 | - |  |  |  | 1 | DM IL LED (11 090 137 002)
EQ005943 |  | Shaker/Mixer |  | BioSan Thermo-Shaker | Biosan | Koekkoek, JC | VU/F/BETA/A-LIFE/E&H | O2.02E65 | - |  |  |  | 1 | PST-60HL-4
EQ005942 |  | Cell Counter |  | Automated Cell Counter | Westburg | Cenijn, Peter | VU/F/BETA/A-LIFE/E&H | O2.02E39 | - |  |  |  | 1 | Luna II
EQ005941 |  | Extension Cable |  | Extension Cable | VU | Koekkoek, JC | VU/F/BETA/A-LIFE/E&H | O2.02E65 | - |  |  |  | 1
EQ005940 |  | Extension Cable |  | Extension Cable | VU | Koekkoek, JC | VU/F/BETA/A-LIFE/E&H | O2.02E65 | - |  |  |  | 1
EQ005939 |  | Pipette |  | Thermo Finnpipette 100-1000µL | Thermo Fisher Scientific | Koekkoek, JC | VU/F/BETA/A-LIFE/E&H | O2.02E39 | - |  |  |  | 1 | Finnpipette F1 100-1000μL
EQ005938 |  | Pipette |  | Thermo Finnpipette 30-300µL | Thermo Fisher Scientific | Koekkoek, JC | VU/F/BETA/A-LIFE/E&H | O2.02E39 | - |  |  |  | 1 | Finnpipette F1 30-300μL
EQ005937 |  | Pipette |  | Eppendorf Reference Pipette | Eppendorf | Koekkoek, JC | VU/F/BETA/A-LIFE/E&H | O2.02E39 | - |  |  |  | 1 | Reference 10
EQ005936 |  | Pipette |  | Eppendorf Reference Pipette | Eppendorf | Koekkoek, JC | VU/F/BETA/A-LIFE/E&H | O2.02E39 | - |  |  |  | 1 | Reference 2 1000
EQ005935 |  | Pipette |  | Eppendorf Reference Pipette | Eppendorf | Koekkoek, JC | VU/F/BETA/A-LIFE/E&H | O2.02E39 | - |  |  |  | 1 | Reference 20
EQ005934 |  | Pipette |  | Eppendorf Reference Pipette | Eppendorf | Koekkoek, JC | VU/F/BETA/A-LIFE/E&H | O2.02E39 | - |  |  |  | 1 | Reference 100
EQ005933 |  | Pipette |  | Eppendorf Pipette 0.5-10μL | Eppendorf | Koekkoek, JC | VU/F/BETA/A-LIFE/E&H | O2.02E39 | - |  |  |  | 1 | Research Plus 0.5-10μL
EQ005932 |  | Pipette |  | Thermo Finnpipette 0.2-2µL | Thermo Fisher Scientific | Koekkoek, JC | VU/F/BETA/A-LIFE/E&H | O2.02E39 | - |  |  |  | 1 | Finnpipette F1 0.2-2μL
EQ005931 |  | Pipette |  | Thermo Finnpipette 100-1000µL | Thermo Fisher Scientific | Koekkoek, JC | VU/F/BETA/A-LIFE/E&H | O2.02E39 | - |  |  |  | 1 | Finnpipette F1 100-1000μL
EQ005930 |  | Pipette |  | Thermo Finnpipette 2-20µL | Thermo Fisher Scientific | Koekkoek, JC | VU/F/BETA/A-LIFE/E&H | O2.02E39 | - |  |  |  | 1 | Finnpipette F1 2-20μL
EQ005929 |  | Pipette |  | Thermo Finnpipette 20-200µL | Thermo Fisher Scientific | Koekkoek, JC | VU/F/BETA/A-LIFE/E&H | O2.02E39 | - |  |  |  | 1 | Finnpipette F1 20-200μL
EQ005928 |  | Pipette |  | Gilson Pipetman P5000 | Gilson | Koekkoek, JC | VU/F/BETA/A-LIFE/E&H | O2.02E39 | - |  |  |  | 1 | Pipetman P5000
EQ005927 |  | Pipette |  | Gilson Pipetman P1000 | Gilson | Koekkoek, JC | VU/F/BETA/A-LIFE/E&H | O2.02E39 | - |  |  |  | 1 | Pipetman P1000
EQ005926 |  | Pipette |  | Gilson Pipetman P10 | Gilson | Koekkoek, JC | VU/F/BETA/A-LIFE/E&H | O2.02E39 | - |  |  |  | 1 | Pipetman P10
EQ005925 |  | Pipette |  | Gilson Pipetman P1000 | Gilson | Koekkoek, JC | VU/F/BETA/A-LIFE/E&H | O2.02E39 | - |  |  |  | 1 | Pipetman P1000
EQ005924 |  | Pipette |  | Gilson Pipetman P1000 | Gilson | Koekkoek, JC | VU/F/BETA/A-LIFE/E&H | O2.02E39 | - |  |  |  | 1 | Pipetman P1000
EQ005923 |  | Pipette |  | Gilson Pipetman P200 | Gilson | Koekkoek, JC | VU/F/BETA/A-LIFE/E&H | O2.02E39 | - |  |  |  | 1 | Pipetman P200
EQ005922 |  | Pipette |  | Gilson Pipetman P200 | Gilson | Koekkoek, JC | VU/F/BETA/A-LIFE/E&H | O2.02E39 | - |  |  |  | 1 | Pipetman P200
EQ005921 |  | Pipette |  | Eppendorf Reference Pipette | Eppendorf | Koekkoek, JC | VU/F/BETA/A-LIFE/E&H | O2.02E39 | - |  |  |  | 1 | Reference 10
EQ005920 |  | Pipette |  | Eppendorf Reference Pipette | Eppendorf | Koekkoek, JC | VU/F/BETA/A-LIFE/E&H | O2.02E39 | - |  |  |  | 1 | Reference 1000
EQ005919 |  | Pipette |  | Eppendorf Reference Pipette | Eppendorf | Koekkoek, JC | VU/F/BETA/A-LIFE/E&H | O2.02E39 | - |  |  |  | 1 | Reference 10
EQ005918 |  | Pipette |  | Eppendorf Reference Pipette | Eppendorf | Koekkoek, JC | VU/F/BETA/A-LIFE/E&H | O2.02E39 | - |  |  |  | 1 | Reference 1000
EQ005917 |  | Pipette |  | Eppendorf Reference Pipette | Eppendorf | Koekkoek, JC | VU/F/BETA/A-LIFE/E&H | O2.02E39 | - |  |  |  | 1 | Reference 100
EQ005916 | 141000 | Pipette |  | Eppendorf Reference Pipette | Eppendorf | Koekkoek, JC | VU/F/BETA/A-LIFE/E&H | O2.02E39 | - |  |  |  | 1 | Reference 20
EQ005915 | 140993 | Pipette |  | Eppendorf Reference Pipette | Eppendorf | Koekkoek, JC | VU/F/BETA/A-LIFE/E&H | O2.02E39 | - |  |  |  | 1 | Reference 100
EQ005914 |  | Pipette |  | Eppendorf Multipette Plus | Eppendorf | Koekkoek, JC | VU/F/BETA/A-LIFE/E&H | O2.02E39 | - |  |  |  | 1 | Multipette Plus
EQ005913 |  | Pipette |  | Gilson Pipetman P1000 | Gilson | Koekkoek, JC | VU/F/BETA/A-LIFE/E&H | O2.02E39 | - |  |  |  | 1 | Pipetman P1000
EQ005912 |  | Pipette |  | Eppendorf Pipette 5-100μL | Eppendorf | Koekkoek, JC | VU/F/BETA/A-LIFE/E&H | O2.02E39 | - |  |  |  | 1 | Xplorer 5-100μL
EQ005911 |  | Pipette |  | Thermo Finnpipette 1-10µL | Thermo Fisher Scientific | Koekkoek, JC | VU/F/BETA/A-LIFE/E&H | O2.02E39 | - |  |  |  | 1 | Finnpipette 1-10μL
EQ005910 | 004705 | Incubator |  | Microplate incubator | BMG Labtech | Cenijn, Peter | VU/F/BETA/A-LIFE/E&H | O2.02E69 | - |  |  |  | 1 | Thermostar
EQ005909 | 004711;INC2 | Incubator |  | Incubator | Heraeus | Cenijn, Peter | VU/F/BETA/A-LIFE/E&H | O2.02E43 | - |  |  |  | 1 | Heracell
EQ005908 |  | Laminar Air Flow Cabinet |  | Airflow cabinet | Kojair | Koekkoek, JC | VU/F/BETA/A-LIFE/E&H | O2.02E43 | - |  |  |  | 1 | MSC II 02
EQ005907 |  | Pipette |  | Thermo Finnpipette 100-1000µL | Thermo Fisher Scientific | Koekkoek, JC | VU/F/BETA/A-LIFE/E&H | O2.02E39 | - |  |  |  | 1 | Finnpipette 100-1000μL
EQ005906 |  | Pipette |  | Thermo Finnpipette 0.2-2µL | Thermo Fisher Scientific | Koekkoek, JC | VU/F/BETA/A-LIFE/E&H | O2.02E39 | - |  |  |  | 1 | Finnpipette 0.2-2μL
EQ005905 |  | Pipette |  | Thermo Finnpipette 20-200µL | Thermo Fisher Scientific | Koekkoek, JC | VU/F/BETA/A-LIFE/E&H | O2.02E39 | - |  |  |  | 1 | Finnpipette 20-200μL
EQ005904 |  | Autoclave |  | Autoclave | VWR | Koekkoek, JC | VU/F/BETA/A-LIFE/E&H | O2.02E43 | - |  |  |  | 1 | 2840EL-D
EQ005903 |  | Pipette |  | Thermo Finnpipette 2-20µL | Thermo Fisher Scientific | Koekkoek, JC | VU/F/BETA/A-LIFE/E&H | O2.02E39 | - |  |  |  | 1 | Finnpipette 2-20μL
EQ005902 |  | Pipette |  | Eppendorf Pipette 10-100μL | Eppendorf | Koekkoek, JC | VU/F/BETA/A-LIFE/E&H | O2.02E39 | - |  |  |  | 1 | Research Plus 10-100μL
EQ005901 | 004724; DS4 | Oven |  | Oven | Binder | Koekkoek, JC | VU/F/BETA/A-LIFE/E&H | O2.02E43 | - |  |  |  | 1
EQ005900 |  | Pipette |  | Eppendorf Pipette 100-1000μL | Eppendorf | Koekkoek, JC | VU/F/BETA/A-LIFE/E&H | O2.02E39 | - |  |  |  | 1 | Research Plus 100-1000μL
EQ005899 |  | Pipette |  | Eppendorf Pipette 0.5-10μL | Eppendorf | Koekkoek, JC | VU/F/BETA/A-LIFE/E&H | O2.02E39 | - |  |  |  | 1 | Research Plus 0.5-10μL
EQ005898 | 004706; MIC 1 | Microscope |  | Microscope CK30 | Olympus | Cenijn, Peter | VU/F/BETA/A-LIFE/E&H | O2.02E43 | - |  |  |  | 1 | CK30
EQ005897 |  | Pipette |  | Eppendorf Reference Pipette | Eppendorf | Koekkoek, JC | VU/F/BETA/A-LIFE/E&H | O2.02E39 | - |  |  |  | 1 | Reference 200
EQ005896 |  | Vortex |  | Vortex | VWR | Koekkoek, JC | VU/F/BETA/A-LIFE/E&H | O2.02E43 | - |  |  |  | 1 | 444-1372
EQ005895 |  | Pipette |  | Eppendorf Pipette 10-100μL | Eppendorf | Koekkoek, JC | VU/F/BETA/A-LIFE/E&H | O2.02E39 | - |  |  |  | 1 | Research Plus 10-100μL
EQ005894 |  | Pipette |  | Eppendorf Pipette 100-1000μL | Eppendorf | Koekkoek, JC | VU/F/BETA/A-LIFE/E&H | O2.02E39 | - |  |  |  | 1 | Research Plus 100-1000μL
EQ005893 |  | Pipette |  | Eppendorf Pipette 0.5-10μL | Eppendorf | Koekkoek, JC | VU/F/BETA/A-LIFE/E&H | O2.02E39 | - |  |  |  | 1 | Research Plus 0.5-10μL
EQ005892 |  | Cell Counter |  | Automated cell counter | Westburg | Cenijn, Peter | VU/F/BETA/A-LIFE/E&H | O2.02E43 | - |  |  |  | 1 | Luna II
EQ005891 |  | Pipette |  | Eppendorf Multipette | Eppendorf | Koekkoek, JC | VU/F/BETA/A-LIFE/E&H | O2.02E39 | - |  |  |  | 1 | Multipette E3 1μL-50mL
EQ005890 |  | Pipette |  | Gilson Pipetman P20 | Gilson | Koekkoek, JC | VU/F/BETA/A-LIFE/E&H | O2.02E39 | - |  |  |  | 1 | Pipetman P20
EQ005889 |  | Centrifuge |  | Centrifuge | Thermo Fisher Scientific | Cenijn, Peter | VU/F/BETA/A-LIFE/E&H | O2.02E43 | - |  |  |  | 1 | Multifuge X1 Pro
EQ005888 |  | Pipette |  | Gilson Pipetman P20 | Gilson | Koekkoek, JC | VU/F/BETA/A-LIFE/E&H | O2.02E39 | - |  |  |  | 1 | Pipetman P20
EQ005887 |  | Pipette |  | Gilson Pipetman P1000 | Gilson | Koekkoek, JC | VU/F/BETA/A-LIFE/E&H | O2.02E39 | - |  |  |  | 1 | Pipetman P1000
EQ005886 |  | Pipette |  | Gilson Pipetman P10 | Gilson | Koekkoek, JC | VU/F/BETA/A-LIFE/E&H | O2.02E39 | - |  |  |  | 1 | Pipetman P10
EQ005885 |  | Pipette |  | Eppendorf Pipette 30-300μL | Eppendorf | Koekkoek, JC | VU/F/BETA/A-LIFE/E&H | O2.02E39 | - |  |  |  | 1 | Research Plus 30-300μL
EQ005884 |  | Pipette |  | Eppendorf Pipette 30-300μL | Eppendorf | Koekkoek, JC | VU/F/BETA/A-LIFE/E&H | O2.02E39 | - |  |  |  | 1 | Research Plus 30-300μL
EQ005883 | 004709;INC3 | Incubator |  | Incubator | Heraeus | Cenijn, Peter | VU/F/BETA/A-LIFE/E&H | O2.02E43 | - |  |  |  | 1 | Heracell
EQ005882 |  | Pipette |  | Thermo Pipette 1-10μL | Thermo Fisher Scientific | Koekkoek, JC | VU/F/BETA/A-LIFE/E&H | O2.02E39 | - |  |  |  | 1 | Finnpipette 1-10μL
EQ005881 |  | Pipette |  | Thermo Pipette 5-50μL | Thermo Fisher Scientific | Koekkoek, JC | VU/F/BETA/A-LIFE/E&H | O2.02E39 | - |  |  |  | 1 | Finnpipette 5-50μL
EQ005880 |  | Pipette |  | Eppendorf Pipette 120-1200μL | Eppendorf | Koekkoek, JC | VU/F/BETA/A-LIFE/E&H | O2.02E39 | - |  |  |  | 1 | Research Plus 120-1200μL
EQ005879 |  | Pipette |  | Eppendorf Pipette 0.5-10μL | Eppendorf | Koekkoek, JC | VU/F/BETA/A-LIFE/E&H | O2.02E39 | - |  |  |  | 1 | Research Plus 0.5-10μL
EQ005878 |  | Pipette |  | Gilson Pipetman P200 | Gilson | Koekkoek, JC | VU/F/BETA/A-LIFE/E&H | O2.02E39 | - |  |  |  | 1 | Pipetman P200
EQ005877 |  | Pipette |  | Eppendorf Pipette 10-100μL | Eppendorf | Koekkoek, JC | VU/F/BETA/A-LIFE/E&H | O2.02E39 | - |  |  |  | 1 | Research Plus 10-100μL
EQ005876 |  | Pipette |  | Eppendorf Pipette 0.5-10μL | Eppendorf | Koekkoek, JC | VU/F/BETA/A-LIFE/E&H | O2.02E39 | - |  |  |  | 1 | Research Plus 0.5-10μL
EQ005875 |  | Pipette |  | Eppendorf Pipette 100-1000μL | Eppendorf | Koekkoek, JC | VU/F/BETA/A-LIFE/E&H | O2.02E39 | - |  |  |  | 1 | Research Plus 100-1000μL
EQ005874 |  | Pipette |  | Eppendorf Pipette 100-1000μL | Eppendorf | Koekkoek, JC | VU/F/BETA/A-LIFE/E&H | O2.02E39 | - |  |  |  | 1 | Research Plus 100-1000μL
EQ005873 |  | Pipette |  | Eppendorf Pipette 0.5-10μL | Eppendorf | Koekkoek, JC | VU/F/BETA/A-LIFE/E&H | O2.02E39 | - |  |  |  | 1 | Research Plus 0.5-10μL
EQ005872 |  | Pipette |  | Eppendorf Pipette 10-100μL | Eppendorf | Koekkoek, JC | VU/F/BETA/A-LIFE/E&H | O2.02E39 | - |  |  |  | 1 | Research Plus 10-100μL
EQ005871 |  | Laminar Air Flow Cabinet |  | Airflow cabinet | Kojair | Koekkoek, JC | VU/F/BETA/A-LIFE/E&H | O2.02E43 | - |  |  |  | 1 | MSC II 01
EQ005870 | 010016 | Water Bath |  | Julabo water bath | Julabo | Cenijn, Peter | VU/F/BETA/A-LIFE/E&H | O2.02E43 | - |  |  |  | 1 | SW 22
EQ005869 | 010016 | Radio |  | Radio | VU | Koekkoek, JC | VU/F/BETA/A-LIFE/E&H | O2.02E43 | - |  |  |  | 1 | SCP 230
EQ005868 |  | Vacuum Pump |  | Vacuum pump | Vacuubrand | Koekkoek, JC | VU/F/BETA/A-LIFE/E&H | O2.02E43 | - |  |  |  | 1 | PC 3004 VARIO
EQ005867 |  | Vacuum Pump |  | Vacuum pump | Vacuubrand | Koekkoek, JC | VU/F/BETA/A-LIFE/E&H | O2.02E43 | - |  |  |  | 1
EQ005866 | O2W21A | Magnetic Stirrer |  | Heating magnetic stirrer | Velp | Koekkoek, JC | VU/F/BETA/A-LIFE/E&H | O2.02W21 | - |  |  |  | 1 | HSC
EQ005865 |  | Timer |  | Outlet Timer | Alecto | Koekkoek, JC | VU/F/BETA/A-LIFE/E&H | O2.02E39 | - |  |  |  | 1 | DTS-734
EQ005864 |  | Extension Cable |  | Extension Cable | VU | Koekkoek, JC | VU/F/BETA/A-LIFE/E&H | O2.02E39 | - |  |  |  | 1
EQ005863 | 004568 | Extension Cable |  | Extension Cable | VU | Koekkoek, JC | VU/F/BETA/A-LIFE/E&H | O2.02E39 | - |  |  |  | 1
EQ005862 | 009954 | Roller mixer |  | Roller mixer | CAT | Koekkoek, JC | VU/F/BETA/A-LIFE/E&H | O2.02W21 | - |  |  |  | 1 | RM5
EQ005861 | 023691 | Computer Monitor |  | HP Computer Monitor | Hewlett Packard (HP) | Koekkoek, JC | VU/F/BETA/A-LIFE/E&H | O2.02E39 | - |  |  |  | 1 | Compaq LA2306x
EQ005860 | 009960 | Vacuum Pump |  | Vacuum pump | KNF | Koekkoek, JC | VU/F/BETA/A-LIFE/E&H | O2.02W21 | - |  |  |  | 1 | VP6
EQ005859 | 026937 | Computer |  | HP Computer | Hewlett Packard (HP) | Koekkoek, JC | VU/F/BETA/A-LIFE/E&H | O2.02E39 | - |  |  |  | 1 | Z230 Tower
EQ005858 |  | Pipette |  | Pipette | Gilson | Koekkoek, JC | VU/F/BETA/A-LIFE/E&H | O2.02W21 | - |  |  |  | 1 | Pipetman
EQ005857 |  | Pipette |  | Pipette | Eppendorf | Koekkoek, JC | VU/F/BETA/A-LIFE/E&H | O2.02W21 | - |  |  |  | 1 | Research plus
EQ005856 |  | Computer |  | HP Computer | Hewlett Packard (HP) | Koekkoek, JC | VU/F/BETA/A-LIFE/E&H | O2.02E39 | - |  |  |  | 1 | Z440
EQ005855 |  | Microscope |  | Leica Microscope | Leica | Cenijn, Peter | VU/F/BETA/A-LIFE/E&H | O2.02E39 | - |  |  |  | 1 | DMi8 automated
EQ005854 |  | Computer Monitor |  | DELL monitor | Dell | Koekkoek, JC | VU/F/BETA/A-LIFE/E&H | O2.02W26 | - |  |  |  | 1
EQ005853 | DELL0627 | Computer |  | DELL Computer | Dell | Koekkoek, JC | VU/F/BETA/A-LIFE/E&H | O2.02W26 | - |  |  |  | 1
EQ005852 |  | Camera |  | Leica Microscope Camera | Leica | Koekkoek, JC | VU/F/BETA/A-LIFE/E&H | O2.02E39 | - |  |  |  | 1 | DFC9000 GT
EQ005851 |  | Motion Controller/Driver |  | ITK Handwheel | ITK | Koekkoek, JC | VU/F/BETA/A-LIFE/E&H | O2.02E39 | - |  |  |  | 1 | Handwheel
EQ005850 |  | Computer Monitor |  | Benq Computer Monitor | Benq | Koekkoek, JC | VU/F/BETA/A-LIFE/E&H | O2.02E39 | - |  |  |  | 1 | BL3200-B
EQ005849 | 006886 | Gas Chromatograph |  | Mass Selective Detector | Agilent | Koekkoek, JC | VU/F/BETA/A-LIFE/E&H | O2.02W26 | - |  |  |  | 1 | 5975C inert XL EI/CI MSD
EQ005848 |  | Camera controller |  | Leica MIcroscope Controller | Leica | Koekkoek, JC | VU/F/BETA/A-LIFE/E&H | O2.02E39 | - |  |  |  | 1 | CTR Compact
EQ005847 |  | Vacuum Pump |  | Vacuum pump | Edwards | Koekkoek, JC | VU/F/BETA/A-LIFE/E&H | O2.02W26 | - |  |  |  | 1 | RV5
EQ005846 |  | Vacuum Pump |  | Vacuum pump | Pfeiffer | Koekkoek, JC | VU/F/BETA/A-LIFE/E&H | O2.02W26 | - |  |  |  | 1 | DUO 2.5
EQ005845 |  | Motion Controller/Driver |  | ITK Motion Controller | ITK | Koekkoek, JC | VU/F/BETA/A-LIFE/E&H | O2.02E39 | - |  |  |  | 1 | SP-Box LMT200
EQ005844 |  | Light Source |  | Leica Light Source | Leica | Koekkoek, JC | VU/F/BETA/A-LIFE/E&H | O2.02E39 | - |  |  |  | 1 | EL6000
EQ005843 | 010007 | Water Pump |  | Bio-Rad Pump | Bio-Rad | Koekkoek, JC | VU/F/BETA/A-LIFE/E&H | O2.02E39 | - |  |  |  | 1 | Buffer Recirculation Pump
EQ005842 |  | pH Meter |  | Mettler pH Meter | Mettler (Toledo) | Koekkoek, JC | VU/F/BETA/A-LIFE/E&H | O2.02E39 | - |  |  |  | 1 | SevenEasy pH
EQ005841 | 004700;MR1 | Hot Plate |  | IKA Hot Plate | IKA | Koekkoek, JC | VU/F/BETA/A-LIFE/E&H | O2.02E39 | - |  |  |  | 1 | RCT Basic
EQ005840 | 004721;A-IVM-44 | Power Supply |  | Bio-Rad Power Supply | Bio-Rad | Koekkoek, JC | VU/F/BETA/A-LIFE/E&H | O2.02E39 | - |  |  |  | 1 | PowerPac 200
EQ005839 | 006441 | Power Supply |  | Delta Power Supply | Delta Elektronika | Koekkoek, JC | VU/F/BETA/A-LIFE/E&H | O2.02E39 | - |  |  |  | 1 | E0300-01
EQ005838 |  | Computer |  | Dell Laptop | Dell | Koekkoek, JC | VU/F/BETA/A-LIFE/E&H | O2.02E39 | - |  |  |  | 1 | Inspiron Mini 1012
EQ005837 | 010011 | Vortex |  | VWR Vortex | VWR | Koekkoek, JC | VU/F/BETA/A-LIFE/E&H | O2.02E39 | - |  |  |  | 1
EQ005836 | 010015 | Centrifuge |  | VWR Microcentrifuge | VWR | Cenijn, Peter | VU/F/BETA/A-LIFE/E&H | O2.02E69 | - |  |  |  | 1 | Galaxy Ministar
EQ005835 | 010006 | Centrifuge |  | VWR Microcentrifuge | VWR | Cenijn, Peter | VU/F/BETA/A-LIFE/E&H | O2.02E69 | - |  |  |  | 1 | Galaxy Ministar
EQ005834 |  | Shaker/Mixer |  | Snijders Tube Roller | Snijders | Koekkoek, JC | VU/F/BETA/A-LIFE/E&H | O2.02E39 | - |  |  |  | 1 | Rock 'n Roller 34201
EQ005833 |  | Balance |  | Kern Balance | Kern | Koekkoek, JC | VU/F/BETA/A-LIFE/E&H | O2.02E27 | - |  |  |  | 1 | ACS 300-4
EQ005832 | RA-035579 | Data Logger |  | Bibro IP | VU | Koekkoek, JC | VU/F/BETA/A-LIFE/E&H | O2.02E39 | - |  |  |  | 1 | BibroIPv2
EQ005831 | 004702;CF4 | Centrifuge |  | Heraeus Centrifuge | Heraeus | Cenijn, Peter | VU/F/BETA/A-LIFE/E&H | O2.02E39 | - |  |  |  | 1 | Biofuge Pico
EQ005830 | 004693 | Adapter |  | Adapter | Gilson | Koekkoek, JC | VU/F/BETA/A-LIFE/E&H | O2.02E39 | - |  |  |  | 1
EQ005829 |  | Gas Burner |  | Gas Burner | WLD-Tec | Koekkoek, JC | VU/F/BETA/A-LIFE/E&H | O2.02E39 | - |  |  |  | 1 | Flame 100
EQ005828 |  | Gas Burner |  | Gas Burner | WLD-Tec | Koekkoek, JC | VU/F/BETA/A-LIFE/E&H | O2.02E39 | - |  |  |  | 1 | Flame 100
EQ005827 | 004726 | Motor driver |  | Glas-Col Motor Controller | Glas-Col | Koekkoek, JC | VU/F/BETA/A-LIFE/E&H | O2.02E39 | - |  |  |  | 1 | 099C K5424CE
EQ005826 |  | Stirrer motor |  | Glas-Col D.C. Motor | Glas-Col | Koekkoek, JC | VU/F/BETA/A-LIFE/E&H | O2.02E39 | - |  |  |  | 1 | 099C K5424CE
EQ005825 | 004717;SP3 | Spectrophotometer |  | Bio-Rad UV/Vis Spectrophotometer | Bio-Rad | Koekkoek, JC | VU/F/BETA/A-LIFE/E&H | O2.02E19 | - |  |  |  | 1 | SmartSpec 3000
EQ005824 |  | Balance |  | Sartorius Balance | Sartorius | Koekkoek, JC | VU/F/BETA/A-LIFE/E&H | O2.02E27 | - |  |  |  | 1 | U4800P
EQ005823 | SP4;010027 | Microplate reader |  | Thermo Microplate Reader | Thermo Fisher Scientific | Cenijn, Peter | VU/F/BETA/A-LIFE/E&H | O2.02E39 | - |  |  |  | 1 | Multiskan FC (357)
EQ005822 | 009988 | Computer Monitor |  | Dell Computer Monitor | Dell | Koekkoek, JC | VU/F/BETA/A-LIFE/E&H | O2.02E39 | - |  |  |  | 1 | 1707FPt
EQ005821 |  | Speakers |  | Trust Speakers | Trust | Koekkoek, JC | VU/F/BETA/A-LIFE/E&H | O2.02E39 | - |  |  |  | 1
EQ005820 | 010028 | Computer |  | Dell Computer | Dell | Koekkoek, JC | VU/F/BETA/A-LIFE/E&H | O2.02E39 | - |  |  |  | 1 | Optiplex 760
EQ005819 | 010029 | Microplate reader |  | Thermo Microplate Reader | Thermo Fisher Scientific | Cenijn, Peter | VU/F/BETA/A-LIFE/E&H | O2.02E39 | - |  |  |  | 1 | Varioskan Flash
EQ005818 |  | Vortex |  | VWR Vortex | VWR | Koekkoek, JC | VU/F/BETA/A-LIFE/E&H | O2.02E39 | - |  |  |  | 1
EQ005817 | 004699 | Block Heater |  | VWR Block Heater | VWR | Koekkoek, JC | VU/F/BETA/A-LIFE/E&H | O2.02E19 | - |  |  |  | 1 | Heatblock 2
EQ005816 | 004707 | Vacuum Pump |  | ABM Diaphragm Pump | ABM | Koekkoek, JC | VU/F/BETA/A-LIFE/E&H | O2.02E39 | - |  |  |  | 1 | 4EKF56CX-4
EQ005815 |  | Pipette |  | Thermo Finnpipette 100-1200µL | Thermo Fisher Scientific | Koekkoek, JC | VU/F/BETA/A-LIFE/E&H | O2.02E39 | - |  |  |  | 1 | Finnpipette 100-1200µL
EQ005814 |  | Pipette |  | Thermo Finnpipette 5-50µL | Thermo Fisher Scientific | Koekkoek, JC | VU/F/BETA/A-LIFE/E&H | O2.02E39 | - |  |  |  | 1 | Finnpipette 5-50µL (148)
EQ005813 |  | Pipette |  | Eppendorf Multipette | Eppendorf | Koekkoek, JC | VU/F/BETA/A-LIFE/E&H | O2.02E39 | - |  |  |  | 1 | Multipette Stream
EQ005812 |  | Laminar Air Flow Cabinet |  | Laminar Air Flow Unit | Kojair | Koekkoek, JC | VU/F/BETA/A-LIFE/E&H | O2.02E39 | - |  |  |  | 1 | BioWizard Silver SL-130 C Blue Series
EQ005811 | 010052 | Extension Cable |  | Extension Cable | VU | Koekkoek, JC | VU/F/BETA/A-LIFE/E&H | O2.02E39 | - |  |  |  | 1
EQ005810 | 010053;BS-2 | Incubator |  | Thermo Scientific Incubator | Thermo Fisher Scientific | Cenijn, Peter | VU/F/BETA/A-LIFE/E&H | O2.02E19 | - |  |  |  | 1 | Heratherm IGS60
EQ005809 | 004662 | Vortex |  | Ika Vortex | IKA | Koekkoek, JC | VU/F/BETA/A-LIFE/E&H | O2.02E39 | - |  |  |  | 1 | MS3 Basic
EQ005808 | IVM LC4;004673 | Liquid Chromatograph |  | Shimadzu Liquid Chromatograph | Shimadzu | Koekkoek, JC | VU/F/BETA/A-LIFE/E&H | O2.02E39 | - |  |  |  | 1 | LC-10AT
EQ005807 | 010003; MW 3 | Microwave oven |  | Siemens Microwave | Siemens | Koekkoek, JC | VU/F/BETA/A-LIFE/E&H | O2.02E39 | - |  |  |  | 1
EQ005806 | 003019 | Water Bath |  | Griffin Water Bath | Griffin | Boswijk, Elsa | VU/F/BETA/S&F/OSF | O2.02E39 | - |  |  |  | 1 | Student Water Bath
EQ005805 |  | Orbital shaker |  | Heidolph Orbital Shaker | Heidolph | Koekkoek, JC | VU/F/BETA/A-LIFE/E&H | O2.02E19 | - |  |  |  | 1 | Titramax 1000
EQ005804 |  | Incubator |  | Heidolph Incubator Heating Module | Heidolph | Koekkoek, JC | VU/F/BETA/A-LIFE/E&H | O2.02E39 | - |  |  |  | 1 | Inkubator 1000 Heating Module
EQ005803 |  | Orbital shaker |  | VWR Orbital Shaker | VWR | Koekkoek, JC | VU/F/BETA/A-LIFE/E&H | O2.02E19 | - |  |  |  | 1 | Large Capacity Incubating Orbital Shaker
EQ005802 | 006062 | Magnetic Stirrer |  | Magnetic stirrer | IKA | Koekkoek, JC | VU/F/BETA/A-LIFE/E&H | O2.02W21 | - |  |  |  | 1 | Basic
EQ005801 |  | Pipette |  | Pipette | Eppendorf | Koekkoek, JC | VU/F/BETA/A-LIFE/E&H | O2.02W21 | - |  |  |  | 1 | Research plus
EQ005800 |  | Cooling Unit |  | Recirculating Chiller | Buchi | Koekkoek, JC | VU/F/BETA/A-LIFE/E&H | O2.02W21 | - |  |  |  | 1 | F-108
EQ005799 | 004494; DS3 IVM LAR | Oven |  | Oven | Heraeus | Koekkoek, JC | VU/F/BETA/A-LIFE/E&H | O2.02W21 | - |  |  |  | 1 | Kelvitron t
EQ005798 | 004594 | Shaker/Mixer |  | MS2 Minishaker | IKA | Koekkoek, JC | VU/F/BETA/A-LIFE/E&H | O2.02W21 | - |  |  |  | 1 | MS2
EQ005797 | 009978 | Vacuum Pump |  | Vacuum pump | KNF | Koekkoek, JC | VU/F/BETA/A-LIFE/E&H | O2.02W21 | - |  |  |  | 1 | VP6
EQ005796 |  | Extension Cable |  | Extension Cable | VU | Koekkoek, JC | VU/F/BETA/A-LIFE/E&H | O2.02W21 | - |  |  |  | 1
EQ005795 |  | Radio |  | Radio | Imperial | Koekkoek, JC | VU/F/BETA/A-LIFE/E&H | O2.02W21 | - |  |  |  | 1 | DABMAN i250
EQ005794 | 004591 | Water Bath |  | Labotech Waterbath | Labotech | Koekkoek, JC | VU/F/BETA/A-LIFE/E&H | O2.02W21 | - |  |  |  | 1 | DWB 16
EQ005793 | o2w21A2 | Hot Plate |  | Hotplate | Mettler (Toledo) | Koekkoek, JC | VU/F/BETA/A-LIFE/E&H | O2.02W21 | - |  |  |  | 1 | L35
EQ005792 |  | Sample Preparation Unit |  | Thermo Scientific Solvent Extractor | Thermo Fisher Scientific | Koekkoek, JC | VU/F/BETA/A-LIFE/E&H | O2.02W21 | - |  |  |  | 1 | Dionex ASE 350
EQ005791 | 015427 | Computer Monitor |  | Dell Computer Monitor | Dell | Koekkoek, JC | VU/F/BETA/A-LIFE/E&H | O2.02W21 | - |  |  |  | 1 | P2312Ht
EQ005790 | 030920 | Computer |  | HP Computer | Hewlett Packard (HP) | Koekkoek, JC | VU/F/BETA/A-LIFE/E&H | O2.02W21 | - |  |  |  | 1 | ProDesk 600 G2 SFF
EQ005789 | 004491; BW2 | Balance |  | MT balance | Mettler (Toledo) | Koekkoek, JC | VU/F/BETA/A-LIFE/E&H | O2.02W21 | - |  |  |  | 1 | PC 4400
EQ005788 |  | pH Meter |  | Ph meter | SI Analytics GmbH | Koekkoek, JC | VU/F/BETA/A-LIFE/E&H | O2.02W21 | - |  |  |  | 1 | Lab 845
EQ005787 | 004758 | Balance |  | Sartorius Balance | Sartorius | Koekkoek, JC | VU/F/BETA/A-LIFE/E&H | O2.02W21 | - |  |  |  | 1 | RC 210 P
EQ005786 |  | Magnetic Stirrer |  | Magnetic stirrer | Velp | Koekkoek, JC | VU/F/BETA/A-LIFE/E&H | O2.02W21 | - |  |  |  | 1 | MST
EQ005785 |  | Centrifuge |  | Eppendorf Centrifuge | Eppendorf | Koekkoek, JC | VU/F/BETA/A-LIFE/E&H | O2.02W21 | - |  |  |  | 1 | 5430
EQ005784 | 004486 | Stirrer motor |  | IKA Stirrer | IKA | Koekkoek, JC | VU/F/BETA/A-LIFE/E&H | O2.02W21 | - |  |  |  | 1 | RW20
EQ005783 |  | Blender |  | Solis Blender | Solis | Koekkoek, JC | VU/F/BETA/A-LIFE/E&H | O2.02W21 | - |  |  |  | 1 | 837
EQ005782 | 008535 | Homogeniser |  | Tissue Homogenizer | Bertin Instruments | Koekkoek, JC | VU/F/BETA/A-LIFE/E&H | O2.02W21 | - |  |  |  | 1 | PRECELLYS 24
EQ005781 | 004727 | Disperser |  | IKA Turrax | IKA | Koekkoek, JC | VU/F/BETA/A-LIFE/E&H | O2.02W21 | - |  |  |  | 1 | T 25 B
EQ005780 |  | Drying Cabinet |  | FMS Supervap | FMS | Koekkoek, JC | VU/F/BETA/A-LIFE/E&H | O2.02W21 | - |  |  |  | 1 | SuperVap
EQ005779 |  | Drying Cabinet |  | FMS Supervap | FMS | Koekkoek, JC | VU/F/BETA/A-LIFE/E&H | O2.02W21 | - |  |  |  | 1 | SuperVap
EQ005778 |  | Electronic Syringe |  | SGE Electronic Syringe | SGE (Trajan) | Koekkoek, JC | VU/F/BETA/A-LIFE/E&H | O2.02W21 | - |  |  |  | 1 | eVol XR
EQ005777 | 011853 | Centrifuge |  | VWR Centrifuge | VWR | Koekkoek, JC | VU/F/BETA/A-LIFE/E&H | O2.02W21 | - |  |  |  | 1 | Micro Star 17R
EQ005776 | 004757 | Vacuum Pump |  | Vacuum pump | Vacuubrand | Koekkoek, JC | VU/F/BETA/A-LIFE/E&H | O2.02W21 | - |  |  |  | 1
EQ005775 |  | Electronic Syringe |  | SGE Electronic Syringe | SGE (Trajan) | Koekkoek, JC | VU/F/BETA/A-LIFE/E&H | O2.02W21 | - |  |  |  | 1 | eVol
EQ005774 | 009968 | Centrifuge |  | Centrifuge | Firlabo | Koekkoek, JC | VU/F/BETA/A-LIFE/E&H | O2.02W21 | - |  |  |  | 1 | SW9
EQ005773 | 004488 | Balance |  | Sartorius Balance | Sartorius | Koekkoek, JC | VU/F/BETA/A-LIFE/E&H | O2.02W21 | - |  |  |  | 1 | CP2202S
EQ005772 | 009973 | Laminar Air Flow Cabinet |  | Flow Cabinet | VU | Koekkoek, JC | VU/F/BETA/A-LIFE/E&H | O2.02W21 | - |  |  |  | 1
EQ005771 |  | Pipette |  | Brand Pipette | Brand | Koekkoek, JC | VU/F/BETA/A-LIFE/E&H | O2.02W21 | - |  |  |  | 1 | TRANSFERPIPETTE
EQ005770 | 004597 | Vacuum Pump |  | Edwards Vacuum Pump | Edwards | Koekkoek, JC | VU/F/BETA/A-LIFE/E&H | O2.02W21 | - |  |  |  | 1 | RV8
EQ005769 |  | Pipette |  | Gilson Pipette | Gilson | Koekkoek, JC | VU/F/BETA/A-LIFE/E&H | O2.02W21 | - |  |  |  | 1 | Pipetman
EQ005768 |  | Peristaltic Pump |  | Gilson Minipuls | Gilson | Koekkoek, JC | VU/F/BETA/A-LIFE/E&H | O2.02W21 | - |  |  |  | 1 | Minipuls 2
EQ005767 |  | Pipette |  | Pipette | Eppendorf | Koekkoek, JC | VU/F/BETA/A-LIFE/E&H | O2.02W21 | - |  |  |  | 1 | Research plus
EQ005766 |  | Pipette |  | Pipette | Eppendorf | Koekkoek, JC | VU/F/BETA/A-LIFE/E&H | O2.02W21 | - |  |  |  | 1 | Research plus
EQ005765 |  | Vacuum Pump |  | Edwards Vacuum Pump | Edwards | Koekkoek, JC | VU/F/BETA/A-LIFE/E&H | O2.02W21 | - |  |  |  | 1 | E2M2
EQ005764 |  | Pipette |  | Pipette | Eppendorf | Koekkoek, JC | VU/F/BETA/A-LIFE/E&H | O2.02W21 | - |  |  |  | 1 | Research plus
EQ005763 |  | Pipette |  | Pipette | Eppendorf | Koekkoek, JC | VU/F/BETA/A-LIFE/E&H | O2.02W21 | - |  |  |  | 1 | Research plus
EQ005762 |  | Pipette |  | Pipette | Eppendorf | Koekkoek, JC | VU/F/BETA/A-LIFE/E&H | O2.02W21 | - |  |  |  | 1 | Research plus
EQ005761 |  | Pipette |  | Pipette | Eppendorf | Koekkoek, JC | VU/F/BETA/A-LIFE/E&H | O2.02W21 | - |  |  |  | 1 | Research plus
EQ005760 | 004496;MW1;APP.KRT.2787 | Microwave oven |  | CEM Microwave Digestor | CEM | Koekkoek, JC | VU/F/BETA/A-LIFE/E&H | O2.02W21 | - |  |  |  | 1 | MDS-2000
EQ005759 |  | Pipette |  | Pipette | Eppendorf | Koekkoek, JC | VU/F/BETA/A-LIFE/E&H | O2.02W21 | - |  |  |  | 1 | Research plus
EQ005758 |  | Hot Plate |  | Velp Hot plate/stirrer | Velp | Koekkoek, JC | VU/F/BETA/A-LIFE/E&H | O2.02W21 | - |  |  |  | 1 | F20500101
EQ005757 |  | Magnetic Stirrer |  | Heating magnetic stirrer | Velp | Koekkoek, JC | VU/F/BETA/A-LIFE/E&H | O2.02W21 | - |  |  |  | 1 | HSC
EQ005756 | 004750 | Hot Plate |  | Barnstead Hot plate/stirrer | Barnstead | Koekkoek, JC | VU/F/BETA/A-LIFE/E&H | O2.02W21 | - |  |  |  | 1 | SP131320-33
EQ005755 | 12369419 | Microscope |  | Bruker FTIR Microscope | Bruker | Koekkoek, JC | VU/F/BETA/A-LIFE/E&H | O2.02W21 | - |  |  |  | 1 | Lumos
EQ005754 | 009952 | Shaker/Mixer |  | SM-30 Shaker | Edmund Bühler | Koekkoek, JC | VU/F/BETA/A-LIFE/E&H | O2.02W21 | - |  |  |  | 1 | SM-30
EQ005753 |  | Computer Monitor |  | HP Computer Monitor | Hewlett Packard (HP) | Koekkoek, JC | VU/F/BETA/A-LIFE/E&H | O2.02W21 | - |  |  |  | 1 | Z24n
EQ005752 | 009989 | Computer Monitor |  | Dell Computer Monitor | Dell | Koekkoek, JC | VU/F/BETA/A-LIFE/E&H | O2.02W21 | - |  |  |  | 1 | 1707FPf
EQ005751 | 010000 | Water Filtration System |  | Milli-Q Water purifier | Millipore | Koekkoek, JC | VU/F/BETA/A-LIFE/E&H | O2.02W21 | - |  |  |  | 1 | Milli-Q
EQ005750 |  | Computer |  | HP Computer | Hewlett Packard (HP) | Koekkoek, JC | VU/F/BETA/A-LIFE/E&H | O2.02W21 | - |  |  |  | 1 | EliteDesk 800 G2 Desktop Mini (L2X86AV)
EQ005749 | HP0910 | Computer |  | HP Computer | Hewlett Packard (HP) | Koekkoek, JC | VU/F/BETA/A-LIFE/E&H | O2.02W21 | - |  |  |  | 1 | Compaq dc7900 SFF
EQ005748 | 004763 | Microscope |  | Olympus Microscope | Olympus | Cenijn, Peter | VU/F/BETA/A-LIFE/E&H | O2.02E67 | - |  |  |  | 1 | CX31
EQ005747 | 2930;004667 | Light Source |  | Schott Light Source | Schott | Koekkoek, JC | VU/F/BETA/A-LIFE/E&H | O2.02W21 | - |  |  |  | 1 | KL 150
EQ005746 |  | Liquid Chromatograph |  | Liquid chromatograph | Bruker | Koekkoek, JC | VU/F/BETA/A-LIFE/E&H | O2.02W26 | - |  |  |  | 1 | ELUTE LC series
EQ005745 |  | Computer Monitor |  | HP Monitor | Hewlett Packard (HP) | Koekkoek, JC | VU/F/BETA/A-LIFE/E&H | O2.02W26 | - |  |  |  | 1
EQ005744 |  | Computer |  | HP Computer | Hewlett Packard (HP) | Koekkoek, JC | VU/F/BETA/A-LIFE/E&H | O2.02W26 | - |  |  |  | 1
EQ005743 |  | Liquid Chromatograph |  | Liquid chromatograph | Bruker | Koekkoek, JC | VU/F/BETA/A-LIFE/E&H | O2.02W26 | - |  |  |  | 1 | EVOQ LC-TQ Elite
EQ005742 | 011108 | Syringe Pump |  | Syringe pump | kd Scientific | Koekkoek, JC | VU/F/BETA/A-LIFE/E&H | O2.02W26 | - |  |  |  | 1 | 100 series
EQ005741 | 004663 | Fraction Collector |  | ISCO Fraction Collector | Isco | Koekkoek, JC | VU/F/BETA/A-LIFE/E&H | O2.02W19A | - |  |  |  | 1 | FOXY 200
EQ005740 | 030069 | Computer |  | HP Computer | Hewlett Packard (HP) | Koekkoek, JC | VU/F/BETA/A-LIFE/E&H | O2.02W19A | - |  |  |  | 1 | Compaq Pro 6300 SFF
EQ005739 | 030076 | Computer |  | HP Computer | Hewlett Packard (HP) | Koekkoek, JC | VU/F/BETA/A-LIFE/E&H | O2.02W19A | - |  |  |  | 1 | Compaq Pro 6300 SFF
EQ005738 | HP0912 | Computer |  | HP Computer | Hewlett Packard (HP) | Koekkoek, JC | VU/F/BETA/A-LIFE/E&H | O2.02W19A | - |  |  |  | 1 | Compaq dc7900 SFF
EQ005737 |  | Speakers |  | Speakers | Creative | Koekkoek, JC | VU/F/BETA/A-LIFE/E&H | O2.02W19A | - |  |  |  | 1 | SBS230
EQ005736 |  | Autosampler |  | Autosampler | CTC Analytics | Koekkoek, JC | VU/F/BETA/A-LIFE/E&H | O2.02W19A | - |  |  |  | 1 | PAL system
EQ005735 | 004718 | Shaker/Mixer |  | Thermo Tube Mixer | Thermo Fisher Scientific | Koekkoek, JC | VU/F/BETA/A-LIFE/E&H | O2.02W19A | - |  |  |  | 1 | Vari-Mix
EQ005734 |  | Vacuum Pump |  | Edwards Vacuum Pump | Edwards | Koekkoek, JC | VU/F/BETA/A-LIFE/E&H | O2.02W19A | - |  |  |  | 1 | nXDS10i
EQ005733 | RA-031370 | Data Logger |  | Bibro IP | VU | Koekkoek, JC | VU/F/BETA/A-LIFE/E&H | O2.02W19A | - |  |  |  | 1 | BibroIPv1
EQ005732 | 009967 | Shaker/Mixer |  | Universal Shaker | Edmund Bühler | Koekkoek, JC | VU/F/BETA/A-LIFE/E&H | O2.02W19A | - |  |  |  | 1 | SM 30 C
EQ005731 | 010042 | Liquid Chromatograph |  | Shimadzu Liquid Chromatograph | Shimadzu | Koekkoek, JC | VU/F/BETA/A-LIFE/E&H | O2.02W19A | - |  |  |  | 1 | LC-20AT
EQ005730 | 004687 | UV/VIS Detector |  | UV/VIS Detector | Shimadzu | Koekkoek, JC | VU/F/BETA/A-LIFE/E&H | O2.02W19A | - |  |  |  | 1 | SPD-10A
EQ005729 |  | Pipette |  | Pipette | Brand | Koekkoek, JC | VU/F/BETA/A-LIFE/E&H | O2.02W19A | - |  |  |  | 1 | Transferpette
EQ005728 | 004674 | Column Oven |  | Shimadzu Column Oven | Shimadzu | Koekkoek, JC | VU/F/BETA/A-LIFE/E&H | O2.02W19A | - |  |  |  | 1 | CTO-10AS
EQ005727 |  | Pipette |  | Pipette | Eppendorf | Koekkoek, JC | VU/F/BETA/A-LIFE/E&H | O2.02W19A | - |  |  |  | 1 | Research plus
EQ005726 |  | Pipette |  | Pipette | Eppendorf | Koekkoek, JC | VU/F/BETA/A-LIFE/E&H | O2.02W19A | - |  |  |  | 1 | Research plus
EQ005725 |  | Pipette |  | Pipette | Eppendorf | Koekkoek, JC | VU/F/BETA/A-LIFE/E&H | O2.02W19A | - |  |  |  | 1 | Research plus
EQ005724 |  | Pipette |  | Pipette | Eppendorf | Koekkoek, JC | VU/F/BETA/A-LIFE/E&H | O2.02W19A | - |  |  |  | 1 | Research plus
EQ005723 | 004723 | Incubator |  | Incubator | Binder | Koekkoek, JC | VU/F/BETA/A-LIFE/E&H | O2.02W19A | - |  |  |  | 1 | 3002807000000
EQ005722 |  | Pipette |  | Pipette | Gilson | Koekkoek, JC | VU/F/BETA/A-LIFE/E&H | O2.02W19A | - |  |  |  | 1 | Pipetman
EQ005721 | 02W21A2 | Balance |  | Sartorius Balance | Sartorius | Koekkoek, JC | VU/F/BETA/A-LIFE/E&H | O2.02W19A | - |  |  |  | 1 | CP622
EQ005720 |  | Water Bath |  | Julabo Water Bath | Julabo | Koekkoek, JC | VU/F/BETA/A-LIFE/E&H | O2.02W19A | - |  |  |  | 1 | SW22
EQ005719 |  | Pipette |  | Pipette | Eppendorf | Koekkoek, JC | VU/F/BETA/A-LIFE/E&H | O2.02W19A | - |  |  |  | 1 | Research plus
EQ005718 |  | Computer Monitor |  | HP Monitor | Hewlett Packard (HP) | Koekkoek, JC | VU/F/BETA/A-LIFE/E&H | O2.02W30 | - |  |  |  | 1
EQ005717 | 011114 | Column Oven |  | Agilent Column Compartment | Agilent | Koekkoek, JC | VU/F/BETA/A-LIFE/E&H | O2.02W30 | - |  |  |  | 1 | G1316C TCC
EQ005716 |  | Computer |  | HP Computer | Hewlett Packard (HP) | Koekkoek, JC | VU/F/BETA/A-LIFE/E&H | O2.02W30 | - |  |  |  | 1
EQ005715 | 00904;001343 | UV/VIS Detector |  | Agilent DAD | Agilent | Koekkoek, JC | VU/F/BETA/A-LIFE/E&H | O2.02W30 | - |  |  |  | 1 | G1315A DAD
EQ005714 |  | Computer Monitor |  | DELL monitor | Dell | Koekkoek, JC | VU/F/BETA/A-LIFE/E&H | O2.02W30 | - |  |  |  | 1
EQ005713 | 00902 | Column Oven |  | Agilent Column Compartment | Agilent | Koekkoek, JC | VU/F/BETA/A-LIFE/E&H | O2.02W30 | - |  |  |  | 1 | G1316A COLCOM
EQ005712 | 004778 | Vacuum Pump |  | Vacuum pump | Edwards | Koekkoek, JC | VU/F/BETA/A-LIFE/E&H | O2.02W30 | - |  |  |  | 1
EQ005711 |  | Valve Driver |  | Agilent Valve Drive | Agilent | Koekkoek, JC | VU/F/BETA/A-LIFE/E&H | O2.02W30 | - |  |  |  | 1 | G1170A 1290 Valve Drive
EQ005710 |  | Valve Driver |  | Agilent Valve Drive | Agilent | Koekkoek, JC | VU/F/BETA/A-LIFE/E&H | O2.02W30 | - |  |  |  | 1 | G1170A 1290 Valve Drive
EQ005709 | T4S-VU | Chromatography Interface |  | FractioMate | VU | Koekkoek, JC | VU/F/BETA/A-LIFE/E&H | O2.02W30 | - |  |  |  | 1 | T4S-VU
EQ005708 |  | Valve Driver |  | Agilent Valve Drive | Agilent | Koekkoek, JC | VU/F/BETA/A-LIFE/E&H | O2.02W30 | - |  |  |  | 1 | G1170A 1290 Valve Drive
EQ005707 | 011112 | HPLC Pump |  | Agilent Binary Pump | Agilent | Koekkoek, JC | VU/F/BETA/A-LIFE/E&H | O2.02W30 | - |  |  |  | 1 | G4220B 1290 Bin Pump VL
EQ005706 |  | Chromatography Interface |  | FractioMate | VU | Koekkoek, JC | VU/F/BETA/A-LIFE/E&H | O2.02W30 | - |  |  |  | 1 | FRM100
EQ005705 | 005525 | HPLC Pump |  | Agilent Binary Pump | Agilent | Koekkoek, JC | VU/F/BETA/A-LIFE/E&H | O2.02W30 | - |  |  |  | 1 | G1312A
EQ005704 | 009900;001331 | Degasser |  | Agilent Degasser | Agilent | Koekkoek, JC | VU/F/BETA/A-LIFE/E&H | O2.02W30 | - |  |  |  | 1 | G1379A
EQ005703 | 011104 | Thermostat |  | Thermostatted Column Compartment | Agilent | Koekkoek, JC | VU/F/BETA/A-LIFE/E&H | O2.02W30 | - |  |  |  | 1 | 1260 Infinity
EQ005702 | 011107 | Column Oven |  | Quaternary pump | Agilent | Koekkoek, JC | VU/F/BETA/A-LIFE/E&H | O2.02W30 | - |  |  |  | 1 | 1260 Infinity
EQ005701 |  | Autosampler |  | Agilent Autosampler | Agilent | Koekkoek, JC | VU/F/BETA/A-LIFE/E&H | O2.02W30 | - |  |  |  | 1 | G1313A ALS
EQ005700 |  | Computer Monitor |  | HP Computer Monitor | Hewlett Packard (HP) | Koekkoek, JC | VU/F/BETA/A-LIFE/E&H | O2.02W30 | - |  |  |  | 1 | LA2205wg
EQ005699 |  | Computer |  | Dell Computer | Dell | Koekkoek, JC | VU/F/BETA/A-LIFE/E&H | O2.02W30 | - |  |  |  | 1 | Optiplex 360
EQ005698 |  | Laminar Air Flow Cabinet |  | Abarcon Flow Cabinet | Abarcon | Koekkoek, JC | VU/F/BETA/A-LIFE/E&H | O2.02W24 | - |  |  |  | 1 | AWC 90
EQ005697 |  | Computer Monitor |  | HP Monitor | Hewlett Packard (HP) | Koekkoek, JC | VU/F/BETA/A-LIFE/E&H | O2.02W24 | - |  |  |  | 1
EQ005696 |  | Balance |  | Sartorius Balance | Sartorius | Koekkoek, JC | VU/F/BETA/A-LIFE/E&H | O2.02W24 | - |  |  |  | 1 | ME235P
EQ005695 | 004690; LC4 | Column Oven |  | Column oven | Shimadzu | Koekkoek, JC | VU/F/BETA/A-LIFE/E&H | O2.02W30 | - |  |  |  | 1 | CTO-10AC
EQ005694 | 007990 | Balance |  | Sartorius Balance | Sartorius | Koekkoek, JC | VU/F/BETA/A-LIFE/E&H | O2.02W24 | - |  |  |  | 1 | 4503 MP6E
EQ005693 | 032774 | Computer |  | HP Computer | Hewlett Packard (HP) | Koekkoek, JC | VU/F/BETA/A-LIFE/E&H | O2.02W24 | - |  |  |  | 1 | Prodesk
EQ005692 |  | Pipette |  | Pipette | Eppendorf | Koekkoek, JC | VU/F/BETA/A-LIFE/E&H | O2.02W24 | - |  |  |  | 1 | Research plus
EQ005691 | RA-033209 | Data Logger |  | Bibro IP | VU | Koekkoek, JC | VU/F/BETA/A-LIFE/E&H | O2.02W24 | - |  |  |  | 1 | BibroIPv1
EQ005690 |  | Pipette |  | Pipette | Brand | Koekkoek, JC | VU/F/BETA/A-LIFE/E&H | O2.02W24 | - |  |  |  | 1 | Transferpette
EQ005689 |  | Pipette |  | Pipette | Eppendorf | Koekkoek, JC | VU/F/BETA/A-LIFE/E&H | O2.02W24 | - |  |  |  | 1 | Research plus
EQ005688 |  | Pipette |  | Pipette | Eppendorf | Koekkoek, JC | VU/F/BETA/A-LIFE/E&H | O2.02W24 | - |  |  |  | 1 | Research plus
EQ005687 |  | Pipette |  | Pipette | Gilson | Koekkoek, JC | VU/F/BETA/A-LIFE/E&H | O2.02W24 | - |  |  |  | 1 | Pipetman
EQ005686 |  | Label Writer |  | Brother Label Printer | Brother | Koekkoek, JC | VU/F/BETA/A-LIFE/E&H | O2.02W24 | - |  |  |  | 1 | PT-D600
EQ005685 | 004703 | Shaker/Mixer |  | MS2 Minishaker | IKA | Koekkoek, JC | VU/F/BETA/A-LIFE/E&H | O2.02W24 | - |  |  |  | 1 | MS2
EQ005684 |  | Label Writer |  | BBP12 Label printer | Brady NL | Koekkoek, JC | VU/F/BETA/A-LIFE/E&H | O2.02W24 | - |  |  |  | 1 | BBP12
EQ005683 | 010041 | Ultrasonic Cleaner |  | Ultrasonic cleaner | Branson | Koekkoek, JC | VU/F/BETA/A-LIFE/E&H | O2.02W26 | - |  |  |  | 1 | 1510
EQ005682 | 009964 | Ultrasonic Cleaner |  | Ultrasonic cleaner | Branson | Koekkoek, JC | VU/F/BETA/A-LIFE/E&H | O2.02W26 | - |  |  |  | 1 | 5510
EQ005681 |  | Vacuum Pump |  | Vacuum pump | Leybold | Koekkoek, JC | VU/F/BETA/A-LIFE/E&H | O2.02W26 | - |  |  |  | 1 | SOGEVAC SV 40 BI
EQ005680 | 009996 | Vacuum Pump |  | Vacuum pump | Leybold | Koekkoek, JC | VU/F/BETA/A-LIFE/E&H | O2.02W26 | - |  |  |  | 1 | SOGEVAC
EQ005679 | 006888 | Gas Chromatograph |  | Mass Selective Detector | Agilent | Koekkoek, JC | VU/F/BETA/A-LIFE/E&H | O2.02W26 | - |  |  |  | 1 | 5975 inert XL
EQ005678 | 006887 | Gas Chromatograph |  | Network GC system | Agilent | Koekkoek, JC | VU/F/BETA/A-LIFE/E&H | O2.02W26 | - |  |  |  | 1 | 6890N
EQ005677 |  | Computer Monitor |  | HP Monitor | Hewlett Packard (HP) | Koekkoek, JC | VU/F/BETA/A-LIFE/E&H | O2.02W26 | - |  |  |  | 1
EQ005676 |  | Computer Monitor |  | DELL Monitor | Dell | Koekkoek, JC | VU/F/BETA/A-LIFE/E&H | O2.02W26 | - |  |  |  | 1
EQ005675 |  | Computer Monitor |  | DELL Monitor | Dell | Koekkoek, JC | VU/F/BETA/A-LIFE/E&H | O2.02W26 | - |  |  |  | 1
EQ005674 |  | Computer Monitor |  | DELL Monitor | Dell | Koekkoek, JC | VU/F/BETA/A-LIFE/E&H | O2.02W26 | - |  |  |  | 1
EQ005673 |  | Computer |  | HP Computer | Hewlett Packard (HP) | Koekkoek, JC | VU/F/BETA/A-LIFE/E&H | O2.02W26 | - |  |  |  | 1
EQ005672 | 062686 | Computer |  | HP Computer | Hewlett Packard (HP) | Koekkoek, JC | VU/F/BETA/A-LIFE/E&H | O2.02W26 | - |  |  |  | 1
EQ005671 |  | Computer |  | DELL Computer | Dell | Koekkoek, JC | VU/F/BETA/A-LIFE/E&H | O2.02W26 | - |  |  |  | 1
EQ005670 | DELL715 | Computer |  | DELL Computer | Dell | Koekkoek, JC | VU/F/BETA/A-LIFE/E&H | O2.02W26 | - |  |  |  | 1 | Optiplex 740
EQ005669 |  | Computer |  | HP Computer | Hewlett Packard (HP) | Koekkoek, JC | VU/F/BETA/A-LIFE/E&H | O2.02W26 | - |  |  |  | 0 | XP
EQ005668 |  | Microinjector |  | Injector | Agilent | Koekkoek, JC | VU/F/BETA/A-LIFE/E&H | O2.02W26 | - |  |  |  | 1 | 7683B
EQ005667 |  | Network controller |  | Network switch | Hewlett Packard (HP) | Koekkoek, JC | VU/F/BETA/A-LIFE/E&H | O2.02W26 | - |  |  |  | 1 | Networking
EQ005666 | 009996 | Vacuum Pump |  | Vacuum pump | Vacuubrand | Koekkoek, JC | VU/F/BETA/A-LIFE/E&H | O2.02W26 | - |  |  |  | 1 | 4C
EQ005665 | 009997 | Vapor Trap |  | Refrigerated CentriVap Trap | Labconco | Koekkoek, JC | VU/F/BETA/A-LIFE/E&H | O2.02W26 | - |  |  |  | 1 | Refrigerated CentriVap
EQ005664 | 009998 | Vacuum Concentrators |  | Refrigerated CentriVap Concentrator | Labconco | Koekkoek, JC | VU/F/BETA/A-LIFE/E&H | O2.02W26 | - |  |  |  | 1 | Refrigerated CentriVap
EQ005663 |  | Autosampler |  | Auto-shot sampler | Frontier Laboratories | Koekkoek, JC | VU/F/BETA/A-LIFE/E&H | O2.02W26 | - |  |  |  | 1 | AS-1020E
EQ005662 | 009955 | Heat sealer |  | Combi thermo-sealer | Waters | Koekkoek, JC | VU/F/BETA/A-LIFE/E&H | O2.02W26 | - |  |  |  | 1 | SP-0669/240
EQ005661 |  | Temperature Control Module |  | Multi-shot Pyrolizer | Frontier Laboratories | Koekkoek, JC | VU/F/BETA/A-LIFE/E&H | O2.02W26 | - |  |  |  | 1 | Multishot pryolizer EGA/PY-3030 D
EQ005660 |  | Extension Cable |  | Extension cable | VU | Koekkoek, JC | VU/F/BETA/A-LIFE/E&H | O2.02W26 | - |  |  |  | 1
EQ005659 |  | Extension Cable |  | Extension cable | VU | Koekkoek, JC | VU/F/BETA/A-LIFE/E&H | O2.02W26 | - |  |  |  | 1
EQ005658 |  | Pressure controller |  | Auto-Shot Gas Reservoir Sampler | Agilent | Koekkoek, JC | VU/F/BETA/A-LIFE/E&H | O2.02W26 | - |  |  |  | 1 | AS-1020E
EQ005657 | 004776 | Gas Chromatograph |  | Gas chromatograph | Agilent | Koekkoek, JC | VU/F/BETA/A-LIFE/E&H | O2.02W26 | - |  |  |  | 1
EQ005656 |  | Power Supply |  | GC PAL Controller | CTC Analytics | Koekkoek, JC | VU/F/BETA/A-LIFE/SyBi | O2.02W26 | - |  |  |  | 0 | MB 01-00A
EQ005655 | 004774 | Power Supply |  | GC Power supply | CTC Analytics | Koekkoek, JC | VU/F/BETA/A-LIFE/E&H | O2.02W26 | - |  |  |  | 1 | MN 01-00
EQ005654 | 006885; GC 5 | Gas Chromatograph |  | Gas Chromatograph System | Agilent | Velzen, MJM van | VU/F/BETA/A-LIFE/E&H | O2.02W26 | - |  |  |  | 1 | 5975C inert XL EI/CI MSD
EQ005653 |  | Autosampler |  | GC Autosampler | CTC Analytics | Koekkoek, JC | VU/F/BETA/A-LIFE/E&H | O2.02W26 | - |  |  |  | 1 | COMBI PAL
EQ005652 |  | Mass Spectrometer |  | Mass spectrometer | Bruker | Koekkoek, JC | VU/F/BETA/A-LIFE/E&H | O2.02W26 | - |  |  |  | 1 | ultrafleXtreme
EQ005651 |  | Network controller |  | Network switch | Hewlett Packard (HP) | Koekkoek, JC | VU/F/BETA/A-LIFE/E&H | O2.02W26 | - |  |  |  | 1 | HP ProCurve Switch 408
EQ005650 | 011095 | Gas Chromatograph |  | Gas Chromatograph System | Agilent | Koekkoek, JC | VU/F/BETA/A-LIFE/E&H | O2.02W26 | - |  |  |  | 1 | 7890A
EQ005649 |  | Temperature Control Module |  | Chiller | PolyScience | Koekkoek, JC | VU/F/BETA/A-LIFE/E&H | O2.02W26 | - |  |  |  | 1 | 615OT21A13OE 6100
EQ005648 |  | Gas Chromatograph |  | Gas Chromatograph | Agilent | Koekkoek, JC | VU/F/BETA/A-LIFE/E&H | O2.02W26 | - |  |  |  | 1 | 8890 GC System
EQ005647 |  | Modulation controller |  | Modulation controller | SRA Instruments S.p.A. | Koekkoek, JC | VU/F/BETA/A-LIFE/E&H | O2.02W26 | - |  |  |  | 1 | SRA- Optimode V2.0
EQ005646 |  | Mass Spectrometer |  | Mass spectrometer | Bruker | Koekkoek, JC | VU/F/BETA/A-LIFE/E&H | O2.02W26 | - |  |  |  | 1 | MicrOTOF
EQ005645 |  | Vacuum Pump |  | Vacuum pump | Varian (Agilent) | Koekkoek, JC | VU/F/BETA/A-LIFE/E&H | O2.02W26 | - |  |  |  | 1 | HS602
EQ005644 |  | Vacuum Pump |  | Vacuum pump | Pfeiffer | Koekkoek, JC | VU/F/BETA/A-LIFE/E&H | O2.02W26 | - |  |  |  | 1 | DUO 2.5
EQ005643 | UF-2 | Computer Monitor |  | HP Monitor | Hewlett Packard (HP) | Koekkoek, JC | VU/F/BETA/A-LIFE/E&H | O2.02W26 | - |  |  |  | 1
EQ005642 | 062520 | Computer Monitor |  | HP Monitor | Hewlett Packard (HP) | Koekkoek, JC | VU/F/BETA/A-LIFE/E&H | O2.02W26 | - |  |  |  | 1 | MN
EQ005641 | TNR2301 Qtof a | Computer Monitor |  | HP Monitor | Hewlett Packard (HP) | Koekkoek, JC | VU/F/BETA/A-LIFE/E&H | O2.02W26 | - |  |  |  | 1
EQ005640 |  | Computer Monitor |  | HP Monitor | Hewlett Packard (HP) | Koekkoek, JC | VU/F/BETA/A-LIFE/E&H | O2.02W26 | - |  |  |  | 1
EQ005639 | 5-PARA-12-0139 | Computer |  | HP Computer | Hewlett Packard (HP) | Koekkoek, JC | VU/F/BETA/A-LIFE/E&H | O2.02W26 | - |  |  |  | 1 | Z400
EQ005638 |  | Computer |  | HP Computer | Hewlett Packard (HP) | Koekkoek, JC | VU/F/BETA/A-LIFE/E&H | O2.02W26 | - |  |  |  | 1 | dc7900
EQ005637 | 010035 | Computer |  | HP Computer | Hewlett Packard (HP) | Koekkoek, JC | VU/F/BETA/A-LIFE/E&H | O2.02W26 | - |  |  |  | 1 | Optiplex CX270
EQ005636 | 007391 | Computer |  | DELL Computer | Dell | Koekkoek, JC | VU/F/BETA/A-LIFE/E&H | O2.02W26 | - |  |  |  | 1
EQ005635 | 062715 | Computer |  | HP Computer | Hewlett Packard (HP) | Koekkoek, JC | VU/F/BETA/A-LIFE/SyBi | O2.02W26 | - |  |  |  | 1
EQ005634 |  | Computer |  | HP Computer | Hewlett Packard (HP) | Koekkoek, JC | VU/F/BETA/A-LIFE/E&H | O2.02W26 | - |  |  |  | 1 | xw460
EQ005633 |  | Computer |  | HP Computer | Hewlett Packard (HP) | Koekkoek, JC | VU/F/BETA/A-LIFE/E&H | O2.02W26 | - |  |  |  | 1 | Z240 SFF
EQ005632 |  | Gas Burner |  | Gas Burner | WLD-Tec | Boswijk, Elsa | VU/F/BETA/S&F/OSF | O2.00W31 | - |  |  |  | 1 | Flame 100
EQ005631 |  | Gas Burner |  | Gas Burner | WLD-Tec | Boswijk, Elsa | VU/F/BETA/S&F/OSF | O2.00W31 | - |  |  |  | 1 | Flame 100
EQ005630 |  | Gas Burner |  | Gas Burner | WLD-Tec | Boswijk, Elsa | VU/F/BETA/S&F/OSF | O2.00W31 | - |  |  |  | 1 | Flame 100
EQ005629 |  | Gas Burner |  | Gas Burner | WLD-Tec | Boswijk, Elsa | VU/F/BETA/S&F/OSF | O2.00W31 | - |  |  |  | 1 | Flame 100
EQ005628 |  | Gas Burner |  | Gas Burner | WLD-Tec | Boswijk, Elsa | VU/F/BETA/S&F/OSF | O2.00W31 | - |  |  |  | 1 | Flame 100
EQ005627 |  | Gas Burner |  | Gas Burner | WLD-Tec | Boswijk, Elsa | VU/F/BETA/S&F/OSF | O2.00W31 | - |  |  |  | 1 | Flame 100
EQ005626 |  | Gas Burner |  | Gas Burner | WLD-Tec | Boswijk, Elsa | VU/F/BETA/S&F/OSF | O2.00W31 | - |  |  |  | 1 | Flame 100
EQ005625 |  | Gas Burner |  | Gas Burner | WLD-Tec | Boswijk, Elsa | VU/F/BETA/S&F/OSF | O2.00W31 | - |  |  |  | 1 | Flame 100
EQ005624 |  | Gas Burner |  | Gas Burner | WLD-Tec | Boswijk, Elsa | VU/F/BETA/S&F/OSF | O2.00W31 | - |  |  |  | 1 | Flame 100
EQ005623 |  | Gas Burner |  | Gas Burner | WLD-Tec | Boswijk, Elsa | VU/F/BETA/S&F/OSF | O2.00W31 | - |  |  |  | 1 | Flame 100
EQ005622 |  | Gas Burner |  | Gas Burner | WLD-Tec | Boswijk, Elsa | VU/F/BETA/S&F/OSF | O2.00W31 | - |  |  |  | 1 | Flame 100
EQ005621 |  | Gas Burner |  | Gas Burner | WLD-Tec | Boswijk, Elsa | VU/F/BETA/S&F/OSF | O2.00W31 | - |  |  |  | 1 | Flame 100
EQ005620 |  | Gas Burner |  | Gas Burner | WLD-Tec | Boswijk, Elsa | VU/F/BETA/S&F/OSF | O2.00W31 | - |  |  |  | 1 | Flame 100
EQ005619 |  | Gas Burner |  | Gas Burner | WLD-Tec | Boswijk, Elsa | VU/F/BETA/S&F/OSF | O2.00W31 | - |  |  |  | 1 | Flame 100
EQ005618 |  | Gas Burner |  | Gas Burner | WLD-Tec | Boswijk, Elsa | VU/F/BETA/S&F/OSF | O2.00W31 | - |  |  |  | 1 | Flame 100
EQ005617 |  | Gas Burner |  | Gas Burner | WLD-Tec | Boswijk, Elsa | VU/F/BETA/S&F/OSF | O2.00W31 | - |  |  |  | 1 | Flame 100
EQ005616 |  | Gas Burner |  | Gas Burner | WLD-Tec | Boswijk, Elsa | VU/F/BETA/S&F/OSF | O2.00W31 | - |  |  |  | 1 | Flame 100
EQ005615 | 005937 | Incubator |  | WTC Binder Drying Oven | WTC Binder | Boswijk, Elsa | VU/F/BETA/S&F/OSF | O2.00W31 | - |  |  |  | 1 | E115
EQ005614 | 13 | Pipette |  | Pipette P1000 | Gilson | Boswijk, Elsa | VU/F/BETA/S&F/OSF | O2.00W31 | - |  |  |  | 0 | Pipetman
EQ005613 | 13 | Pipette |  | Pipette P1000 | Gilson | Boswijk, Elsa | VU/F/BETA/S&F/OSF | O2.00W31 | - |  |  |  | 1 | Pipetman
EQ005612 | 11 | Pipette |  | Pipette P1000 | Gilson | Boswijk, Elsa | VU/F/BETA/S&F/OSF | O2.00W31 | - |  |  |  | 1 | Pipetman
EQ005611 | 011892 | Incubator |  | VWR Incubator | VWR | Boswijk, Elsa | VU/F/BETA/S&F/OSF | O2.00W31 | - |  |  |  | 1 | INCU-Line IL 112 Prime
EQ005610 | 12 | Pipette |  | Pipette P1000 | Gilson | Boswijk, Elsa | VU/F/BETA/S&F/OSF | O2.00W31 | - |  |  |  | 1 | Pipetman
EQ005609 | 14 | Pipette |  | Pipette P1000 | Gilson | Boswijk, Elsa | VU/F/BETA/S&F/OSF | O2.00W31 | - |  |  |  | 1 | Pipetman
EQ005608 |  | Gas Burner |  | Gas Burner | WLD-Tec | Boswijk, Elsa | VU/F/BETA/S&F/OSF | O2.00W31 | - |  |  |  | 1 | Flame 100
EQ005607 | 10 | Pipette |  | Gilson Pipetman P1000 | Gilson | Boswijk, Elsa | VU/F/BETA/S&F/OSF | O2.00W31 | - |  |  |  | 1 | Pipetman P1000
EQ005606 | 15 | Pipette |  | Pipette P1000 | Gilson | Boswijk, Elsa | VU/F/BETA/S&F/OSF | O2.00W31 | - |  |  |  | 1 | Pipetman
EQ005605 | 9 | Pipette |  | Gilson Pipetman P1000 | Gilson | Boswijk, Elsa | VU/F/BETA/S&F/OSF | O2.00W31 | - |  |  |  | 1 | Pipetman P1000
EQ005604 | 16 | Pipette |  | Pipette P1000 | Gilson | Boswijk, Elsa | VU/F/BETA/S&F/OSF | O2.00W31 | - |  |  |  | 1 | Pipetman
EQ005603 | 8 | Pipette |  | Gilson Pipetman P1000 | Gilson | Boswijk, Elsa | VU/F/BETA/S&F/OSF | O2.00W31 | - |  |  |  | 1 | Pipetman P1000
EQ005602 | 7 | Pipette |  | Gilson Pipetman P1000 | Gilson | Boswijk, Elsa | VU/F/BETA/S&F/OSF | O2.00W31 | - |  |  |  | 1 | Pipetman P1000
EQ005601 | 17 | Pipette |  | Pipette P1000 | Gilson | Boswijk, Elsa | VU/F/BETA/S&F/OSF | O2.00W31 | - |  |  |  | 1 | Pipetman
EQ005600 | 6 | Pipette |  | Gilson Pipetman P1000 | Gilson | Boswijk, Elsa | VU/F/BETA/S&F/OSF | O2.00W31 | - |  |  |  | 1 | Pipetman P1000
EQ005599 | 18 | Pipette |  | Pipette P1000 | Gilson | Boswijk, Elsa | VU/F/BETA/S&F/OSF | O2.00W31 | - |  |  |  | 1 | Pipetman
EQ005598 | 5 | Pipette |  | Gilson Pipetman P1000 | Gilson | Boswijk, Elsa | VU/F/BETA/S&F/OSF | O2.00W31 | - |  |  |  | 1 | Pipetman P1000
EQ005597 | 19 | Pipette |  | Pipette P1000 | Gilson | Boswijk, Elsa | VU/F/BETA/S&F/OSF | O2.00W31 | - |  |  |  | 1 | Pipetman
EQ005596 | 4 | Pipette |  | Gilson Pipetman P1000 | Gilson | Boswijk, Elsa | VU/F/BETA/S&F/OSF | O2.00W31 | - |  |  |  | 1 | Pipetman P1000
EQ005595 | 3 | Pipette |  | Gilson Pipetman P1000 | Gilson | Boswijk, Elsa | VU/F/BETA/S&F/OSF | O2.00W31 | - |  |  |  | 1 | Pipetman P1000
EQ005594 | 20 | Pipette |  | Pipette P1000 | Gilson | Boswijk, Elsa | VU/F/BETA/S&F/OSF | O2.00W31 | - |  |  |  | 1 | Pipetman
EQ005593 | 2 | Pipette |  | Gilson Pipetman P1000 | Gilson | Boswijk, Elsa | VU/F/BETA/S&F/OSF | O2.00W31 | - |  |  |  | 1 | Pipetman P1000
EQ005592 | 11 | Pipette |  | Pipette P20 | Gilson | Boswijk, Elsa | VU/F/BETA/S&F/OSF | O2.00W31 | - |  |  |  | 1 | Pipetman
EQ005591 | 1 | Pipette |  | Gilson Pipetman P1000 | Gilson | Boswijk, Elsa | VU/F/BETA/S&F/OSF | O2.00W31 | - |  |  |  | 1 | Pipetman P1000
EQ005590 | 12 | Pipette |  | Pipette P20 | Gilson | Boswijk, Elsa | VU/F/BETA/S&F/OSF | O2.00W31 | - |  |  |  | 1 | Pipetman
EQ005589 | 10 | Pipette |  | Gilson Pipetman P200 | Gilson | Boswijk, Elsa | VU/F/BETA/S&F/OSF | O2.00W31 | - |  |  |  | 1 | Pipetman P200
EQ005588 | 13 | Pipette |  | Pipette P20 | Gilson | Boswijk, Elsa | VU/F/BETA/S&F/OSF | O2.00W31 | - |  |  |  | 1 | Pipetman
EQ005587 | 9 | Pipette |  | Gilson Pipetman P200 | Gilson | Boswijk, Elsa | VU/F/BETA/S&F/OSF | O2.00W31 | - |  |  |  | 1 | Pipetman P200
EQ005586 | 8 | Pipette |  | Gilson Pipetman P200 | Gilson | Boswijk, Elsa | VU/F/BETA/S&F/OSF | O2.00W31 | - |  |  |  | 1 | Pipetman P200
EQ005585 | 14 | Pipette |  | Pipette P20 | Gilson | Boswijk, Elsa | VU/F/BETA/S&F/OSF | O2.00W31 | - |  |  |  | 1 | Pipetman
EQ005584 | 7 | Pipette |  | Gilson Pipetman P200 | Gilson | Boswijk, Elsa | VU/F/BETA/S&F/OSF | O2.00W31 | - |  |  |  | 1 | Pipetman P200
EQ005583 | 15 | Pipette |  | Pipette P20 | Gilson | Boswijk, Elsa | VU/F/BETA/S&F/OSF | O2.00W31 | - |  |  |  | 1 | Pipetman
EQ005582 | 6 | Pipette |  | Gilson Pipetman P200 | Gilson | Boswijk, Elsa | VU/F/BETA/S&F/OSF | O2.00W31 | - |  |  |  | 1 | Pipetman P200
EQ005581 | 16 | Pipette |  | Pipette P20 | Gilson | Boswijk, Elsa | VU/F/BETA/S&F/OSF | O2.00W31 | - |  |  |  | 1 | Pipetman
EQ005580 | 5 | Pipette |  | Gilson Pipetman P200 | Gilson | Boswijk, Elsa | VU/F/BETA/S&F/OSF | O2.00W31 | - |  |  |  | 1 | Pipetman P200
EQ005579 | 17 | Pipette |  | Pipette P20 | Gilson | Boswijk, Elsa | VU/F/BETA/S&F/OSF | O2.00W31 | - |  |  |  | 1 | Pipetman
EQ005578 | 4 | Pipette |  | Gilson Pipetman P200 | Gilson | Boswijk, Elsa | VU/F/BETA/S&F/OSF | O2.00W31 | - |  |  |  | 1 | Pipetman P200
EQ005577 | 3 | Pipette |  | Gilson Pipetman P200 | Gilson | Boswijk, Elsa | VU/F/BETA/S&F/OSF | O2.00W31 | - |  |  |  | 1 | Pipetman P200
EQ005576 | 18 | Pipette |  | Pipette P20 | Gilson | Boswijk, Elsa | VU/F/BETA/S&F/OSF | O2.00W31 | - |  |  |  | 1 | Pipetman
EQ005575 | 2 | Pipette |  | Gilson Pipetman P200 | Gilson | Boswijk, Elsa | VU/F/BETA/S&F/OSF | O2.00W31 | - |  |  |  | 1 | Pipetman P200
EQ005574 | 19 | Pipette |  | Pipette P20 | Gilson | Boswijk, Elsa | VU/F/BETA/S&F/OSF | O2.00W31 | - |  |  |  | 1 | Pipetman
EQ005573 | 1 | Pipette |  | Gilson Pipetman P200 | Gilson | Boswijk, Elsa | VU/F/BETA/S&F/OSF | O2.00W31 | - |  |  |  | 1 | Pipetman P200
EQ005572 | 10 | Pipette |  | Gilson Pipetman P20 | Gilson | Boswijk, Elsa | VU/F/BETA/S&F/OSF | O2.00W31 | - |  |  |  | 1 | Pipetman P20
EQ005571 | 20 | Pipette |  | Pipette P20 | Gilson | Boswijk, Elsa | VU/F/BETA/S&F/OSF | O2.00W31 | - |  |  |  | 1 | Pipetman
EQ005570 | 9 | Pipette |  | Gilson Pipetman P20 | Gilson | Boswijk, Elsa | VU/F/BETA/S&F/OSF | O2.00W31 | - |  |  |  | 1 | Pipetman P20
EQ005569 | 8 | Pipette |  | Gilson Pipetman P20 | Gilson | Boswijk, Elsa | VU/F/BETA/S&F/OSF | O2.00W31 | - |  |  |  | 1 | Pipetman P20
EQ005568 | 7 | Pipette |  | Gilson Pipetman P20 | Gilson | Boswijk, Elsa | VU/F/BETA/S&F/OSF | O2.00W31 | - |  |  |  | 1 | Pipetman P20
EQ005567 | 6 | Pipette |  | Gilson Pipetman P20 | Gilson | Boswijk, Elsa | VU/F/BETA/S&F/OSF | O2.00W31 | - |  |  |  | 1 | Pipetman P20
EQ005566 | 5 | Pipette |  | Gilson Pipetman P20 | Gilson | Boswijk, Elsa | VU/F/BETA/S&F/OSF | O2.00W31 | - |  |  |  | 1 | Pipetman P20
EQ005565 | 11 | Pipette |  | Pipette P200 | Gilson | Boswijk, Elsa | VU/F/BETA/S&F/OSF | O2.00W31 | - |  |  |  | 1 | Pipetman
EQ005564 | 12 | Pipette |  | Pipette P200 | Gilson | Boswijk, Elsa | VU/F/BETA/S&F/OSF | O2.00W31 | - |  |  |  | 1 | Pipetman
EQ005563 | 13 | Pipette |  | Pipette P200 | Gilson | Boswijk, Elsa | VU/F/BETA/S&F/OSF | O2.00W31 | - |  |  |  | 1 | Pipetman
EQ005562 | 4 | Pipette |  | Gilson Pipetman P20 | Gilson | Boswijk, Elsa | VU/F/BETA/S&F/OSF | O2.00W31 | - |  |  |  | 1 | Pipetman P20
EQ005561 | 14 | Pipette |  | Pipette P200 | Gilson | Boswijk, Elsa | VU/F/BETA/S&F/OSF | O2.00W31 | - |  |  |  | 1 | Pipetman
EQ005560 | 3 | Pipette |  | Gilson Pipetman P20 | Gilson | Boswijk, Elsa | VU/F/BETA/S&F/OSF | O2.00W31 | - |  |  |  | 1 | Pipetman P20
EQ005559 | 15 | Pipette |  | Pipette P200 | Gilson | Boswijk, Elsa | VU/F/BETA/S&F/OSF | O2.00W31 | - |  |  |  | 1 | Pipetman
EQ005558 | 16 | Pipette |  | Pipette P200 | Gilson | Boswijk, Elsa | VU/F/BETA/S&F/OSF | O2.00W31 | - |  |  |  | 1 | Pipetman
EQ005557 | 2 | Pipette |  | Gilson Pipetman P20 | Gilson | Boswijk, Elsa | VU/F/BETA/S&F/OSF | O2.00W31 | - |  |  |  | 1 | Pipetman P20
EQ005556 | 17 | Pipette |  | Pipette P200 | Gilson | Boswijk, Elsa | VU/F/BETA/S&F/OSF | O2.00W31 | - |  |  |  | 1 | Pipetman
EQ005555 | 18 | Pipette |  | Pipette P200 | Gilson | Boswijk, Elsa | VU/F/BETA/S&F/OSF | O2.00W31 | - |  |  |  | 1 | Pipetman
EQ005554 | 19 | Pipette |  | Pipette P200 | Gilson | Boswijk, Elsa | VU/F/BETA/S&F/OSF | O2.00W31 | - |  |  |  | 1 | Pipetman
EQ005553 | 20 | Pipette |  | Pipette P200 | Gilson | Boswijk, Elsa | VU/F/BETA/S&F/OSF | O2.00W31 | - |  |  |  | 1 | Pipetman
EQ005552 | 1 | Pipette |  | Gilson Pipetman P20 | Gilson | Boswijk, Elsa | VU/F/BETA/S&F/OSF | O2.00W31 | - |  |  |  | 1 | Pipetman P20
EQ005551 | 005021 | Water Filtration System |  | Nanopure System | Barnstead | Boswijk, Elsa | VU/F/BETA/S&F/OSF | O2.01W28 | - |  |  |  | 1 | NANOpure
EQ005550 |  | Ice Machine |  | Ice machine | Scotsman | Boswijk, Elsa | VU/F/BETA/S&F/OSF | O2.01W28 | - |  |  |  | 1 | MF 26 XSafe
EQ005549 | 011890 | Centrifuge |  | Centrifuge | VWR | Boswijk, Elsa | VU/F/BETA/S&F/OSF | O2.01W28 | - |  |  |  | 1 | Megastar 3.0
EQ005548 |  | Printer |  | Laserjet Printer | Hewlett Packard (HP) | Boswijk, Elsa | VU/F/BETA/S&F/OSF | O2.01W26 | - |  |  |  | 1 | LaserJet P4015x
EQ005547 | 011881 | Extension Cable |  | Extension cable | VU | Boswijk, Elsa | VU/F/BETA/S&F/OSF | O2.01W26 | - |  |  |  | 1
EQ005546 | 011678 | Microplate reader |  | Plate Reader | BMG Labtech | Boswijk, Elsa | VU/F/BETA/S&F/OSF | O2.01W26 | - |  |  |  | 1 | Clariostar
EQ005545 | 003178 | Computer Monitor |  | HP monitor | Hewlett Packard (HP) | Boswijk, Elsa | VU/F/BETA/S&F/OSF | O2.01W26 | - |  |  |  | 1 | L2245wg
EQ005544 | Master Clone 10 M; 004991 | Computer |  | HP Computer | Hewlett Packard (HP) | Boswijk, Elsa | VU/F/BETA/S&F/OSF | O2.01W26 | - |  |  |  | 1 | Compaq 8000 Elite Small Form Factor
EQ005543 | 004896; Clone 1; hplc IX | Computer |  | HP computer | Hewlett Packard (HP) | Boswijk, Elsa | VU/F/BETA/S&F/OSF | O2.01W26 | - |  |  |  | 1
EQ005542 |  | Liquid Chromatograph |  | Liquid cromatograph | Shimadzu | Boswijk, Elsa | VU/F/BETA/S&F/OSF | O2.01W26 | - |  |  |  | 1 | LC-20AD
EQ005541 |  | Liquid Chromatograph |  | Liquid cromatograph | Shimadzu | Boswijk, Elsa | VU/F/BETA/S&F/OSF | O2.01W26 | - |  |  |  | 1 | LC-20AD
EQ005540 | 011452 | HPLC System Controller |  | HPLC system controller | Shimadzu | Boswijk, Elsa | VU/F/BETA/S&F/OSF | O2.01W26 | - |  |  |  | 1 | CBM-20A
EQ005539 |  | Computer Monitor |  | HP Computer Monitor | Hewlett Packard (HP) | Boswijk, Elsa | VU/F/BETA/S&F/OSF | O2.01W26 | - |  |  |  | 1 | L2245wg
EQ005538 | 011456 | Autosampler |  | Autosampler | Shimadzu | Boswijk, Elsa | VU/F/BETA/S&F/OSF | O2.01W26 | - |  |  |  | 1 | SIL-20A
EQ005537 | 011453 | UV/VIS Detector |  | UV/VIS Detector | Shimadzu | Boswijk, Elsa | VU/F/BETA/S&F/OSF | O2.01W26 | - |  |  |  | 1 | SPD -20A
EQ005536 | 011878 | Extension Cable |  | Extension cable | VU | Boswijk, Elsa | VU/F/BETA/S&F/OSF | O2.01W26 | - |  |  |  | 1
EQ005535 |  | Extension Cable |  | Extension cable | VU | Boswijk, Elsa | VU/F/BETA/S&F/OSF | O2.01W26 | - |  |  |  | 1
EQ005534 |  | Camera controller |  | Olympus Microscope Controller | Olympus | Boswijk, Elsa | VU/F/BETA/S&F/OSF | O2.01W26 | - |  |  |  | 1 | IX2-UCB-2
EQ005533 | 004911; Clone 2; hplc VII | Computer |  | HP computer | Hewlett Packard (HP) | Boswijk, Elsa | VU/F/BETA/S&F/OSF | O2.01W26 | - |  |  |  | 1
EQ005532 |  | Light Source |  | Exfo Illuminator | Exfo | Boswijk, Elsa | VU/F/BETA/S&F/OSF | O2.01W26 | - |  |  |  | 1 | XI120PC-XL
EQ005531 | 003774 | Computer Monitor |  | HP monitor | Hewlett Packard (HP) | Boswijk, Elsa | VU/F/BETA/S&F/OSF | O2.01W26 | - |  |  |  | 1 | L245wg
EQ005530 |  | Motion Controller/Driver |  | MW Motion Controller | Märzhäuser Wetzlar (MW) | Boswijk, Elsa | VU/F/BETA/S&F/OSF | O2.01W26 | - |  |  |  | 1 | L-Step 13/2 Display
EQ005529 | 011458 | Autosampler |  | Autosampler | Shimadzu | Boswijk, Elsa | VU/F/BETA/S&F/OSF | O2.01W26 | - |  |  |  | 1 | SIL-20A
EQ005528 |  | Camera |  | Basler Camera | Basler | Boswijk, Elsa | VU/F/BETA/S&F/OSF | O2.01W26 | - |  |  |  | 1 | Scout scA1000-30gc
EQ005527 |  | Microscope |  | Olympus Inverted Phase Microscope | Olympus | Boswijk, Elsa | VU/F/BETA/S&F/OSF | O2.01W26 | - |  |  |  | 1 | IX81F-2
EQ005526 |  | UV/VIS Detector |  | UV/VIS Detector | Shimadzu | Boswijk, Elsa | VU/F/BETA/S&F/OSF | O2.01W26 | - |  |  |  | 1 | SPD -20A
EQ005525 | 003050 | Computer Monitor |  | HP Computer Monitor | Hewlett Packard (HP) | Boswijk, Elsa | VU/F/BETA/S&F/OSF | O2.01W26 | - |  |  |  | 1 | L2245wg
EQ005524 | 011457 | HPLC System Controller |  | HPLC system controller | Shimadzu | Boswijk, Elsa | VU/F/BETA/S&F/OSF | O2.01W26 | - |  |  |  | 1 | CBM-20A
EQ005523 |  | Computer |  | Dell Computer | Dell | Boswijk, Elsa | VU/F/BETA/S&F/OSF | O2.01W26 | - |  |  |  | 1 | Optiplex GX520
EQ005522 |  | Liquid Chromatograph |  | Liquid cromatograph | Shimadzu | Boswijk, Elsa | VU/F/BETA/S&F/OSF | O2.01W26 | - |  |  |  | 1 | LC20AD XR
EQ005521 |  | Liquid Chromatograph |  | Liquid cromatograph | Shimadzu | Boswijk, Elsa | VU/F/BETA/S&F/OSF | O2.01W26 | - |  |  |  | 1 | LC20AD XR
EQ005520 |  | Gas Burner |  | Gas Burner | WLD-Tec | Boswijk, Elsa | VU/F/BETA/S&F/OSF | O2.01W35 | - |  |  |  | 1 | Flame 100
EQ005519 |  | Gas Burner |  | Gas Burner | WLD-Tec | Boswijk, Elsa | VU/F/BETA/S&F/OSF | O2.01W35 | - |  |  |  | 1 | Flame 100
EQ005518 |  | Gas Burner |  | Gas Burner | WLD-Tec | Boswijk, Elsa | VU/F/BETA/S&F/OSF | O2.01W35 | - |  |  |  | 1 | Flame 100
EQ005517 |  | Gas Burner |  | Gas Burner | WLD-Tec | Boswijk, Elsa | VU/F/BETA/S&F/OSF | O2.01W35 | - |  |  |  | 1 | Flame 100
EQ005516 |  | Gas Burner |  | Gas Burner | WLD-Tec | Boswijk, Elsa | VU/F/BETA/S&F/OSF | O2.01W35 | - |  |  |  | 1 | Flame 100
EQ005515 |  | Gas Burner |  | Gas Burner | WLD-Tec | Boswijk, Elsa | VU/F/BETA/S&F/OSF | O2.01W35 | - |  |  |  | 1 | Flame 100
EQ005514 |  | Gas Burner |  | Gas Burner | WLD-Tec | Boswijk, Elsa | VU/F/BETA/S&F/OSF | O2.01W35 | - |  |  |  | 1 | Flame 100
EQ005513 |  | Gas Burner |  | Gas Burner | WLD-Tec | Boswijk, Elsa | VU/F/BETA/S&F/OSF | O2.01W35 | - |  |  |  | 1 | Flame 100
EQ005512 |  | Gas Burner |  | Gas Burner | WLD-Tec | Boswijk, Elsa | VU/F/BETA/S&F/OSF | O2.01W35 | - |  |  |  | 1 | Flame 100
EQ005511 |  | Gas Burner |  | Gas Burner | WLD-Tec | Boswijk, Elsa | VU/F/BETA/S&F/OSF | O2.01W35 | - |  |  |  | 1 | Flame 100
EQ005510 |  | Gas Burner |  | Gas Burner | WLD-Tec | Boswijk, Elsa | VU/F/BETA/S&F/OSF | O2.01W35 | - |  |  |  | 1 | Flame 100
EQ005509 |  | Gas Burner |  | Gas Burner | WLD-Tec | Boswijk, Elsa | VU/F/BETA/S&F/OSF | O2.01W35 | - |  |  |  | 1 | Flame 100
EQ005508 |  | Gas Burner |  | Gas Burner | WLD-Tec | Boswijk, Elsa | VU/F/BETA/S&F/OSF | O2.01W35 | - |  |  |  | 1 | Flame 100
EQ005507 |  | Gas Burner |  | Gas Burner | WLD-Tec | Boswijk, Elsa | VU/F/BETA/S&F/OSF | O2.01W35 | - |  |  |  | 1 | Flame 100
EQ005506 |  | Gas Burner |  | Gas Burner | WLD-Tec | Boswijk, Elsa | VU/F/BETA/S&F/OSF | O2.01W35 | - |  |  |  | 1 | Flame 100
EQ005505 |  | Gas Burner |  | Gas Burner | WLD-Tec | Boswijk, Elsa | VU/F/BETA/S&F/OSF | O2.01W35 | - |  |  |  | 1 | Flame 100
EQ005504 |  | Gas Burner |  | Gas Burner | WLD-Tec | Boswijk, Elsa | VU/F/BETA/S&F/OSF | O2.01W35 | - |  |  |  | 1 | Flame 100
EQ005503 |  | Gas Burner |  | Gas Burner | WLD-Tec | Boswijk, Elsa | VU/F/BETA/S&F/OSF | O2.01W35 | - |  |  |  | 1 | Flame 100
EQ005502 |  | Gas Burner |  | Gas Burner | WLD-Tec | Boswijk, Elsa | VU/F/BETA/S&F/OSF | O2.01W35 | - |  |  |  | 1 | Flame 100
EQ005501 |  | Gas Burner |  | Gas Burner | WLD-Tec | Boswijk, Elsa | VU/F/BETA/S&F/OSF | O2.01W35 | - |  |  |  | 1 | Flame 100
EQ005500 | 60 | Pipette |  | Gilson Pipetman P1000 | Gilson | Boswijk, Elsa | VU/F/BETA/S&F/OSF | O2.01W35 | - |  |  |  | 1 | Pipetman P1000
EQ005499 | 58 | Pipette |  | Gilson Pipetman P1000 | Gilson | Boswijk, Elsa | VU/F/BETA/S&F/OSF | O2.01W35 | - |  |  |  | 1 | Pipetman P1000
EQ005498 | 57 | Pipette |  | Gilson Pipetman P1000 | Gilson | Boswijk, Elsa | VU/F/BETA/S&F/OSF | O2.01W35 | - |  |  |  | 1 | Pipetman P1000
EQ005497 | 56 | Pipette |  | Gilson Pipetman P1000 | Gilson | Boswijk, Elsa | VU/F/BETA/S&F/OSF | O2.01W35 | - |  |  |  | 1 | Pipetman P1000
EQ005496 | 54 | Pipette |  | Gilson Pipetman P1000 | Gilson | Boswijk, Elsa | VU/F/BETA/S&F/OSF | O2.01W35 | - |  |  |  | 1 | Pipetman P1000
EQ005495 | 53 | Pipette |  | Gilson Pipetman P1000 | Gilson | Boswijk, Elsa | VU/F/BETA/S&F/OSF | O2.01W35 | - |  |  |  | 1 | Pipetman P1000
EQ005494 | 52 | Pipette |  | Gilson Pipetman P1000 | Gilson | Boswijk, Elsa | VU/F/BETA/S&F/OSF | O2.01W35 | - |  |  |  | 1 | Pipetman P1000
EQ005493 | 41 | Pipette |  | Pipette P200 | Gilson | Boswijk, Elsa | VU/F/BETA/S&F/OSF | O2.01W35 | - |  |  |  | 1 | Pipetman
EQ005492 | 50 | Pipette |  | Gilson Pipetman P1000 | Gilson | Boswijk, Elsa | VU/F/BETA/S&F/OSF | O2.01W35 | - |  |  |  | 1 | Pipetman P1000
EQ005491 | 42 | Pipette |  | Pipette P200 | Gilson | Boswijk, Elsa | VU/F/BETA/S&F/OSF | O2.01W35 | - |  |  |  | 1 | Pipetman
EQ005490 | 44 | Pipette |  | Pipette P200 | Gilson | Boswijk, Elsa | VU/F/BETA/S&F/OSF | O2.01W35 | - |  |  |  | 1 | Pipetman
EQ005489 | 45 | Pipette |  | Pipette P200 | Gilson | Boswijk, Elsa | VU/F/BETA/S&F/OSF | O2.01W35 | - |  |  |  | 1 | Pipetman
EQ005488 | 47 | Pipette |  | Pipette P200 | Gilson | Boswijk, Elsa | VU/F/BETA/S&F/OSF | O2.01W35 | - |  |  |  | 1 | Pipetman
EQ005487 | 48 | Pipette |  | Pipette P200 | Gilson | Boswijk, Elsa | VU/F/BETA/S&F/OSF | O2.01W35 | - |  |  |  | 1 | Pipetman
EQ005486 | 49 | Pipette |  | Pipette P200 | Gilson | Boswijk, Elsa | VU/F/BETA/S&F/OSF | O2.01W35 | - |  |  |  | 1 | Pipetman
EQ005485 | 42 | Pipette |  | Pipette P1000 | Gilson | Boswijk, Elsa | VU/F/BETA/S&F/OSF | O2.01W35 | - |  |  |  | 1 | Pipetman
EQ005484 | 42 | Pipette |  | Pipette P1000 | Gilson | Boswijk, Elsa | VU/F/BETA/S&F/OSF | O2.01W35 | - |  |  |  | 1 | Pipetman
EQ005483 | 44 | Pipette |  | Pipette P1000 | Gilson | Boswijk, Elsa | VU/F/BETA/S&F/OSF | O2.01W35 | - |  |  |  | 1 | Pipetman
EQ005482 | 45 | Pipette |  | Pipette P1000 | Gilson | Boswijk, Elsa | VU/F/BETA/S&F/OSF | O2.01W35 | - |  |  |  | 1 | Pipetman
EQ005481 | 47 | Pipette |  | Pipette P1000 | Gilson | Boswijk, Elsa | VU/F/BETA/S&F/OSF | O2.01W35 | - |  |  |  | 1 | Pipetman
EQ005480 | 48 | Pipette |  | Pipette P1000 | Gilson | Boswijk, Elsa | VU/F/BETA/S&F/OSF | O2.01W35 | - |  |  |  | 1 | Pipetman
EQ005479 | 49 | Pipette |  | Pipette P1000 | Gilson | Boswijk, Elsa | VU/F/BETA/S&F/OSF | O2.01W35 | - |  |  |  | 1 | Pipetman
EQ005478 | 41 | Pipette |  | Pipette P20 | Gilson | Boswijk, Elsa | VU/F/BETA/S&F/OSF | O2.01W35 | - |  |  |  | 1 | Pipetman
EQ005477 | 42 | Pipette |  | Pipette P20 | Gilson | Boswijk, Elsa | VU/F/BETA/S&F/OSF | O2.01W35 | - |  |  |  | 1 | Pipetman
EQ005476 | 44 | Pipette |  | Pipette P20 | Gilson | Boswijk, Elsa | VU/F/BETA/S&F/OSF | O2.01W35 | - |  |  |  | 1 | Pipetman
EQ005475 | 60 | Pipette |  | Gilson Pipetman P200 | Gilson | Boswijk, Elsa | VU/F/BETA/S&F/OSF | O2.01W35 | - |  |  |  | 1 | Pipetman P200
EQ005474 | 58 | Pipette |  | Gilson Pipetman P200 | Gilson | Boswijk, Elsa | VU/F/BETA/S&F/OSF | O2.01W35 | - |  |  |  | 1 | Pipetman P200
EQ005473 | 45 | Pipette |  | Pipette P20 | Gilson | Boswijk, Elsa | VU/F/BETA/S&F/OSF | O2.01W35 | - |  |  |  | 1 | Pipetman
EQ005472 | 57 | Pipette |  | Gilson Pipetman P200 | Gilson | Boswijk, Elsa | VU/F/BETA/S&F/OSF | O2.01W35 | - |  |  |  | 1 | Pipetman P200
EQ005471 | 47 | Pipette |  | Pipette P20 | Gilson | Boswijk, Elsa | VU/F/BETA/S&F/OSF | O2.01W35 | - |  |  |  | 1 | Pipetman
EQ005470 | 56 | Pipette |  | Gilson Pipetman P200 | Gilson | Boswijk, Elsa | VU/F/BETA/S&F/OSF | O2.01W35 | - |  |  |  | 1 | Pipetman P200
EQ005469 | 54 | Pipette |  | Gilson Pipetman P200 | Gilson | Boswijk, Elsa | VU/F/BETA/S&F/OSF | O2.01W35 | - |  |  |  | 1 | Pipetman P200
EQ005468 | 53 | Pipette |  | Gilson Pipetman P200 | Gilson | Boswijk, Elsa | VU/F/BETA/S&F/OSF | O2.01W35 | - |  |  |  | 1 | Pipetman P200
EQ005467 | 52 | Pipette |  | Gilson Pipetman P200 | Gilson | Boswijk, Elsa | VU/F/BETA/S&F/OSF | O2.01W35 | - |  |  |  | 1 | Pipetman P200
EQ005466 | 50 | Pipette |  | Gilson Pipetman P200 | Gilson | Boswijk, Elsa | VU/F/BETA/S&F/OSF | O2.01W35 | - |  |  |  | 1 | Pipetman P200
EQ005465 | 60 | Pipette |  | Gilson Pipetman P20 | Gilson | Boswijk, Elsa | VU/F/BETA/S&F/OSF | O2.01W35 | - |  |  |  | 1 | Pipetman P20
EQ005464 | 58 | Pipette |  | Gilson Pipetman P20 | Gilson | Boswijk, Elsa | VU/F/BETA/S&F/OSF | O2.01W35 | - |  |  |  | 1 | Pipetman P20
EQ005463 | 48 | Pipette |  | Pipette P20 | Gilson | Boswijk, Elsa | VU/F/BETA/S&F/OSF | O2.01W35 | - |  |  |  | 1 | Pipetman
EQ005462 | 57 | Pipette |  | Gilson Pipetman P20 | Gilson | Boswijk, Elsa | VU/F/BETA/S&F/OSF | O2.01W35 | - |  |  |  | 1 | Pipetman P20
EQ005461 | 56 | Pipette |  | Gilson Pipetman P20 | Gilson | Boswijk, Elsa | VU/F/BETA/S&F/OSF | O2.01W35 | - |  |  |  | 1 | Pipetman P20
EQ005460 | 54 | Pipette |  | Gilson Pipetman P20 | Gilson | Boswijk, Elsa | VU/F/BETA/S&F/OSF | O2.01W35 | - |  |  |  | 1 | Pipetman P20
EQ005459 | 53 | Pipette |  | Gilson Pipetman P20 | Gilson | Boswijk, Elsa | VU/F/BETA/S&F/OSF | O2.01W35 | - |  |  |  | 1 | Pipetman P20
EQ005458 | 49 | Pipette |  | Pipette P20 | Gilson | Boswijk, Elsa | VU/F/BETA/S&F/OSF | O2.01W35 | - |  |  |  | 1 | Pipetman
EQ005457 | 52 | Pipette |  | Gilson Pipetman P20 | Gilson | Boswijk, Elsa | VU/F/BETA/S&F/OSF | O2.01W35 | - |  |  |  | 1 | Pipetman P20
EQ005456 | 50 | Pipette |  | Gilson Pipetman P20 | Gilson | Boswijk, Elsa | VU/F/BETA/S&F/OSF | O2.01W35 | - |  |  |  | 1 | Pipetman P20
EQ005455 | 003040 | Computer Monitor |  | HP Computer Monitor | Hewlett Packard (HP) | Boswijk, Elsa | VU/F/BETA/S&F/OSF | O2.01W35 | - |  |  |  | 1 | LA2245wg
EQ005454 | 004898 | Computer |  | HP Computer | Hewlett Packard (HP) | Boswijk, Elsa | VU/F/BETA/S&F/OSF | O2.01W35 | - |  |  |  | 1 | Compaq 8000
EQ005453 | 003000 | Computer |  | HP Computer | Hewlett Packard (HP) | Boswijk, Elsa | VU/F/BETA/S&F/OSF | O2.01W35 | - |  |  |  | 1 | Compaq 8000
EQ005452 | 004886 | Computer |  | HP Computer | Hewlett Packard (HP) | Boswijk, Elsa | VU/F/BETA/S&F/OSF | O2.01W35 | - |  |  |  | 1 | Compaq 8000
EQ005451 | 003042 | Computer Monitor |  | HP Computer Monitor | Hewlett Packard (HP) | Boswijk, Elsa | VU/F/BETA/S&F/OSF | O2.01W35 | - |  |  |  | 1 | LA2245wg
EQ005450 | 004928 | Computer |  | HP Computer | Hewlett Packard (HP) | Boswijk, Elsa | VU/F/BETA/S&F/OSF | O2.01W35 | - |  |  |  | 1 | Compaq 8000
EQ005449 | 004882 | Computer |  | HP Computer | Hewlett Packard (HP) | Boswijk, Elsa | VU/F/BETA/S&F/OSF | O2.01W35 | - |  |  |  | 1 | Compaq 8000
EQ005448 |  | Spectrophotometer |  | Glomax spectrophotometer | Promega | Boswijk, Elsa | VU/F/BETA/S&F/OSF | O2.01W35 | - |  |  |  | 1 | GloMax-Multi Jr
EQ005447 | 005272 | Computer Monitor |  | HP Computer Monitor | Hewlett Packard (HP) | Boswijk, Elsa | VU/F/BETA/S&F/OSF | O2.01W35 | - |  |  |  | 1 | LA2205wg
EQ005446 | LT-020425 | Computer |  | Dell Laptop | Dell | Boswijk, Elsa | VU/F/BETA/S&F/OSF | O2.01W35 | - |  |  |  | 1 | Latitude E6220
EQ005445 | LT-015770 | Computer |  | Dell Laptop | Dell | Boswijk, Elsa | VU/F/BETA/S&F/OSF | O2.01W35 | - |  |  |  | 1 | Latitude E6220
EQ005444 | LT-009624 | Computer |  | Dell Laptop | Dell | Boswijk, Elsa | VU/F/BETA/S&F/OSF | O2.01W35 | - |  |  |  | 1 | Latitude E5520
EQ005443 | LT-011235 | Computer |  | Dell Laptop | Dell | Boswijk, Elsa | VU/F/BETA/S&F/OSF | O2.01W35 | - |  |  |  | 1 | Latitude E5520
EQ005442 | LT-016755 | Computer |  | Dell Laptop | Dell | Boswijk, Elsa | VU/F/BETA/S&F/OSF | O2.01W35 | - |  |  |  | 1 | Latitude E5520
EQ005441 | LT-020426 | Computer |  | Dell Laptop | Dell | Boswijk, Elsa | VU/F/BETA/S&F/OSF | O2.01W35 | - |  |  |  | 1 | Latitude E6220
EQ005440 | LT-020520 | Computer |  | Dell Laptop | Dell | Boswijk, Elsa | VU/F/BETA/S&F/OSF | O2.01W35 | - |  |  |  | 1 | Latitude E5530
EQ005439 | LT-007739 | Computer |  | Dell Laptop | Dell | Boswijk, Elsa | VU/F/BETA/S&F/OSF | O2.01W35 | - |  |  |  | 1 | Latitude E5520
EQ005438 | LT-009652 | Computer |  | Dell Laptop | Dell | Boswijk, Elsa | VU/F/BETA/S&F/OSF | O2.01W35 | - |  |  |  | 1 | Latitude E5520
EQ005437 | 004882 | Computer |  | HP Computer | Hewlett Packard (HP) | Boswijk, Elsa | VU/F/BETA/S&F/OSF | O2.01W35 | - |  |  |  | 1 | Compaq 8000
EQ005436 |  | Spectrophotometer |  | Glomax spectrophotometer | Promega | Boswijk, Elsa | VU/F/BETA/S&F/OSF | O2.01W35 | - |  |  |  | 1 | GloMax-Multi Jr
EQ005435 |  | Spectrophotometer |  | Glomax spectrophotometer | Promega | Boswijk, Elsa | VU/F/BETA/S&F/OSF | O2.01W35 | - |  |  |  | 1 | GloMax-Multi Jr
EQ005434 |  | Spectrophotometer |  | Glomax spectrophotometer | Promega | Boswijk, Elsa | VU/F/BETA/S&F/OSF | O2.01W35 | - |  |  |  | 1 | GloMax-Multi Jr
EQ005433 |  | Spectrophotometer |  | Glomax spectrophotometer | Promega | Boswijk, Elsa | VU/F/BETA/S&F/OSF | O2.01W35 | - |  |  |  | 1 | GloMax-Multi Jr
EQ005432 |  | Spectrophotometer |  | Glomax spectrophotometer | Promega | Boswijk, Elsa | VU/F/BETA/S&F/OSF | O2.01W35 | - |  |  |  | 1 | GloMax-Multi Jr
EQ005431 |  | Spectrophotometer |  | Glomax spectrophotometer | Promega | Boswijk, Elsa | VU/F/BETA/S&F/OSF | O2.01W35 | - |  |  |  | 1 | GloMax-Multi Jr
EQ005430 |  | Spectrophotometer |  | Glomax spectrophotometer | Promega | Boswijk, Elsa | VU/F/BETA/S&F/OSF | O2.01W35 | - |  |  |  | 1 | GloMax-Multi Jr
EQ005429 | LT-023206 | Computer |  | Dell Laptop | Dell | Boswijk, Elsa | VU/F/BETA/S&F/OSF | O2.01W35 | - |  |  |  | 1 | Latitude E6230
EQ005428 |  | Spectrophotometer |  | Glomax spectrophotometer | Promega | Boswijk, Elsa | VU/F/BETA/S&F/OSF | O2.01W35 | - |  |  |  | 1 | GloMax-Multi Jr
EQ005427 |  | Spectrophotometer |  | Spectrophotometric Detector | Perkin-Elmer | Boswijk, Elsa | VU/F/BETA/S&F/OSF | O2.01W35 | - |  |  |  | 1 | LC-75
EQ005426 | 014424 | Computer Monitor |  | HP monitor | Hewlett Packard (HP) | Boswijk, Elsa | VU/F/BETA/S&F/OSF | O2.01W35 | - |  |  |  | 1 | LA2205wg
EQ005425 | LT-007747 | Computer |  | Dell Laptop | Dell | Boswijk, Elsa | VU/F/BETA/S&F/OSF | O2.01W35 | - |  |  |  | 1 | Latitude E5520
EQ005424 | 014424 | Computer Monitor |  | HP monitor | Hewlett Packard (HP) | Boswijk, Elsa | VU/F/BETA/S&F/OSF | O2.01W35 | - |  |  |  | 1 | LA2205wg
EQ005423 |  | Computer Monitor |  | HP monitor | Hewlett Packard (HP) | Boswijk, Elsa | VU/F/BETA/S&F/OSF | O2.01W35 | - |  |  |  | 1 | L2245wg
EQ005422 | MON420; | Computer Monitor |  | HP monitor | Hewlett Packard (HP) | Boswijk, Elsa | VU/F/BETA/S&F/OSF | O2.01W35 | - |  |  |  | 1 | LA2205wg
EQ005421 | 017952 | Computer Monitor |  | HP monitor | Hewlett Packard (HP) | Boswijk, Elsa | VU/F/BETA/S&F/OSF | O2.01W35 | - |  |  |  | 1
EQ005420 | 006685 | Computer Monitor |  | HP monitor | Hewlett Packard (HP) | Boswijk, Elsa | VU/F/BETA/S&F/OSF | O2.01W35 | - |  |  |  | 1
EQ005419 | 000767 | Computer Monitor |  | HP monitor | Hewlett Packard (HP) | Boswijk, Elsa | VU/F/BETA/S&F/OSF | O2.01W35 | - |  |  |  | 1
EQ005418 | 011888 | Balance |  | VWR Balance | VWR | Boswijk, Elsa | VU/F/BETA/S&F/OSF | O2.01W35 | - |  |  |  | 1 | LAG 214i
EQ005417 | 001965;18-N250 | Microwave oven |  | Whirlpool Microwave | Whirlpool | Boswijk, Elsa | VU/F/BETA/S&F/OSF | O2.01W35 | - |  |  |  | 1 | AVM505/WP/WH
EQ005416 | 008567 | Radio |  | Radio | Lenco | Boswijk, Elsa | VU/F/BETA/S&F/OSF | O2.01W35 | - |  |  |  | 1 | SCD-24
EQ005415 | 006224 | Incubator |  | Carbolite Incubator | Carbolite | Boswijk, Elsa | VU/F/BETA/S&F/OSF | O2.01W35 | - |  |  |  | 1 | PIF 200
EQ005414 | 011889 | Centrifuge |  | VWR Centrifuge | VWR | Boswijk, Elsa | VU/F/BETA/S&F/OSF | O2.01W35 | - |  |  |  | 1 | Mega Star 3.0R
EQ005413 | 011873 | Microwave oven |  | Microwave | DeLonghi | Boswijk, Elsa | VU/F/BETA/S&F/OSF | O2.01W35 | - |  |  |  | 1 | MW30F
EQ005412 |  | Extension Cable |  | Extension Cable | VU | Boswijk, Elsa | VU/F/BETA/S&F/OSF | O2.01W35 | - |  |  |  | 1
EQ005411 |  | Extension Cable |  | Extension Cable | VU | Boswijk, Elsa | VU/F/BETA/S&F/OSF | O2.01W35 | - |  |  |  | 1
EQ005410 | 011683 | Spectrophotometer |  | Spectrophotometer | Shimadzu | Boswijk, Elsa | VU/F/BETA/S&F/OSF | O2.01W35 | - |  |  |  | 1 | UV 1800
EQ005409 | 011683 | Spectrophotometer |  | Spectrophotometer | Shimadzu | Boswijk, Elsa | VU/F/BETA/S&F/OSF | O2.01W35 | - |  |  |  | 1 | UV 1800
EQ005408 | 011686 | Spectrophotometer |  | Spectrophotometer | Shimadzu | Boswijk, Elsa | VU/F/BETA/S&F/OSF | O2.01W35 | - |  |  |  | 1 | UV 1800
EQ005407 | 011679 | Spectrophotometer |  | Spectrophotometer | Shimadzu | Boswijk, Elsa | VU/F/BETA/S&F/OSF | O2.01W35 | - |  |  |  | 1 | UV 1800
EQ005406 | 011685 | Spectrophotometer |  | Spectrophotometer | Shimadzu | Boswijk, Elsa | VU/F/BETA/S&F/OSF | O2.01W35 | - |  |  |  | 1 | UV 1800
EQ005405 | 011682 | Spectrophotometer |  | Spectrophotometer | Shimadzu | Boswijk, Elsa | VU/F/BETA/S&F/OSF | O2.01W35 | - |  |  |  | 1 | UV 1800
EQ005404 | 011684 | Spectrophotometer |  | Spectrophotometer | Shimadzu | Boswijk, Elsa | VU/F/BETA/S&F/OSF | O2.01W35 | - |  |  |  | 1 | UV 1800
EQ005403 | 011660 | Spectrophotometer |  | Spectrophotometer | Shimadzu | Boswijk, Elsa | VU/F/BETA/S&F/OSF | O2.01W35 | - |  |  |  | 1 | UV 1800
EQ005402 | 011681 | Spectrophotometer |  | Spectrophotometer | Shimadzu | Boswijk, Elsa | VU/F/BETA/S&F/OSF | O2.01W35 | - |  |  |  | 1 | UV 1800
EQ005401 | 011231 | Spectrophotometer |  | Spectrophotometer | Biochrom Ltd. | Boswijk, Elsa | VU/F/BETA/S&F/OSF | O2.01W35 | - |  |  |  | 1 | Libra S12
EQ005400 | 011245 | Spectrophotometer |  | Spectrophotometer | Biochrom Ltd. | Boswijk, Elsa | VU/F/BETA/S&F/OSF | O2.01W35 | - |  |  |  | 1 | Libra S12
EQ005399 | 011672 | Vacuum Pump |  | Welch Vacuum Pump | Welch | Boswijk, Elsa | VU/F/BETA/S&F/OSF | O2.01W33 | - |  |  |  | 1 | 2511C-02
EQ005398 | 011673 | Vacuum Pump |  | Welch Vacuum Pump | Welch | Boswijk, Elsa | VU/F/BETA/S&F/OSF | O2.01W33 | - |  |  |  | 1 | 2511C-02
EQ005397 | 007835 | Spectrophotometer |  | Spectrophotometer | Biochrom Ltd. | Boswijk, Elsa | VU/F/BETA/S&F/OSF | O2.01W35 | - |  |  |  | 1 | Libra S12
EQ005396 | 011676 | Vacuum Pump |  | Welch Vacuum Pump | Welch | Boswijk, Elsa | VU/F/BETA/S&F/OSF | O2.01W33 | - |  |  |  | 1 | 2511C-02
EQ005395 | 011677 | Vacuum Pump |  | Welch Vacuum Pump | Welch | Boswijk, Elsa | VU/F/BETA/S&F/OSF | O2.01W33 | - |  |  |  | 1 | 2511C-02
EQ005394 | 011688 | Oven |  | Oven | Thermo Fisher Scientific | Boswijk, Elsa | VU/F/BETA/S&F/OSF | O2.01W35 | - |  |  |  | 1 | Heratherm
EQ005393 | 003223 | Incubator |  | Incubator | Thermo | Boswijk, Elsa | VU/F/BETA/S&F/OSF | O2.01W33 | - |  |  |  | 1 | HeraCell 150
EQ005392 |  | Spectrophotometer |  | Spectrophotometer | Hewlett Packard (HP) | Boswijk, Elsa | VU/F/BETA/S&F/OSF | O2.01W35 | - |  |  |  | 1 | Nanodrop 2000
EQ005391 | 005003 | Computer |  | HP computer | Hewlett Packard (HP) | Boswijk, Elsa | VU/F/BETA/S&F/OSF | O2.01W35 | - |  |  |  | 1
EQ005390 | 011417 | Vortex |  | VWR Vortex | VWR | Boswijk, Elsa | VU/F/BETA/S&F/OSF | O2.01W33 | - |  |  |  | 1
EQ005389 | 011864 | Adapter |  | Adapter | VU | Boswijk, Elsa | VU/F/BETA/S&F/OSF | O2.01W33 | - |  |  |  | 1
EQ005388 | 004879 | Computer |  | HP computer | Hewlett Packard (HP) | Boswijk, Elsa | VU/F/BETA/S&F/OSF | O2.01W35 | - |  |  |  | 1
EQ005387 | 002284 | Water Bath |  | Griffin Water Bath | Griffin | Boswijk, Elsa | VU/F/BETA/S&F/OSF | O2.01W33 | - |  |  |  | 1 | Student Water Bath
EQ005386 | 011363; 019139 | Computer Monitor |  | HP monitor | Hewlett Packard (HP) | Boswijk, Elsa | VU/F/BETA/S&F/OSF | O2.01W35 | - |  |  |  | 1 | compaq LA2306x
EQ005385 |  | Adapter |  | Adapter | VU | Boswijk, Elsa | VU/F/BETA/S&F/OSF | O2.01W33 | - |  |  |  | 1
EQ005384 | 003145 | Computer Monitor |  | HP monitor | Hewlett Packard (HP) | Boswijk, Elsa | VU/F/BETA/S&F/OSF | O2.01W35 | - |  |  |  | 1 | L2245wg
EQ005383 | 011862 | Adapter |  | Adapter | VU | Boswijk, Elsa | VU/F/BETA/S&F/OSF | O2.01W33 | - |  |  |  | 1
EQ005382 |  | Extension Cable |  | Extension Cable | VU | Boswijk, Elsa | VU/F/BETA/S&F/OSF | O2.01W33 | - |  |  |  | 1
EQ005381 |  | Extension Cable |  | Extension Cable | VU | Boswijk, Elsa | VU/F/BETA/S&F/OSF | O2.01W33 | - |  |  |  | 1
EQ005380 | 011876 | Extension Cable |  | Extension Cable | VU | Boswijk, Elsa | VU/F/BETA/S&F/OSF | O2.01W33 | - |  |  |  | 1
EQ005379 | 011884 | Hot Plate |  | Hot plate | Severin | Boswijk, Elsa | VU/F/BETA/S&F/OSF | O2.01W35 | - |  |  |  | 1
EQ005378 | 003429 | Microscope |  | Inverted Phase Microscope | Motic | Boswijk, Elsa | VU/F/BETA/S&F/OSF | O2.01W33 | - |  |  |  | 1 | AE21
EQ005377 |  | Pipette |  | Pipetboy | Integra | Boswijk, Elsa | VU/F/BETA/S&F/OSF | O2.01W33 | - |  |  |  | 1 | Pipetboy 2
EQ005376 |  | Pipette |  | Pipetboy | Integra | Boswijk, Elsa | VU/F/BETA/S&F/OSF | O2.01W33 | - |  |  |  | 1 | Pipetboy 2
EQ005375 | 011885 | Incubator |  | Incubator | VWR | Boswijk, Elsa | VU/F/BETA/S&F/OSF | O2.01W35 | - |  |  |  | 1 | INCU-line
EQ005374 | 007815 | Autoclave |  | Prestige Medical Autoclave | Prestige Medical | Boswijk, Elsa | VU/F/BETA/S&F/OSF | O2.01W19 | - |  |  |  | 1 | 210002
EQ005373 |  | Gas Burner |  | Gas Burner | WLD-Tec | Boswijk, Elsa | VU/F/BETA/S&F/OSF | O2.01W19 | - |  |  |  | 1 | Flame 100
EQ005372 |  | Gas Burner |  | Gas Burner | WLD-Tec | Boswijk, Elsa | VU/F/BETA/S&F/OSF | O2.01W19 | - |  |  |  | 1 | Flame 100
EQ005371 |  | Gas Burner |  | Gas Burner | WLD-Tec | Boswijk, Elsa | VU/F/BETA/S&F/OSF | O2.01W19 | - |  |  |  | 1 | Flame 100
EQ005370 |  | Gas Burner |  | Gas Burner | WLD-Tec | Boswijk, Elsa | VU/F/BETA/S&F/OSF | O2.01W19 | - |  |  |  | 1 | Flame 100
EQ005369 |  | Gas Burner |  | Gas Burner | WLD-Tec | Boswijk, Elsa | VU/F/BETA/S&F/OSF | O2.01W19 | - |  |  |  | 1 | Flame 100
EQ005368 |  | Gas Burner |  | Gas Burner | WLD-Tec | Boswijk, Elsa | VU/F/BETA/S&F/OSF | O2.01W19 | - |  |  |  | 1 | Flame 100
EQ005367 |  | Gas Burner |  | Gas Burner | WLD-Tec | Boswijk, Elsa | VU/F/BETA/S&F/OSF | O2.01W19 | - |  |  |  | 1 | Flame 100
EQ005366 |  | Gas Burner |  | Gas Burner | WLD-Tec | Boswijk, Elsa | VU/F/BETA/S&F/OSF | O2.01W19 | - |  |  |  | 1 | Flame 100
EQ005365 |  | Gas Burner |  | Gas Burner | WLD-Tec | Boswijk, Elsa | VU/F/BETA/S&F/OSF | O2.01W19 | - |  |  |  | 1 | Flame 100
EQ005364 |  | Gas Burner |  | Gas Burner | WLD-Tec | Boswijk, Elsa | VU/F/BETA/S&F/OSF | O2.01W19 | - |  |  |  | 1 | Flame 100
EQ005363 |  | Radio |  | Lenco radio | Lenco | Boswijk, Elsa | VU/F/BETA/S&F/OSF | O2.01W19 | - |  |  |  | 1
EQ005362 |  | Gas Burner |  | Gas Burner | WLD-Tec | Boswijk, Elsa | VU/F/BETA/S&F/OSF | O2.01W19 | - |  |  |  | 1 | Flame 100
EQ005361 |  | Gas Burner |  | Gas Burner | WLD-Tec | Boswijk, Elsa | VU/F/BETA/S&F/OSF | O2.01W19 | - |  |  |  | 1 | Flame 100
EQ005360 |  | Gas Burner |  | Gas Burner | WLD-Tec | Boswijk, Elsa | VU/F/BETA/S&F/OSF | O2.01W19 | - |  |  |  | 1 | Flame 100
EQ005359 |  | Gas Burner |  | Gas Burner | WLD-Tec | Boswijk, Elsa | VU/F/BETA/S&F/OSF | O2.01W19 | - |  |  |  | 1 | Flame 100
EQ005358 |  | Gas Burner |  | Gas Burner | WLD-Tec | Boswijk, Elsa | VU/F/BETA/S&F/OSF | O2.01W19 | - |  |  |  | 1 | Flame 100
EQ005357 |  | Radio |  | Lenco radio | Lenco | Boswijk, Elsa | VU/F/BETA/S&F/OSF | O2.01W19 | - |  |  |  | 1
EQ005356 |  | Gas Burner |  | Gas Burner | WLD-Tec | Boswijk, Elsa | VU/F/BETA/S&F/OSF | O2.01W19 | - |  |  |  | 1 | Flame 100
EQ005355 |  | Gas Burner |  | Gas Burner | WLD-Tec | Boswijk, Elsa | VU/F/BETA/S&F/OSF | O2.01W19 | - |  |  |  | 1 | Flame 100
EQ005354 |  | Gas Burner |  | Gas Burner | WLD-Tec | Boswijk, Elsa | VU/F/BETA/S&F/OSF | O2.01W19 | - |  |  |  | 1 | Flame 100
EQ005353 |  | Gas Burner |  | Gas Burner | WLD-Tec | Boswijk, Elsa | VU/F/BETA/S&F/OSF | O2.01W19 | - |  |  |  | 1 | Flame 100
EQ005352 | 30 | Pipette |  | Gilson Pipetteman P20 | Gilson | Boswijk, Elsa | VU/F/BETA/S&F/OSF | O2.01W19 | - |  |  |  | 1 | Pipetman P20
EQ005351 |  | Gas Burner |  | Gas Burner | WLD-Tec | Boswijk, Elsa | VU/F/BETA/S&F/OSF | O2.01W19 | - |  |  |  | 1 | Flame 100
EQ005350 |  | Pipette |  | Pipette | Gilson | Boswijk, Elsa | VU/F/BETA/S&F/OSF | O2.01W19 | - |  |  |  | 1 | Pipetman
EQ005349 |  | Pipette |  | Pipette | Gilson | Boswijk, Elsa | VU/F/BETA/S&F/OSF | O2.01W19 | - |  |  |  | 1 | Pipetman
EQ005348 |  | Pipette |  | Pipette | Gilson | Boswijk, Elsa | VU/F/BETA/S&F/OSF | O2.01W19 | - |  |  |  | 1 | Pipetman
EQ005347 |  | Pipette |  | Pipette | Gilson | Boswijk, Elsa | VU/F/BETA/S&F/OSF | O2.01W19 | - |  |  |  | 1 | Pipetman
EQ005346 |  | Pipette |  | Pipette | Gilson | Boswijk, Elsa | VU/F/BETA/S&F/OSF | O2.01W19 | - |  |  |  | 1 | Pipetman
EQ005345 |  | Pipette |  | Pipette | Gilson | Boswijk, Elsa | VU/F/BETA/S&F/OSF | O2.01W19 | - |  |  |  | 1 | Pipetman
EQ005344 |  | Pipette |  | Pipette | Gilson | Boswijk, Elsa | VU/F/BETA/S&F/OSF | O2.01W19 | - |  |  |  | 1 | Pipetman
EQ005343 |  | Pipette |  | Pipette | Gilson | Boswijk, Elsa | VU/F/BETA/S&F/OSF | O2.01W19 | - |  |  |  | 1 | Pipetman
EQ005342 |  | Pipette |  | Pipette | Gilson | Boswijk, Elsa | VU/F/BETA/S&F/OSF | O2.01W19 | - |  |  |  | 1 | Pipetman
EQ005341 | 35 | Pipette |  | Pipette | Gilson | Boswijk, Elsa | VU/F/BETA/S&F/OSF | O2.01W19 | - |  |  |  | 1 | Pipetman
EQ005340 | 32 | Pipette |  | Pipette | Gilson | Boswijk, Elsa | VU/F/BETA/S&F/OSF | O2.01W19 | - |  |  |  | 1 | Pipetman
EQ005339 | 31 | Pipette |  | Gilson Pipetteman P1000 | Gilson | Boswijk, Elsa | VU/F/BETA/S&F/OSF | O2.01W19 | - |  |  |  | 1 | Pipetman P1000
EQ005338 | 30 | Pipette |  | Gilson Pipetteman P1000 | Gilson | Boswijk, Elsa | VU/F/BETA/S&F/OSF | O2.01W19 | - |  |  |  | 1 | Pipetman P1000
EQ005337 | 33 | Pipette |  | Pipette | Gilson | Boswijk, Elsa | VU/F/BETA/S&F/OSF | O2.01W19 | - |  |  |  | 1 | Pipetman
EQ005336 | 29 | Pipette |  | Gilson Pipetteman P1000 | Gilson | Boswijk, Elsa | VU/F/BETA/S&F/OSF | O2.01W19 | - |  |  |  | 1 | Pipetman P1000
EQ005335 | 34 | Pipette |  | Pipette | Gilson | Boswijk, Elsa | VU/F/BETA/S&F/OSF | O2.01W19 | - |  |  |  | 1 | Pipetman
EQ005334 | 27 | Pipette |  | Gilson Pipetteman P1000 | Gilson | Boswijk, Elsa | VU/F/BETA/S&F/OSF | O2.01W19 | - |  |  |  | 1 | Pipetman P1000
EQ005333 | 35 | Pipette |  | Pipette | Gilson | Boswijk, Elsa | VU/F/BETA/S&F/OSF | O2.01W19 | - |  |  |  | 1 | Pipetman
EQ005332 | 26 | Pipette |  | Gilson Pipetteman P1000 | Gilson | Boswijk, Elsa | VU/F/BETA/S&F/OSF | O2.01W19 | - |  |  |  | 1 | Pipetman P1000
EQ005331 | 36 | Pipette |  | Pipette | Gilson | Boswijk, Elsa | VU/F/BETA/S&F/OSF | O2.01W19 | - |  |  |  | 1 | Pipetman
EQ005330 | 25 | Pipette |  | Gilson Pipetteman P1000 | Gilson | Boswijk, Elsa | VU/F/BETA/S&F/OSF | O2.01W19 | - |  |  |  | 1 | Pipetman P1000
EQ005329 | 37 | Pipette |  | Pipette | Gilson | Boswijk, Elsa | VU/F/BETA/S&F/OSF | O2.01W19 | - |  |  |  | 1 | Pipetman
EQ005328 | 23 | Pipette |  | Gilson Pipetteman P1000 | Gilson | Boswijk, Elsa | VU/F/BETA/S&F/OSF | O2.01W19 | - |  |  |  | 1 | Pipetman P1000
EQ005327 | 38 | Pipette |  | Pipette | Gilson | Boswijk, Elsa | VU/F/BETA/S&F/OSF | O2.01W19 | - |  |  |  | 1 | Pipetman
EQ005326 | 22 | Pipette |  | Gilson Pipetteman P1000 | Gilson | Boswijk, Elsa | VU/F/BETA/S&F/OSF | O2.01W19 | - |  |  |  | 1 | Pipetman P1000
EQ005325 | 21 | Pipette |  | Gilson Pipetteman P1000 | Gilson | Boswijk, Elsa | VU/F/BETA/S&F/OSF | O2.01W19 | - |  |  |  | 1 | Pipetman P1000
EQ005324 | 39 | Pipette |  | Pipette | Gilson | Boswijk, Elsa | VU/F/BETA/S&F/OSF | O2.01W19 | - |  |  |  | 1 | Pipetman
EQ005323 | 31 | Pipette |  | Gilson Pipetteman P200 | Gilson | Boswijk, Elsa | VU/F/BETA/S&F/OSF | O2.01W19 | - |  |  |  | 1 | Pipetman P200
EQ005322 |  | Extension Cable |  | Extension Cable | VU | Boswijk, Elsa | VU/F/BETA/S&F/OSF | O2.01W19 | - |  |  |  | 1 | 011880
EQ005321 | 40 | Pipette |  | Pipette | Gilson | Boswijk, Elsa | VU/F/BETA/S&F/OSF | O2.01W19 | - |  |  |  | 1 | Pipetman
EQ005320 |  | Computer Monitor |  | HP Monitor | Hewlett Packard (HP) | Boswijk, Elsa | VU/F/BETA/S&F/OSF | O2.01W19 | - |  |  |  | 1 | HP L2245wg
EQ005319 | 30 | Pipette |  | Gilson Pipetteman P200 | Gilson | Boswijk, Elsa | VU/F/BETA/S&F/OSF | O2.01W19 | - |  |  |  | 1 | Pipetman P200
EQ005318 | 46 | Pipette |  | Pipette | Gilson | Boswijk, Elsa | VU/F/BETA/S&F/OSF | O2.01W19 | - |  |  |  | 1 | Pipetman
EQ005317 | 29 | Pipette |  | Gilson Pipetteman P200 | Gilson | Boswijk, Elsa | VU/F/BETA/S&F/OSF | O2.01W19 | - |  |  |  | 1 | Pipetman P200
EQ005316 | 004888; Windows 8 ok; Clone 13 | Computer |  | HP PC | Hewlett Packard (HP) | Boswijk, Elsa | VU/F/BETA/S&F/OSF | O2.01W19 | - |  |  |  | 1
EQ005315 | 32 | Pipette |  | Pipette | Gilson | Boswijk, Elsa | VU/F/BETA/S&F/OSF | O2.01W19 | - |  |  |  | 1 | Pipetman
EQ005314 | 28 | Pipette |  | Gilson Pipetteman P200 | Gilson | Boswijk, Elsa | VU/F/BETA/S&F/OSF | O2.01W19 | - |  |  |  | 1 | Pipetman P200
EQ005313 | 33 | Pipette |  | Pipette | Gilson | Boswijk, Elsa | VU/F/BETA/S&F/OSF | O2.01W19 | - |  |  |  | 1 | Pipetman
EQ005312 | 27 | Pipette |  | Gilson Pipetteman P200 | Gilson | Boswijk, Elsa | VU/F/BETA/S&F/OSF | O2.01W19 | - |  |  |  | 1 | Pipetman P200
EQ005311 | 008887 | Gel imager |  | Gel Doc EZ Imager | Bio-Rad | Boswijk, Elsa | VU/F/BETA/S&F/OSF | O2.01W19 | - |  |  |  | 1 | Gel Doc EZ Imager
EQ005310 | 26 | Pipette |  | Gilson Pipetteman P200 | Gilson | Boswijk, Elsa | VU/F/BETA/S&F/OSF | O2.01W19 | - |  |  |  | 1 | Pipetman P200
EQ005309 | 34 | Pipette |  | Pipette | Gilson | Boswijk, Elsa | VU/F/BETA/S&F/OSF | O2.01W19 | - |  |  |  | 1 | Pipetman
EQ005308 | 25 | Pipette |  | Gilson Pipetteman P200 | Gilson | Boswijk, Elsa | VU/F/BETA/S&F/OSF | O2.01W19 | - |  |  |  | 1 | Pipetman P200
EQ005307 | 23 | Pipette |  | Gilson Pipetteman P200 | Gilson | Boswijk, Elsa | VU/F/BETA/S&F/OSF | O2.01W19 | - |  |  |  | 1 | Pipetman P200
EQ005306 | 36 | Pipette |  | Pipette | Gilson | Boswijk, Elsa | VU/F/BETA/S&F/OSF | O2.01W19 | - |  |  |  | 1 | Pipetman
EQ005305 | 22 | Pipette |  | Gilson Pipetteman P200 | Gilson | Boswijk, Elsa | VU/F/BETA/S&F/OSF | O2.01W19 | - |  |  |  | 1 | Pipetman P200
EQ005304 | 37 | Pipette |  | Pipette | Gilson | Boswijk, Elsa | VU/F/BETA/S&F/OSF | O2.01W19 | - |  |  |  | 1 | Pipetman
EQ005303 |  | Hot Plate |  | Hot Plate Stirrer | VWR | Boswijk, Elsa | VU/F/BETA/S&F/OSF | O2.01W19 | - |  |  |  | 1 | VWS-A S040
EQ005302 | 38 | Pipette |  | Pipette | Gilson | Boswijk, Elsa | VU/F/BETA/S&F/OSF | O2.01W19 | - |  |  |  | 1 | Pipetman
EQ005301 | 21 | Pipette |  | Gilson Pipetteman P200 | Gilson | Boswijk, Elsa | VU/F/BETA/S&F/OSF | O2.01W19 | - |  |  |  | 1 | Pipetman P200
EQ005300 | 30 | Pipette |  | Gilson Pipetteman P20 | Gilson | Boswijk, Elsa | VU/F/BETA/S&F/OSF | O2.01W19 | - |  |  |  | 1 | Pipetman P20
EQ005299 | 39 | Pipette |  | Pipette | Gilson | Boswijk, Elsa | VU/F/BETA/S&F/OSF | O2.01W19 | - |  |  |  | 1 | Pipetman
EQ005298 | 29 | Pipette |  | Gilson Pipetteman P20 | Gilson | Boswijk, Elsa | VU/F/BETA/S&F/OSF | O2.01W19 | - |  |  |  | 1 | Pipetman P20
EQ005297 |  | Hot Plate |  | Hot Plate Stirrer | VWR | Boswijk, Elsa | VU/F/BETA/S&F/OSF | O2.01W19 | - |  |  |  | 1 | VWS-A S040
EQ005296 | 32 | Pipette |  | Pipette | Gilson | Boswijk, Elsa | VU/F/BETA/S&F/OSF | O2.01W19 | - |  |  |  | 1 | Pipetman
EQ005295 |  | Balance |  | Balance | Kern | Boswijk, Elsa | VU/F/BETA/S&F/OSF | O2.01W19 | - |  |  |  | 1 | EMB-V
EQ005294 | 27 | Pipette |  | Gilson Pipetteman P20 | Gilson | Boswijk, Elsa | VU/F/BETA/S&F/OSF | O2.01W19 | - |  |  |  | 1 | Pipetman P20
EQ005293 | 33 | Pipette |  | Pipette | Gilson | Boswijk, Elsa | VU/F/BETA/S&F/OSF | O2.01W19 | - |  |  |  | 1 | Pipetman
EQ005292 | 34 | Pipette |  | Pipette | Gilson | Boswijk, Elsa | VU/F/BETA/S&F/OSF | O2.01W19 | - |  |  |  | 1 | Pipetman
EQ005291 | 26 | Pipette |  | Gilson Pipetteman P20 | Gilson | Boswijk, Elsa | VU/F/BETA/S&F/OSF | O2.01W19 | - |  |  |  | 1 | Pipetman P20
EQ005290 | 36 | Pipette |  | Pipette | Gilson | Boswijk, Elsa | VU/F/BETA/S&F/OSF | O2.01W19 | - |  |  |  | 1 | Pipetman
EQ005289 | 25 | Pipette |  | Gilson Pipetteman P20 | Gilson | Boswijk, Elsa | VU/F/BETA/S&F/OSF | O2.01W19 | - |  |  |  | 1 | Pipetman P20
EQ005288 |  | Balance |  | Precision Balance | VWR | Boswijk, Elsa | VU/F/BETA/S&F/OSF | O2.01W19 | - |  |  |  | 1 | LAG214i
EQ005287 | 37 | Pipette |  | Pipette | Gilson | Boswijk, Elsa | VU/F/BETA/S&F/OSF | O2.01W19 | - |  |  |  | 1 | Pipetman
EQ005286 | 23 | Pipette |  | Gilson Pipetteman P20 | Gilson | Boswijk, Elsa | VU/F/BETA/S&F/OSF | O2.01W19 | - |  |  |  | 1 | Pipetman P20
EQ005285 | 35 | Pipette |  | Pipette | Gilson | Boswijk, Elsa | VU/F/BETA/S&F/OSF | O2.01W19 | - |  |  |  | 1 | Pipetman
EQ005284 | 22 | Pipette |  | Gilson Pipetteman P20 | Gilson | Boswijk, Elsa | VU/F/BETA/S&F/OSF | O2.01W19 | - |  |  |  | 1 | Pipetman P20
EQ005283 | 011857 | Centrifuge |  | Centrifuge | VWR | Boswijk, Elsa | VU/F/BETA/S&F/OSF | O2.01W19 | - |  |  |  | 1 | Ministar silverine
EQ005282 | 38 | Pipette |  | Pipette | Gilson | Boswijk, Elsa | VU/F/BETA/S&F/OSF | O2.01W19 | - |  |  |  | 1 | Pipetman
EQ005281 | 011663 | Vortex |  | Vortex 2 | IKA | Boswijk, Elsa | VU/F/BETA/S&F/OSF | O2.01W19 | - |  |  |  | 1 | V 2 S000
EQ005280 | 39 | Pipette |  | Pipette | Gilson | Boswijk, Elsa | VU/F/BETA/S&F/OSF | O2.01W19 | - |  |  |  | 1 | Pipetman
EQ005279 | 40 | Pipette |  | Pipette | Gilson | Boswijk, Elsa | VU/F/BETA/S&F/OSF | O2.01W19 | - |  |  |  | 1 | Pipetman
EQ005278 | 011661 | Vortex |  | Vortex 2 | IKA | Boswijk, Elsa | VU/F/BETA/S&F/OSF | O2.01W19 | - |  |  |  | 1 | V 2 S000
EQ005277 | 011870 | Incubator |  | Incubator with Natural Convection | VWR | Boswijk, Elsa | VU/F/BETA/S&F/OSF | O2.01W19 | - |  |  |  | 1 | incu-line IL112 PRime
EQ005276 | 0`1869 | Microwave oven |  | Microwave Sfornatutto | DeLonghi | Boswijk, Elsa | VU/F/BETA/S&F/OSF | O2.01W19 | - |  |  |  | 1
EQ005275 | 46 | Pipette |  | Pipette | Gilson | Boswijk, Elsa | VU/F/BETA/S&F/OSF | O2.01W19 | - |  |  |  | 1 | Pipetman
EQ005274 | MOLTOX; 003583 | Microwave oven |  | Microwave Bosch | Bosch | Boswijk, Elsa | VU/F/BETA/S&F/OSF | O2.01W19 | - |  |  |  | 1
EQ005273 | 21 | Pipette |  | Gilson Pipetteman P20 | Gilson | Boswijk, Elsa | VU/F/BETA/S&F/OSF | O2.01W19 | - |  |  |  | 1 | Pipetman P20
EQ005272 | Tiger 260; 011687 | Shaker/Mixer |  | Incubator Shaker | Labwit | Boswijk, Elsa | VU/F/BETA/S&F/OSF | O2.01W19 | - |  |  |  | 1 | Horizontal Incubator Shaker
EQ005271 | 000629 | Water Bath |  | Water Bath | VU | Boswijk, Elsa | VU/F/BETA/S&F/OSF | O2.01W24 | - |  |  |  | 1 | JC-344
EQ005270 | 011877 | Extension Cable |  | Extension cable | VU | Boswijk, Elsa | VU/F/BETA/S&F/OSF | O2.01W24 | - |  |  |  | 1
EQ005269 | 960995334 | Vortex |  | Heidolph Vortex | Heidolph | Boswijk, Elsa | VU/F/BETA/S&F/OSF | O2.01W24 | - |  |  |  | 1 | REAX Top
EQ005268 | 011274 | Orbital shaker |  | Orbital shaker | Heidolph | Boswijk, Elsa | VU/F/BETA/S&F/OSF | O2.01W24 | - |  |  |  | 1 | TITRAMAX 1000
EQ005267 |  | Radio |  | Akai Radio | AKAI | Boswijk, Elsa | VU/F/BETA/S&F/OSF | O2.01W24 | - |  |  |  | 1 | AJ-W313CD
EQ005266 | 011674 | Vacuum Pump |  | Vacuum pump | Welch | Boswijk, Elsa | VU/F/BETA/S&F/OSF | O2.01W24 | - |  |  |  | 1
EQ005265 | 011675 | Vacuum Pump |  | Vacuum pump | Welch | Boswijk, Elsa | VU/F/BETA/S&F/OSF | O2.01W24 | - |  |  |  | 1
EQ005264 | 003498 | Hot Plate |  | Heidolph Hot Plate | Heidolph | Boswijk, Elsa | VU/F/BETA/S&F/OSF | O2.01W24 | - |  |  |  | 1 | MR 80
EQ005263 | 0116345 | Magnetic Stirrer |  | Magnetic hotplate stirrer | VWR | Boswijk, Elsa | VU/F/BETA/S&F/OSF | O2.01W24 | - |  |  |  | 1 | VMS-A
EQ005262 | 011636 | Magnetic Stirrer |  | Magnetic hotplate stirrer | VWR | Boswijk, Elsa | VU/F/BETA/S&F/OSF | O2.01W24 | - |  |  |  | 1 | VMS-A
EQ005261 | 011639 | Magnetic Stirrer |  | Magnetic hotplate stirrer | VWR | Boswijk, Elsa | VU/F/BETA/S&F/OSF | O2.01W24 | - |  |  |  | 1 | VMS-A
EQ005260 | 011644 | Magnetic Stirrer |  | Magnetic hotplate stirrer | VWR | Boswijk, Elsa | VU/F/BETA/S&F/OSF | O2.01W24 | - |  |  |  | 1 | VMS-A
EQ005259 | 010557 | Ultrasonic Cleaner |  | Branson Ultrasonic Cleaner | Branson | Boswijk, Elsa | VU/F/BETA/S&F/OSF | O2.01W24 | - |  |  |  | 1 | B1200E-1
EQ005258 | 011646 | Magnetic Stirrer |  | Magnetic hotplate stirrer | VWR | Boswijk, Elsa | VU/F/BETA/S&F/OSF | O2.01W24 | - |  |  |  | 1 | VMS-A
EQ005257 | 011640 | Magnetic Stirrer |  | Magnetic hotplate stirrer | VWR | Boswijk, Elsa | VU/F/BETA/S&F/OSF | O2.01W24 | - |  |  |  | 1 | VMS-A
EQ005256 | 011855 | Ultrasonic Cleaner |  | VWR Ultrasonic Cleaner | VWR | Boswijk, Elsa | VU/F/BETA/S&F/OSF | O2.01W24 | - |  |  |  | 1 | USC300THD
EQ005255 | 010330 | Block Heater |  | Block heater | Lab-Line | Boswijk, Elsa | VU/F/BETA/S&F/OSF | O2.01W24 | - |  |  |  | 1 | Multiblock heater
EQ005254 | 002994 | Block Heater |  | Block heater | VWR | Boswijk, Elsa | VU/F/BETA/S&F/OSF | O2.01W24 | - |  |  |  | 1 | Standard heatblock
EQ005253 |  | Shaker/Mixer |  | Mixer | Eppendorf | Boswijk, Elsa | VU/F/BETA/S&F/OSF | O2.01W24 | - |  |  |  | 1 | 5432
EQ005252 | 011283 | Block Heater |  | Block heater | Eppendorf | Boswijk, Elsa | VU/F/BETA/S&F/OSF | O2.01W24 | - |  |  |  | 1
EQ005251 | 008816 | Water Bath |  | Griffin Water Bath | Griffin | Boswijk, Elsa | VU/F/BETA/S&F/OSF | O2.01W24 | - |  |  |  | 1 | Student Water Bath
EQ005250 | 003654 | Block Heater |  | Block heater | Eppendorf | Boswijk, Elsa | VU/F/BETA/S&F/OSF | O2.01W24 | - |  |  |  | 1
EQ005249 | 003650 | Block Heater |  | Block heater | Eppendorf | Boswijk, Elsa | VU/F/BETA/S&F/OSF | O2.01W24 | - |  |  |  | 1
EQ005248 |  | Balance |  | Digital scale | Kern | Boswijk, Elsa | VU/F/BETA/S&F/OSF | O2.01W24 | - |  |  |  | 1 | EMB-V
EQ005247 |  | Balance |  | Digital scale | Kern | Boswijk, Elsa | VU/F/BETA/S&F/OSF | O2.01W24 | - |  |  |  | 1 | EMB-V
EQ005246 |  | Computer Monitor |  | HP Computer Monitor | Hewlett Packard (HP) | Boswijk, Elsa | VU/F/BETA/S&F/OSF | O2.01W24 | - |  |  |  | 1 | Compaq LA2205wg
EQ005245 |  | Balance |  | Digital scale | VWR | Boswijk, Elsa | VU/F/BETA/S&F/OSF | O2.01W24 | - |  |  |  | 1 | Lag 24i
EQ005244 | 011847 | pH Meter |  | Mettler pH Meter | Mettler (Toledo) | Boswijk, Elsa | VU/F/BETA/S&F/OSF | O2.01W24 | - |  |  |  | 1 | FiveEasy Plus FP20
EQ005243 |  | Balance |  | Digital scale | VWR | Boswijk, Elsa | VU/F/BETA/S&F/OSF | O2.01W24 | - |  |  |  | 1 | Lag 24i
EQ005242 | 011846 | pH Meter |  | Mettler pH Meter | Mettler (Toledo) | Boswijk, Elsa | VU/F/BETA/S&F/OSF | O2.01W24 | - |  |  |  | 1 | FiveEasy Plus FP20
EQ005241 | 00543 | pH Meter |  | Schott pH Meter | Schott | Boswijk, Elsa | VU/F/BETA/S&F/OSF | O2.01W24 | - |  |  |  | 1 | CG 825
EQ005240 | 011652 | Vortex |  | Vortex | IKA | Boswijk, Elsa | VU/F/BETA/S&F/OSF | O2.01W24 | - |  |  |  | 1 | Vortex 2
EQ005239 |  | Balance |  | VWR Balance | VWR | Boswijk, Elsa | VU/F/BETA/S&F/OSF | O2.01W24 | - |  |  |  | 1 | LAG 214i
EQ005238 | 156 | Balance |  | Sartorius Balance | Sartorius | Boswijk, Elsa | VU/F/BETA/S&F/OSF | O2.01W24 | - |  |  |  | 1 | TE601
EQ005237 | 171 | Balance |  | Mettler Balance | Mettler (Toledo) | Boswijk, Elsa | VU/F/BETA/S&F/OSF | O2.01W24 | - |  |  |  | 1 | PB1502
EQ005236 | 003588 | Thermal Cycler / PCR System |  | Thermo Scientific PCR System | Thermo Fisher Scientific | Boswijk, Elsa | VU/F/BETA/S&F/OSF | O2.01W24 | - |  |  |  | 1 | GeneAmp PCR System 9700
EQ005235 | 004545 | Vortex |  | Vortex | VWR | Boswijk, Elsa | VU/F/BETA/S&F/OSF | O2.01W24 | - |  |  |  | 1
EQ005234 | 003877 | Shaker/Mixer |  | Mini shaker | Fisherbrand | Boswijk, Elsa | VU/F/BETA/S&F/OSF | O2.01W24 | - |  |  |  | 1 | Mini-shaker
EQ005233 | 0000272 | Vortex |  | Vortex | Retsch | Boswijk, Elsa | VU/F/BETA/S&F/OSF | O2.01W24 | - |  |  |  | 1 | MIX TM 01
EQ005232 | 011419 | Vortex |  | Vortex | VWR | Boswijk, Elsa | VU/F/BETA/S&F/OSF | O2.01W24 | - |  |  |  | 1
EQ005231 | 011420 | Vortex |  | Vortex | VWR | Boswijk, Elsa | VU/F/BETA/S&F/OSF | O2.01W24 | - |  |  |  | 1
EQ005230 |  | Power Supply |  | Bio-Rad Power Supply | Bio-Rad | Boswijk, Elsa | VU/F/BETA/S&F/OSF | O2.01W24 | - |  |  |  | 1 | Model 200/2.0
EQ005229 | 011421 | Vortex |  | Vortex | VWR | Boswijk, Elsa | VU/F/BETA/S&F/OSF | O2.01W24 | - |  |  |  | 1
EQ005228 | 011654 | Vortex |  | Vortex | IKA | Boswijk, Elsa | VU/F/BETA/S&F/OSF | O2.01W24 | - |  |  |  | 1 | Vortex 2
EQ005227 | 010552 | Power Supply |  | Bio-Rad Power Supply | Bio-Rad | Boswijk, Elsa | VU/F/BETA/S&F/OSF | O2.01W24 | - |  |  |  | 1 | PowerPac 300
EQ005226 | 011662 | Vortex |  | Vortex | IKA | Boswijk, Elsa | VU/F/BETA/S&F/OSF | O2.01W24 | - |  |  |  | 1 | Vortex 2
EQ005225 | 011656 | Vortex |  | Vortex | IKA | Boswijk, Elsa | VU/F/BETA/S&F/OSF | O2.01W24 | - |  |  |  | 1 | Vortex 2
EQ005224 | 011658 | Vortex |  | Vortex | IKA | Boswijk, Elsa | VU/F/BETA/S&F/OSF | O2.01W24 | - |  |  |  | 1 | Vortex 2
EQ005223 | 006850 | Power Supply |  | Bio-Rad Power Supply | Bio-Rad | Boswijk, Elsa | VU/F/BETA/S&F/OSF | O2.01W24 | - |  |  |  | 1 | PowerPac Universal
EQ005222 | 011660 | Vortex |  | Vortex | IKA | Boswijk, Elsa | VU/F/BETA/S&F/OSF | O2.01W24 | - |  |  |  | 1 | Vortex 2
EQ005221 | 008889 | Power Supply |  | Bio-Rad Power Supply | Bio-Rad | Boswijk, Elsa | VU/F/BETA/S&F/OSF | O2.01W24 | - |  |  |  | 1 | PowerPac Basic
EQ005220 | 011659 | Vortex |  | Vortex | IKA | Boswijk, Elsa | VU/F/BETA/S&F/OSF | O2.01W24 | - |  |  |  | 1 | Vortex 2
EQ005219 | 011653 | Vortex |  | Vortex | IKA | Boswijk, Elsa | VU/F/BETA/S&F/OSF | O2.01W24 | - |  |  |  | 1 | Vortex 2
EQ005218 | 008888 | Power Supply |  | Bio-Rad Power Supply | Bio-Rad | Boswijk, Elsa | VU/F/BETA/S&F/OSF | O2.01W24 | - |  |  |  | 1 | PowerPac Basic
EQ005217 | 008890 | Power Supply |  | Bio-Rad Power Supply | Bio-Rad | Boswijk, Elsa | VU/F/BETA/S&F/OSF | O2.01W24 | - |  |  |  | 1 | PowerPac Basic
EQ005216 | 011657 | Vortex |  | Vortex | IKA | Boswijk, Elsa | VU/F/BETA/S&F/OSF | O2.01W24 | - |  |  |  | 1 | Vortex 2
EQ005215 | 011664 | Vortex |  | Vortex | IKA | Boswijk, Elsa | VU/F/BETA/S&F/OSF | O2.01W24 | - |  |  |  | 1 | Vortex 2
EQ005214 | 008893 | Power Supply |  | Bio-Rad Power Supply | Bio-Rad | Boswijk, Elsa | VU/F/BETA/S&F/OSF | O2.01W24 | - |  |  |  | 1 | PowerPac Basic
EQ005213 | 008892 | Power Supply |  | Bio-Rad Power Supply | Bio-Rad | Boswijk, Elsa | VU/F/BETA/S&F/OSF | O2.01W24 | - |  |  |  | 1 | PowerPac Basic
EQ005212 | 011666 | Vortex |  | Vortex | IKA | Boswijk, Elsa | VU/F/BETA/S&F/OSF | O2.01W24 | - |  |  |  | 1 | Vortex 2
EQ005211 |  | Multimeter |  | Multimeter | Fluke | Stoop, Albert | VU/F/BETA/N&S/BMB | IMC.ZH4H321 | - |  |  |  | 1 | 175 True RMS Multimeter
EQ005210 | 008891 | Power Supply |  | Bio-Rad Power Supply | Bio-Rad | Boswijk, Elsa | VU/F/BETA/S&F/OSF | O2.01W24 | - |  |  |  | 1 | PowerPac Basic
EQ005209 | 007701 | Vortex |  | Vortex | Scientific Industries Inc. | Boswijk, Elsa | VU/F/BETA/S&F/OSF | O2.01W24 | - |  |  |  | 1 | Genie 2
EQ005208 |  | Pipette |  | Eppendorf Multichannel Pipette | Eppendorf | Boswijk, Elsa | VU/F/BETA/S&F/OSF | O2.01W24 | - |  |  |  | 1 | Xplorer 15-300uL
EQ005207 |  | Balance |  | Balance | Ohaus | Stoop, Albert | VU/F/BETA/N&S/BMB | IMC.ZH4H321 | - |  |  |  | 1 | Adventurer Pro
EQ005206 | 007700 | Vortex |  | Vortex | Scientific Industries Inc. | Boswijk, Elsa | VU/F/BETA/S&F/OSF | O2.01W24 | - |  |  |  | 1 | Genie 2
EQ005205 |  | Pipette |  | Eppendorf Multichannel Pipette | Eppendorf | Boswijk, Elsa | VU/F/BETA/S&F/OSF | O2.01W24 | - |  |  |  | 1 | Xplorer 15-300uL
EQ005204 |  | Pipette |  | Eppendorf Multichannel Pipette | Eppendorf | Boswijk, Elsa | VU/F/BETA/S&F/OSF | O2.01W24 | - |  |  |  | 1 | Xplorer 15-300uL
EQ005203 | 007702 | Vortex |  | Vortex | Scientific Industries Inc. | Boswijk, Elsa | VU/F/BETA/S&F/OSF | O2.01W24 | - |  |  |  | 1 | Genie 2
EQ005202 |  | Speakers |  | Speaker | Philips | Stoop, Albert | VU/F/BETA/N&S/BMB | IMC.ZH4H321 | - |  |  |  | 1
EQ005201 |  | Computer Monitor |  | Computer Monitor | Dell | Stoop, Albert | VU/F/BETA/N&S/BMB | IMC.ZH4H321 | - |  |  |  | 1
EQ005200 | 007699 | Vortex |  | Vortex | Scientific Industries Inc. | Boswijk, Elsa | VU/F/BETA/S&F/OSF | O2.01W24 | - |  |  |  | 1 | Genie 2
EQ005199 |  | Pipette |  | Eppendorf Multichannel Pipette | Eppendorf | Boswijk, Elsa | VU/F/BETA/S&F/OSF | O2.01W24 | - |  |  |  | 1 | Xplorer 15-300uL
EQ005198 |  | Pipette |  | Gilson Distriman 12.5uL | Gilson | Boswijk, Elsa | VU/F/BETA/S&F/OSF | O2.01W24 | - |  |  |  | 1 | Distriman 12.5uL
EQ005197 |  | Pipette |  | Gilson Distriman 1250uL | Gilson | Boswijk, Elsa | VU/F/BETA/S&F/OSF | O2.01W24 | - |  |  |  | 1 | Distriman 1250uL
EQ005196 |  | Pipette |  | Gilson Distriman 1250uL | Gilson | Boswijk, Elsa | VU/F/BETA/S&F/OSF | O2.01W24 | - |  |  |  | 1 | Distriman 1250uL
EQ005195 | 011859 | Adapter |  | Adapter | VU | Boswijk, Elsa | VU/F/BETA/S&F/OSF | O2.01W24 | - |  |  |  | 1
EQ005194 | 011860 | Adapter |  | Adapter | VU | Boswijk, Elsa | VU/F/BETA/S&F/OSF | O2.01W24 | - |  |  |  | 1
EQ005193 | 011861 | Adapter |  | Adapter | VU | Boswijk, Elsa | VU/F/BETA/S&F/OSF | O2.01W24 | - |  |  |  | 1
EQ005192 | 011863 | Adapter |  | Adapter | VU | Boswijk, Elsa | VU/F/BETA/S&F/OSF | O2.01W24 | - |  |  |  | 1
EQ005191 | 011865 | Adapter |  | Adapter | VU | Boswijk, Elsa | VU/F/BETA/S&F/OSF | O2.01W24 | - |  |  |  | 1
EQ005190 | 010447 | Centrifuge |  | Centrifuge | Beckman Coulter | Boswijk, Elsa | VU/F/BETA/S&F/OSF | O2.01W24 | - |  |  |  | 1 | Microfuge 16
EQ005189 |  | Pipette |  | Pipetboy | Integra | Boswijk, Elsa | VU/F/BETA/S&F/OSF | O2.01W24 | - |  |  |  | 1 | Pipetboy 2
EQ005188 |  | Pipette |  | Pipetboy | Integra | Boswijk, Elsa | VU/F/BETA/S&F/OSF | O2.01W24 | - |  |  |  | 1 | Pipetboy 2
EQ005187 |  | Computer |  | Dell Laptop | Dell | Boswijk, Elsa | VU/F/BETA/S&F/OSF | O2.01W24 | - |  |  |  | 1 | Latitude E5520
EQ005186 |  | Centrifuge |  | Centrifuge | Heraeus | Boswijk, Elsa | VU/F/BETA/S&F/OSF | O2.01W24 | - |  |  |  | 1 | Biofuge 13
EQ005185 |  | Imager |  | Multimodal Imaging Platform | Heidelberg Engineering | Stoop, Albert | VU/F/BETA/N&S/BMB | IMC.ZH4H321 | - |  |  |  | 1 | 12 217_Rev02
EQ005184 | 011656 | Shaker/Mixer |  | Mixer | Eppendorf | Boswijk, Elsa | VU/F/BETA/S&F/OSF | O2.01W24 | - |  |  |  | 1 | Thermomixer F1.5
EQ005183 | 011651 | Shaker/Mixer |  | Mixer | Eppendorf | Boswijk, Elsa | VU/F/BETA/S&F/OSF | O2.01W24 | - |  |  |  | 1 | Thermomixer F1.5
EQ005182 | 011648 | Shaker/Mixer |  | Mixer | Eppendorf | Boswijk, Elsa | VU/F/BETA/S&F/OSF | O2.01W24 | - |  |  |  | 1 | Thermomixer F1.5
EQ005181 | 011647 | Shaker/Mixer |  | Mixer | Eppendorf | Boswijk, Elsa | VU/F/BETA/S&F/OSF | O2.01W24 | - |  |  |  | 1 | Thermomixer F1.5
EQ005180 | SRS DS345 | Signal Generator |  | Synthesized Function Generator | Stanford Research Systems (SRS) | Stoop, Albert | VU/F/BETA/N&S/BMB | IMC.ZH4H321 | - |  |  |  | 1 | SR-DS345
EQ005179 | 011650 | Shaker/Mixer |  | Mixer | Eppendorf | Boswijk, Elsa | VU/F/BETA/S&F/OSF | O2.01W24 | - |  |  |  | 1 | Thermomixer F1.5
EQ005178 |  | Oscilloscope |  | Digital Oscilloscope | Rigol | Stoop, Albert | VU/F/BETA/N&S/BMB | IMC.ZH4H321 | - |  |  |  | 1 | DS7054
EQ005177 | 011649 | Shaker/Mixer |  | Mixer | Eppendorf | Boswijk, Elsa | VU/F/BETA/S&F/OSF | O2.01W24 | - |  |  |  | 1 | Thermomixer F1.5
EQ005176 | 001944 | Centrifuge |  | Centrifuge | Eppendorf | Boswijk, Elsa | VU/F/BETA/S&F/OSF | O2.01W24 | - |  |  |  | 1 | Centrifuge 5415C
EQ005175 |  | Connecting Unit |  | Shielded Connecter Box | National Instruments | Stoop, Albert | VU/F/BETA/N&S/BMB | IMC.ZH4H321 | - |  |  |  | 1 | BNC-2120
EQ005174 | 010448 | Centrifuge |  | Centrifuge | Eppendorf | Boswijk, Elsa | VU/F/BETA/S&F/OSF | O2.01W24 | - |  |  |  | 1 | Centrifuge 5424
EQ005173 |  | Projector |  | Benq Digital Projector | Benq | Boswijk, Elsa | VU/F/BETA/S&F/OSF | O2.01W24 | - |  |  |  | 1 | TW533
EQ005172 |  | Laser Controller Unit |  | SuperK Select | NKT Photonics | Stoop, Albert | VU/F/BETA/N&S/BMB | IMC.ZH4H321 | - |  |  |  | 1 | SuperK Select 4xVISI-
EQ005171 | 010449 | Centrifuge |  | Centrifuge | Eppendorf | Boswijk, Elsa | VU/F/BETA/S&F/OSF | O2.01W24 | - |  |  |  | 1 | Centrifuge 5424
EQ005170 |  | Optical Shutter |  | MCSLO Shutter Controller | VU | Stoop, Albert | VU/F/BETA/N&S/BMB | IMC.ZH4H321 | - |  |  |  | 1
EQ005169 | 011422 | Centrifuge |  | Centrifuge | Beckman Coulter | Boswijk, Elsa | VU/F/BETA/S&F/OSF | O2.01W24 | - |  |  |  | 1 | Microfuge 16
EQ005168 | 007673 | Centrifuge |  | Centrifuge | Beckman Coulter | Boswijk, Elsa | VU/F/BETA/S&F/OSF | O2.01W24 | - |  |  |  | 1 | Microfuge 16
EQ005167 |  | Computer |  | PC Supermicro | Supermicro | Stoop, Albert | VU/F/BETA/N&S/BMB | IMC.ZH4H321 | - |  |  |  | 1
EQ005166 |  | Computer |  | PC | Hewlett Packard (HP) | Stoop, Albert | VU/F/BETA/N&S/BMB | IMC.ZH4H321 | - |  |  |  | 1 | Z2
EQ005165 | 007672 | Centrifuge |  | Centrifuge | Beckman Coulter | Boswijk, Elsa | VU/F/BETA/S&F/OSF | O2.01W24 | - |  |  |  | 1 | Microfuge 16
EQ005164 | 011315 | Centrifuge |  | Centrifuge | Thermo Fisher Scientific | Boswijk, Elsa | VU/F/BETA/S&F/OSF | O2.01W24 | - |  |  |  | 1 | Pico 17
EQ005163 | 011854 | Centrifuge |  | Centrifuge | VWR | Boswijk, Elsa | VU/F/BETA/S&F/OSF | O2.01W24 | - |  |  |  | 1 | Micro star 17R
EQ005162 | 011852 | Centrifuge |  | Centrifuge | VWR | Boswijk, Elsa | VU/F/BETA/S&F/OSF | O2.01W24 | - |  |  |  | 1 | Micro star 17R
EQ005161 |  | Extension Cable |  | Extension Cable | Kema Keur | Stoop, Albert | VU/F/BETA/N&S/BMB | IMC.ZH4H321 | - |  |  |  | 1 | VD16/4K
EQ005160 | 011848 | Centrifuge |  | Centrifuge | VWR | Boswijk, Elsa | VU/F/BETA/S&F/OSF | O2.01W24 | - |  |  |  | 1 | Micro star 17
EQ005159 | 011850 | Centrifuge |  | Centrifuge | VWR | Boswijk, Elsa | VU/F/BETA/S&F/OSF | O2.01W24 | - |  |  |  | 1 | Micro star 17
EQ005158 | 011851 | Centrifuge |  | Centrifuge | VWR | Boswijk, Elsa | VU/F/BETA/S&F/OSF | O2.01W24 | - |  |  |  | 1 | Micro star 17
EQ005157 | 012263 | Laser |  | Supercontinuum White Light Laser | NKT Photonics | Stoop, Albert | VU/F/BETA/N&S/BMB | IMC.ZH4H321 | - |  |  |  | 1 | SuperK Extreme
EQ005156 | 011849 | Centrifuge |  | Centrifuge | VWR | Boswijk, Elsa | VU/F/BETA/S&F/OSF | O2.01W24 | - |  |  |  | 1 | Micro star 17
EQ005155 | 006163 | Centrifuge |  | Centrifuge | Heraeus | Boswijk, Elsa | VU/F/BETA/S&F/OSF | O2.01W24 | - |  |  |  | 1 | Biofuge 13
EQ005154 | 003576 | Centrifuge |  | Centrifuge | Heraeus | Boswijk, Elsa | VU/F/BETA/S&F/OSF | O2.01W24 | - |  |  |  | 1 | Biofuge 13
EQ005153 | 012262 | Laser Controller Unit |  | External RF Driver | NKT Photonics | Stoop, Albert | VU/F/BETA/N&S/BMB | IMC.ZH4H321 | - |  |  |  | 1
EQ005152 |  | Extension Cable |  | Extension Cable | Kema Keur | Stoop, Albert | VU/F/BETA/N&S/BMB | IMC.ZH4H321 | - |  |  |  | 1 | VD16/4K
EQ005151 | 010858; 026947 | Computer |  | Dell PC | Hewlett Packard (HP) | Stoop, Albert | VU/F/BETA/N&S/BMB | IMC.ZH4H321 | - |  |  |  | 1 | Dell Precision
EQ005150 |  | Flow Controller |  | Gas Mass Flow Regulators | Brooks Instrument | Stoop, Albert | VU/F/BETA/N&S/BMB | IMC.ZH4H321 | - |  |  |  | 1
EQ005149 | 012611 | Power Supply |  | Solid State Relais | VU | Stoop, Albert | VU/F/BETA/N&S/BMB | IMC.ZH4H321 | - |  |  |  | 1 | 2021-2869-02
EQ005148 | TK030-001 | Optical Table |  | Optical Table Isolator | Thorlabs | Stoop, Albert | VU/F/BETA/N&S/BMB | IMC.ZH4H321 | - |  |  |  | 1 | PFR60120-8
EQ005147 |  | Computer |  | PC Winows 7 | Hewlett Packard (HP) | Stoop, Albert | VU/F/BETA/N&S/BMB | IMC.ZH4H321 | - |  |  |  | 1
EQ005146 | 005912 | Power Supply |  | Power Supply | Sedlbauer AG | Stoop, Albert | VU/F/BETA/N&S/BMB | IMC.ZH4H321 | - |  |  |  | 1 | MMT 1000S
EQ005145 | 005684 | Extension Cable |  | Extension Cable Long | VU | Stoop, Albert | VU/F/BETA/N&S/BMB | IMC.ZH4H321 | - |  |  |  | 1
EQ005144 | 006309 | Optical Unit |  | DC Optical Receiver | VU | Stoop, Albert | VU/F/BETA/N&S/BMB | IMC.ZH4H321 | - |  |  |  | 1 | PPM, 2x PDR-R2-6R
EQ005143 | 005684 | Extension Cable |  | Extension Cable Long | VU | Stoop, Albert | VU/F/BETA/N&S/BMB | IMC.ZH4H321 | - |  |  |  | 1
EQ005142 | 021301 | Computer |  | PC HP | Hewlett Packard (HP) | Stoop, Albert | VU/F/BETA/N&S/BMB | IMC.ZH4H321 | - |  |  |  | 1 | HP Compaq
EQ005141 |  | Computer Monitor |  | Computer Monitor | Hewlett Packard (HP) | Stoop, Albert | VU/F/BETA/N&S/BMB | IMC.ZH4H321 | - |  |  |  | 1 | Elite Display E231
EQ005140 |  | Computer Monitor |  | Computer Monitor | Dell | Stoop, Albert | VU/F/BETA/N&S/BMB | IMC.ZH4H321 | - |  |  |  | 1
EQ005139 |  | Computer Monitor |  | Computer Monitor | Nec | Stoop, Albert | VU/F/BETA/N&S/BMB | IMC.ZH4H321 | - |  |  |  | 1
EQ005138 |  | Laser Controller Unit |  | Laser Controller Unit | Coherent | Stoop, Albert | VU/F/BETA/N&S/BMB | IMC.ZH4H323 | - |  |  |  | 1
EQ005137 |  | Power Supply |  | Laser Power Supply | Coherent | Stoop, Albert | VU/F/BETA/N&S/BMB | IMC.ZH4H323 | - |  |  |  | 1
EQ005136 |  | Cooling Unit |  | Laser Cooling Unit | Coherent | Stoop, Albert | VU/F/BETA/N&S/BMB | IMC.ZH4H323 | - |  |  |  | 1
EQ005135 |  | Transformer |  | Isolation Transformer | Sedlbauer AG | Stoop, Albert | VU/F/BETA/N&S/BMB | IMC.ZH4H323 | - |  |  |  | 1 | polyMIT 350
EQ005134 |  | Laser |  | Laser | Seed Lasers | Stoop, Albert | VU/F/BETA/N&S/BMB | IMC.ZH4H323 | - |  |  |  | 1 | FSP-03
EQ005133 |  | Oscilloscope |  | 4 Channel Digital Oscilloscope | Tektronix | Stoop, Albert | VU/F/BETA/N&S/BMB | IMC.ZH4H323 | - |  |  |  | 1 | TDS 3034B
EQ005132 |  | Extension Cable |  | Extension Cable | Kema Keur | Stoop, Albert | VU/F/BETA/N&S/BMB | IMC.ZH4H323 | - |  |  |  | 1 | VD16/4K
EQ005131 |  | Extension Cable |  | Extension Cable | Kema Keur | Stoop, Albert | VU/F/BETA/N&S/BMB | IMC.ZH4H323 | - |  |  |  | 1 | VD16/4K
EQ005130 | 007975 | Lamp |  | Unilux Lamp | Unilux | Stoop, Albert | VU/F/BETA/N&S/BMB | IMC.ZH4H323 | - |  |  |  | 1
EQ005129 | 007974 | Lamp |  | Unilux Lamp | Unilux | Stoop, Albert | VU/F/BETA/N&S/BMB | IMC.ZH4H323 | - |  |  |  | 1
EQ005128 |  | Power/Energy Meter |  | Power/Energy Meter | Thorlabs | Stoop, Albert | VU/F/BETA/N&S/BMB | IMC.ZH4H323 | - |  |  |  | 1 | PM200
EQ005127 |  | Computer |  | PC Lambda | Lambda Physik | Stoop, Albert | VU/F/BETA/N&S/BMB | IMC.ZH4H323 | - |  |  |  | 1
EQ005126 | 5JDCDD2 | Computer |  | PC Dell | Dell | Stoop, Albert | VU/F/BETA/N&S/BMB | IMC.ZH4H323 | - |  |  |  | 1 | Precision Tower 5810
EQ005125 |  | Computer Monitor |  | Computer Monitor | Philips | Stoop, Albert | VU/F/BETA/N&S/BMB | IMC.ZH4H323 | - |  |  |  | 1
EQ005124 |  | Computer Monitor |  | Computer Monitor | Samsung | Stoop, Albert | VU/F/BETA/N&S/BMB | IMC.ZH4H323 | - |  |  |  | 1
EQ005123 | Waterbad; 050995711 | Water Bath |  | Water Bath | GFL | Stoop, Albert | VU/F/BETA/N&S/BMB | IMC.ZH4H323 | - |  |  |  | 1 | 1083
EQ005122 |  | Power Supply |  | DC Power Supply | RS Pro (Components) | Stoop, Albert | VU/F/BETA/N&S/BMB | IMC.ZH4H323 | - |  |  |  | 1 | IPS 3303
EQ005121 |  | Vacuum Pump |  | Tri-Gas Mixer Air Pump | Okolab | Stoop, Albert | VU/F/BETA/N&S/BMB | IMC.ZH4H323 | - |  |  |  | 1 | AIR PUMP
EQ005120 |  | Shaker/Mixer |  | Tri-Gas Mixer | Okolab | Stoop, Albert | VU/F/BETA/N&S/BMB | IMC.ZH4H323 | - |  |  |  | 1 | 2GF-Mixer
EQ005119 |  | Peristaltic Pump |  | Peristaltic Pump | Ismatec | Stoop, Albert | VU/F/BETA/N&S/BMB | IMC.ZH4H323 | - |  |  |  | 1 | ISM834A
EQ005118 |  | Peristaltic Pump |  | Peristaltic Pump | Ismatec | Stoop, Albert | VU/F/BETA/N&S/BMB | IMC.ZH4H323 | - |  |  |  | 1 | ISM834A
EQ005117 |  | Computer Monitor |  | Computer Monitor | Samsung | Stoop, Albert | VU/F/BETA/N&S/BMB | IMC.ZH4H323 | - |  |  |  | 1
EQ005116 | LAB Marloes | Computer |  | Laptop Lenovo | Lenovo | Stoop, Albert | VU/F/BETA/N&S/BMB | IMC.ZH4H323 | - |  |  |  | 1
EQ005115 |  | Touch Screen Interface |  | Uno-Controller | Okolab | Stoop, Albert | VU/F/BETA/N&S/BMB | IMC.ZH4H323 | - |  |  |  | 1
EQ005114 |  | Laser Controller Unit |  | Skin Stretcher Control Unit | VU | Stoop, Albert | VU/F/BETA/N&S/BMB | IMC.ZH4H323 | - |  |  |  | 1
EQ005113 |  | Data Acquisition Instrument |  | BlackBox Data Acquisition System | VU | Stoop, Albert | VU/F/BETA/N&S/BMB | IMC.ZH4H323 | - |  |  |  | 1
EQ005112 |  | Motion Controller/Driver |  | Joystick | Prior | Stoop, Albert | VU/F/BETA/N&S/BMB | IMC.ZH4H323 | - |  |  |  | 1 | CS152DP/a
EQ005111 |  | Motion Controller/Driver |  | OptiScan II | Prior | Stoop, Albert | VU/F/BETA/N&S/BMB | IMC.ZH4H323 | - |  |  |  | 1 | ES11/A
EQ005110 |  | Extension Cable |  | Extension Cable | Kema Keur | Stoop, Albert | VU/F/BETA/N&S/BMB | IMC.ZH4H323 | - |  |  |  | 1 | VD16/4K
EQ005109 |  | Extension Cable |  | Extension Cable | Kema Keur | Stoop, Albert | VU/F/BETA/N&S/BMB | IMC.ZH4H323 | - |  |  |  | 1 | VD16/4K
EQ005108 |  | Extension Cable |  | Extension Cable | Kema Keur | Stoop, Albert | VU/F/BETA/N&S/BMB | IMC.ZH4H323 | - |  |  |  | 1 | VD16/4K
EQ005107 |  | Extension Cable |  | Extension Cable | Kema Keur | Stoop, Albert | VU/F/BETA/N&S/BMB | IMC.ZH4H323 | - |  |  |  | 1 | VD16/4K
EQ005106 |  | Extension Cable |  | Extension Cable | Kema Keur | Stoop, Albert | VU/F/BETA/N&S/BMB | IMC.ZH4H323 | - |  |  |  | 1 | VD16/4K
EQ005105 |  | Microscope |  | Microscope Ti-U | Nikon | Stoop, Albert | VU/F/BETA/N&S/BMB | IMC.ZH4H323 | - |  |  |  | 1 | TI-U
EQ005104 |  | Extension Cable |  | Extension Cable | VU | Stoop, Albert | VU/F/BETA/N&S/BMB | IMC.ZH4H323 | - |  |  |  | 1
EQ005103 |  | Computer |  | Laptop Lenovo | Lenovo | Stoop, Albert | VU/F/BETA/N&S/BMB | IMC.ZH4H323 | - |  |  |  | 1
EQ005102 |  | Laser Array |  | Black Box | VU | Stoop, Albert | VU/F/BETA/N&S/BMB | IMC.ZH4H323 | - |  |  |  | 1
EQ005101 | AN/2 - Marloes | Laser power meter |  | Ophir Laser Power Meter | Ophir | Stoop, Albert | VU/F/BETA/N&S/BMB | IMC.ZH4H323 | - |  |  |  | 1 | AN/2
EQ005100 |  | Laser |  | ????Femtosecond Laser???? | Litilit | Stoop, Albert | VU/F/BETA/N&S/BMB | IMC.ZH4H323 | - |  |  |  | 0 | Biolit 2
EQ005099 |  | Laser |  | Laser Chameleon | APE/ Angewandte Physik & Elektronik | Stoop, Albert | VU/F/BETA/N&S/BMB | IMC.ZH4H323 | - |  |  |  | 1 | Chameleon
EQ005098 |  | Laser |  | Laser Chameleon OPO | APE/ Angewandte Physik & Elektronik | Stoop, Albert | VU/F/BETA/N&S/BMB | IMC.ZH4H323 | - |  |  |  | 1 | Chameleon OPO
EQ005097 |  | Laser |  | Laser | Seed Lasers | Stoop, Albert | VU/F/BETA/N&S/BMB | IMC.ZH4H323 | - |  |  |  | 1 | SL-F300
EQ005096 |  | Extension Cable |  | Extension Cable | Kema Keur | Stoop, Albert | VU/F/BETA/N&S/BMB | IMC.ZH4H323 | - |  |  |  | 1 | VD16/4K
EQ005095 |  | Power Supply |  | DC Power Supply | HQ Power | Stoop, Albert | VU/F/BETA/N&S/BMB | IMC.ZH4H323 | - |  |  |  | 1 | ps1503sb
EQ005094 | 1YWJPW1 | Computer |  | PC Dell | Dell | Stoop, Albert | VU/F/BETA/N&S/BMB | IMC.ZH4H323 | - |  |  |  | 1
EQ005093 |  | Computer Monitor |  | Computer Monitor | Dell | Stoop, Albert | VU/F/BETA/N&S/BMB | IMC.ZH4H323 | - |  |  |  | 1
EQ005092 |  | Computer Monitor |  | Computer Monitor | Dell | Stoop, Albert | VU/F/BETA/N&S/BMB | IMC.ZH4H323 | - |  |  |  | 1
EQ005091 |  | Extension Cable |  | Extension Cable | Kema Keur | Stoop, Albert | VU/F/BETA/N&S/BMB | IMC.ZH4H323 | - |  |  |  | 1 | VD16/4K
EQ005090 |  | Extension Cable |  | Extension Cable | Kema Keur | Stoop, Albert | VU/F/BETA/N&S/BMB | IMC.ZH4H323 | - |  |  |  | 1 | VD16/4K
EQ005089 |  | Optical Parametric Oscillator |  | Optical Parametric Oscillator | APE/ Angewandte Physik & Elektronik | Stoop, Albert | VU/F/BETA/N&S/BMB | IMC.ZH4H323 | - |  |  |  | 1 | OPO
EQ005088 |  | Spectrometer |  | Laser Spectrometer | APE/ Angewandte Physik & Elektronik | Stoop, Albert | VU/F/BETA/N&S/BMB | IMC.ZH4H323 | - |  |  |  | 1 | Wavescan
EQ005087 |  | Connecting Unit |  | Connecting Unit | VU | Stoop, Albert | VU/F/BETA/N&S/BMB | IMC.ZH4H323 | - |  |  |  | 1
EQ005086 |  | Connecting Unit |  | Shielded Rack Connecter Box | National Instruments | Stoop, Albert | VU/F/BETA/N&S/BMB | IMC.ZH4H323 | - |  |  |  | 1 | BNC-2090A
EQ005085 |  | Connecting Unit |  | Shielded Connecter Box | National Instruments | Stoop, Albert | VU/F/BETA/N&S/BMB | IMC.ZH4H323 | - |  |  |  | 1 | BNC-2121
EQ005084 |  | Shutter Driver |  | Shutter Driver | VU | Stoop, Albert | VU/F/BETA/N&S/BMB | IMC.ZH4H323 | - |  |  |  | 1
EQ005083 |  | Optical Shutter |  | Filter Wheel | VU | Stoop, Albert | VU/F/BETA/N&S/BMB | IMC.ZH4H323 | - |  |  |  | 1
EQ005082 | 007388 | Optical Shutter |  | Filter Wheel | VU | Stoop, Albert | VU/F/BETA/N&S/BMB | IMC.ZH4H323 | - |  |  |  | 1
EQ005081 |  | Power Supply |  | Power Supply 100W | Nikon | Stoop, Albert | VU/F/BETA/N&S/BMB | IMC.ZH4H323 | - |  |  |  | 1 | TI-PS100W
EQ005080 | 007166 | Power Supply |  | Power Supply | Lascar | Stoop, Albert | VU/F/BETA/N&S/BMB | IMC.ZH4H323 | - |  |  |  | 1 | PSU 130
EQ005079 | 003280 | Power Supply |  | Power Supply | Delta Elektronika | Stoop, Albert | VU/F/BETA/N&S/BMB | IMC.ZH4H323 | - |  |  |  | 1 | ES 030.5
EQ005078 |  | Camera |  | Mono CCD Camera | Lumenera | Stoop, Albert | VU/F/BETA/N&S/BMB | IMC.ZH4H323 | - |  |  |  | 1 | INFINITY3-1M
EQ005077 | 008392 | Power Supply |  | Power Supply Ham | VU | Stoop, Albert | VU/F/BETA/N&S/BMB | IMC.ZH4H323 | - |  |  |  | 1 | PSU 303
EQ005076 |  | Motion Controller/Driver |  | STM 3 microscope controller | MW | Heistek, Tim | VU/F/BETA/CNCR/INF | WN.C423I | - |  |  |  | 0
EQ005075 | 009004 | Motion Controller/Driver |  | STM 3 microscope controller | MW | Stoop, Albert | VU/F/BETA/N&S/BMB | IMC.ZH4H323 | - |  |  |  | 1 | STM 3
EQ005074 |  | Fridge |  | Koelkast | Samsung | Charmant, Anita | VU/F/BETA/Bedrijfsvoering/Huisvesting | WN.T302b | - | 2022-08-29 |  | 1 | 1
EQ005073 |  | Motion Controller/Driver |  | OptiScan III | Prior | Stoop, Albert | VU/F/BETA/N&S/BMB | IMC.ZH4H323 | - |  |  |  | 1 | ES11/A
EQ005072 |  | Motion Controller/Driver |  | Joystick | Prior | Stoop, Albert | VU/F/BETA/N&S/BMB | IMC.ZH4H323 | - |  |  |  | 1 | CS152DP/a
EQ005071 |  | Mount |  | Motorised Focus Mounts | Prior | Stoop, Albert | VU/F/BETA/N&S/BMB | IMC.ZH4H323 | - |  |  |  | 1 | FB206
EQ005070 | 008704 | Trigger pulse interface |  | Pulse Generator | Quantum Composers | Stoop, Albert | VU/F/BETA/N&S/BMB | IMC.ZH4H323 | - |  |  |  | 1 | 9514 Pulse Generator
EQ005069 |  | Computer |  | PC unknown manufacturer | Hewlett Packard (HP) | Stoop, Albert | VU/F/BETA/N&S/BMB | IMC.ZH4H323 | - |  |  |  | 1
EQ005068 |  | Laser Controller Unit |  | Laser Connecting Unit | Thorlabs | Stoop, Albert | VU/F/BETA/N&S/BMB | IMC.ZH4H323 | - |  |  |  | 1 | ECU
EQ005067 | 001009 | Power Supply |  | Power Supply | Oltronix | Stoop, Albert | VU/F/BETA/N&S/BMB | IMC.ZH4H323 | - |  |  |  | 1 | A2.5K-10HR
EQ005066 |  | Shutter Driver |  | Shutter Driver | Vincent Associates | Stoop, Albert | VU/F/BETA/N&S/BMB | IMC.ZH4H323 | - |  |  |  | 1 | VCM-D1
EQ005065 |  | Connecting Unit |  | Shielded Connecter Box | National Instruments | Stoop, Albert | VU/F/BETA/N&S/BMB | IMC.ZH4H323 | - |  |  |  | 1 | BNC-2110
EQ005064 | 001010 | Power Supply |  | Power Supply | Oltronix | Stoop, Albert | VU/F/BETA/N&S/BMB | IMC.ZH4H323 | - |  |  |  | 1 | A3.4K-40R
EQ005063 |  | Laser |  | Helium Neon Gas Laser | JDS Uniphase | Stoop, Albert | VU/F/BETA/N&S/BMB | IMC.ZH4H323 | - |  |  |  | 1 | Helium Neon Gas Laser
EQ005062 |  | Computer |  | Dell Computer | Dell | Stoop, Albert | VU/F/BETA/N&S/BMB | IMC.ZH4H323 | - |  |  |  | 1 | G5
EQ005061 |  | Computer Monitor |  | Samsung Monitor | Samsung | Stoop, Albert | VU/F/BETA/N&S/BMB | IMC.ZH4H323 | - |  |  |  | 1 | U28R55
EQ005060 | 054492 | Computer Monitor |  | Samsung Monitor | Samsung | Stoop, Albert | VU/F/BETA/N&S/BMB | IMC.ZH4H323 | - |  |  |  | 1 | U28R55
EQ005059 | 035696 | Microscope Array |  | Mobile Microscope Setup | Femto Diagnostics | Stoop, Albert | VU/F/BETA/N&S/BMB | IMC.ZH4H323 | - |  |  |  | 1
EQ005058 |  | Laser |  | Femtosecond Fibre Lasers | Coherent | Stoop, Albert | VU/F/BETA/N&S/BMB | IMC.ZH4H323 | - |  |  |  | 1 | Fidelity
EQ005057 |  | Computer |  | Dell Computer | Dell | Stoop, Albert | VU/F/BETA/N&S/BMB | IMC.ZH4H323 | - |  |  |  | 1 | G5
EQ005056 |  | Nanoposition Controller |  | Controller MS-200-500 | Applied Scientific Instrumentation (ASI) | Stoop, Albert | VU/F/BETA/N&S/BMB | IMC.ZH4H323 | - |  |  |  | 1 | WK-XYA-Z5A-SAS
EQ005055 |  | Computer Monitor |  | LCD Monitor | AOC | Stoop, Albert | VU/F/BETA/N&S/BMB | IMC.ZH4H323 | - |  |  |  | 1 | 270LM00031
EQ005054 |  | Label Writer |  | Label Maker | Dymo | Stoop, Albert | VU/F/BETA/N&S/BMB | IMC.ZH4H319 | - |  |  |  | 1
EQ005053 |  | Fridge |  | Fridge | Samsung | Stoop, Albert | VU/F/BETA/N&S/BMB | IMC.ZH4H319 | - |  |  |  | 1
EQ005052 | 000747 | Water Bath |  | Hot Water Bath | Neslab | Stoop, Albert | VU/F/BETA/N&S/BMB | IMC.ZH4H319 | - |  |  |  | 1 | RTE-111
EQ005051 |  | Power Supply |  | External light source power supply | Olympus | Broeke, Jurjen | VU/F/BETA/CNCR/FGA | WN.C423B | - |  |  |  | 1 | U-RFL-T
EQ005050 |  | Extension Cable |  | Extension Cable | VU | Broeke, Jurjen | VU/F/BETA/CNCR/FGA | WN.C423B | - |  |  |  | 1
EQ005049 |  | Temperature Control Module |  | Temperature Controller | Multi Channel Systems | Broeke, Jurjen | VU/F/BETA/CNCR/FGA | WN.C423B | - |  |  |  | 1 | TC01
EQ005048 |  | Biological Safety Cabinet |  | Biological Safety Cabinent | ESCO | Stoop, Albert | VU/F/BETA/N&S/BMB | IMC.ZH4H319 | - |  |  |  | 1 | AC2-4S8
EQ005047 |  | Flow Controller |  | Perfusion Fast-Step | Warner | Broeke, Jurjen | VU/F/BETA/CNCR/FGA | WN.C423B | - |  |  |  | 1 | SF-77C
EQ005046 |  | Pressure controller |  | Pinch valve controller TTL | Afdeling Elektronica Faculteit Biologie VU | Broeke, Jurjen | VU/F/BETA/CNCR/FGA | WN.C423B | - |  |  |  | 1 | PinchValveSturing_TTL8 2008-2962-04
EQ005045 |  | Motion Controller/Driver |  | Timer | VU | Broeke, Jurjen | VU/F/BETA/CNCR/FGA | WN.C423B | - |  |  |  | 1
EQ005044 |  | Transformer |  | 440b Isolated bipolar current stimulator | VU | Broeke, Jurjen | VU/F/BETA/CNCR/FGA | WN.C423B | - |  |  |  | 1 | 440b
EQ005043 |  | Laminar Air Flow Cabinet |  | Laminar Air Flow Unit | ESCO | Stoop, Albert | VU/F/BETA/N&S/BMB | IMC.ZH4H315 | - |  |  |  | 1 | LVG-4CG-F8
EQ005042 |  | Pressure controller |  | Pinch Valve Manifold | VU | Broeke, Jurjen | VU/F/BETA/CNCR/FGA | WN.C423B | - |  |  |  | 1
EQ005041 |  | Microscope |  | Microscope Axiovert35 | Carl Zeiss | Broeke, Jurjen | VU/F/BETA/CNCR/FGA | WN.C423B | - |  |  |  | 1 | Axiovert 35
EQ005040 |  | Microscope |  | Microscope IX51 | Olympus | Broeke, Jurjen | VU/F/BETA/CNCR/FGA | WN.C423B | - |  |  |  | 1 | IX51
EQ005039 |  | Extension Cable |  | Extension Cable | VU | Heistek, Tim | VU/F/BETA/CNCR/FGA | WN.C423B | - |  |  |  | 1
EQ005038 |  | Computer |  | HP Computer | Hewlett Packard (HP) | Heistek, Tim | VU/F/BETA/CNCR/INF | WN.C423C | - |  |  |  | 1
EQ005037 | 024904 | Computer |  | HP Computer | Hewlett Packard (HP) | Weering, JRT van | VU/F/BETA/CNCR/FGA | WN.B204 | - |  |  |  | 0 | Compaq Elite 8300 CMT
EQ005036 |  | Speakers |  | Speakers | VU | Heistek, Tim | VU/F/BETA/CNCR/FGA | WN.C423B | - |  |  |  | 1
EQ005035 |  | Extension Cable |  | Extension Cable | VU | Broeke, Jurjen | VU/F/BETA/CNCR/FGA | WN.C423B | - |  |  |  | 1
EQ005034 |  | Power Supply |  | Laboratory Power Supply | Conrad | Broeke, Jurjen | VU/F/BETA/CNCR/FGA | WN.C423B | - |  |  |  | 1 | PS-302A
EQ005033 |  | Pressure controller |  | Pinch Valve Manifold | VU | Heistek, Tim | VU/F/BETA/CNCR/FGA | WN.C423B | - |  |  |  | 1
EQ005032 |  | Flow Controller |  | Perfusion Fast-Step | Warner | Broeke, Jurjen | VU/F/BETA/CNCR/FGA | WN.C423B | - |  |  |  | 1 | SF-77B
EQ005031 | 039953 | Computer |  | CM computer | Cooler Master | Broeke, Jurjen | VU/F/BETA/CNCR/FGA | WN.C423B | - |  |  |  | 1
EQ005030 |  | Power Supply |  | External light source power supply | Olympus | Broeke, Jurjen | VU/F/BETA/CNCR/FGA | WN.C423B | - |  |  |  | 1 | U-RFL-T
EQ005029 |  | Motion Controller/Driver |  | SM-7 Control Box | Luigs and Newman | Broeke, Jurjen | VU/F/BETA/CNCR/FGA | WN.C423B | - |  |  |  | 1 | SM-7
EQ005028 |  | Perfusion System |  | Perfusion fast -step | Warner | Heistek, Tim | VU/F/BETA/CNCR/FGA | WN.C423B | - |  |  |  | 1 | SF-77B
EQ005027 |  | Motion Controller/Driver |  | SM-10 Control Box | Luigs and Newman | Broeke, Jurjen | VU/F/BETA/CNCR/FGA | WN.C423B | - |  |  |  | 1 | SM-10
EQ005026 |  | Motion Controller/Driver |  | SM-7 Control | Luigs and Newman | Broeke, Jurjen | VU/F/BETA/CNCR/FGA | WN.C423B | - |  |  |  | 1 | SM-7
EQ005025 | 006094 | Light Source |  | External light source power supply | Olympus | Broeke, Jurjen | VU/F/BETA/CNCR/FGA | WN.C423B | - |  |  |  | 1 | TL4
EQ005024 |  | Motion Controller/Driver |  | SM-7 Control | Luigs and Newman | Broeke, Jurjen | VU/F/BETA/CNCR/FGA | WN.C423B | - |  |  |  | 1 | SM-7
EQ005023 |  | Motion Controller/Driver |  | SM-5 Control | Luigs and Newman | Broeke, Jurjen | VU/F/BETA/CNCR/FGA | WN.C423B | - |  |  |  | 1 | SM-5
EQ005022 |  | Pressure controller |  | Pinch Valve Manifold | VU | Heistek, Tim | VU/F/BETA/CNCR/FGA | WN.C423B | - |  |  |  | 1
EQ005021 |  | Motion Controller/Driver |  | Display SM-5 Remote controller | Luigs and Newman | Broeke, Jurjen | VU/F/BETA/CNCR/FGA | WN.C423B | - |  |  |  | 1 | SM-5
EQ005020 | 007820 | Pressure controller |  | Pinch valve controller TTL | Afdeling Elektronica Faculteit Biologie VU | Heistek, Tim | VU/F/BETA/CNCR/FGA | WN.C423B | - |  |  |  | 1 | PinchValveSturing_TTL8 2008-2962-04
EQ005019 |  | Pressure controller |  | Pinch Valve Manifold | VU | Broeke, Jurjen | VU/F/BETA/CNCR/FGA | WN.C423B | - |  |  |  | 1
EQ005018 | 008796 | Electrophoresis device |  | Integrating patch clamp | Axon Instruments | Broeke, Jurjen | VU/F/BETA/CNCR/FGA | WN.C423B | - |  |  |  | 1 | Axopatch 200B
EQ005017 |  | Data Acquisition Instrument |  | Low-noise data acquisition system | Axon Instruments | Broeke, Jurjen | VU/F/BETA/CNCR/FGA | WN.C423B | - |  |  |  | 1 | Digidata 1440A
EQ005016 | Clamp adj | Pressure controller |  | Pinch Valve Controller TTL | VU | Broeke, Jurjen | VU/F/BETA/CNCR/FGA | WN.C423B | - |  |  |  | 1
EQ005015 |  | Computer Monitor |  | HP monitor | Hewlett Packard (HP) | Broeke, Jurjen | VU/F/BETA/CNCR/FGA | WN.C423B | - |  |  |  | 1
EQ005014 |  | Extension Cable |  | Extension Cable | VU | Heistek, Tim | VU/F/BETA/CNCR/FGA | WN.C423B | - |  |  |  | 1
EQ005013 |  | Computer Monitor |  | HP monitor | Hewlett Packard (HP) | Broeke, Jurjen | VU/F/BETA/CNCR/FGA | WN.C423B | - |  |  |  | 1
EQ005012 |  | Extension Cable |  | Extension Cable | VU | Heistek, Tim | VU/F/BETA/CNCR/FGA | WN.C423B | - |  |  |  | 1
EQ005011 |  | Extension Cable |  | Extension Cable | VU | Heistek, Tim | VU/F/BETA/CNCR/FGA | WN.C423B | - |  |  |  | 1
EQ005010 |  | Trigger pulse interface |  | Pulse Stimulator | VU | Broeke, Jurjen | VU/F/BETA/CNCR/FGA | WN.C423B | - |  |  |  | 1 | Timer
EQ005009 |  | Computer |  | NZXT computer | NZXT | Heistek, Tim | VU/F/BETA/CNCR/FGA | WN.C423B | - |  |  |  | 1
EQ005008 |  | Microinjector |  | Picospritzer Microinjector | General Valve Corporation | Heistek, Tim | VU/F/BETA/CNCR/INF | WN.C423H | - |  |  |  | 0 | II
EQ005007 |  | Computer Monitor |  | Computer Monitor | Dell | Broeke, Jurjen | VU/F/BETA/CNCR/FGA | WN.C423B | - |  |  |  | 1
EQ005006 |  | Lamp |  | Lamp Ikea | Ikea | Broeke, Jurjen | VU/F/BETA/CNCR/FGA | WN.C423B | - |  |  |  | 1 | A9904
EQ005005 |  | Extension Cable |  | Extension Cable | VU | Broeke, Jurjen | VU/F/BETA/CNCR/FGA | WN.C423B | - |  |  |  | 1
EQ005004 |  | Extension Cable |  | Extension Cable | VU | Heistek, Tim | VU/F/BETA/CNCR/FGA | WN.C423B | - |  |  |  | 1
EQ005003 |  | Lamp |  | Lamp Ikea | Ikea | Broeke, Jurjen | VU/F/BETA/CNCR/FGA | WN.C423B | - |  |  |  | 1 | A9904
EQ005002 |  | Extension Cable |  | Extension Cable | VU | Heistek, Tim | VU/F/BETA/CNCR/FGA | WN.C423B | - |  |  |  | 1
EQ005001 |  | Extension Cable |  | Extension Cable | VU | Heistek, Tim | VU/F/BETA/CNCR/FGA | WN.C423B | - |  |  |  | 1
EQ005000 | 012484 | Power Supply |  | Power Supply | VU | Broeke, Jurjen | VU/F/BETA/CNCR/FGA | WN.C423B | - |  |  |  | 1 | A-Dam
EQ004999 |  | Speakers |  | Logi speakers | Logitech | Heistek, Tim | VU/F/BETA/CNCR/FGA | WN.C423B | - |  |  |  | 1
EQ004998 |  | Computer Monitor |  | Samsung monitor | Samsung | Heistek, Tim | VU/F/BETA/CNCR/FGA | WN.C423B | - |  |  |  | 1
EQ004997 |  | Computer Monitor |  | Samsung monitor | Samsung | Heistek, Tim | VU/F/BETA/CNCR/FGA | WN.C423B | - |  |  |  | 1
EQ004996 |  | Speakers |  | Speakers | Dell | Heistek, Tim | VU/F/BETA/CNCR/FGA | WN.C423B | - |  |  |  | 1
EQ004995 |  | Motion Controller/Driver |  | SM-10 Remote control | Luigs and Newman | Heistek, Tim | VU/F/BETA/CNCR/FGA | WN.C423B | - |  |  |  | 1 | SM-10
EQ004994 |  | Speakers |  | Speakers | Trust | Heistek, Tim | VU/F/BETA/CNCR/FGA | WN.C423B | - |  |  |  | 1 | Soundwave 300P
EQ004993 |  | Motion Controller/Driver |  | SM-10 Remote control | Luigs and Newman | Heistek, Tim | VU/F/BETA/CNCR/FGA | WN.C423B | - |  |  |  | 1 | SM-10
EQ004992 |  | Vibration Isolator |  | Flexible isolator | A.M.P.I | Heistek, Tim | VU/F/BETA/CNCR/FGA | WN.C423B | - |  |  |  | 1 | Iso Flex
EQ004991 |  | Microscope |  | Microscope BX51WI | Olympus | Heistek, Tim | VU/F/BETA/CNCR/FGA | WN.C423B | - |  |  |  | 1 | BX51WI
EQ004990 |  | Transformer |  | NI USB-6343 | National Instruments | Heistek, Tim | VU/F/BETA/CNCR/FGA | WN.C423B | - |  |  |  | 1 | NI USB-6343
EQ004989 | 837821 | Amplifier |  | Current and voltage clamp | Axon Instruments | Heistek, Tim | VU/F/BETA/CNCR/FGA | WN.C423B | - |  |  |  | 1 | Multiclamp 700B
EQ004988 | 837820 | Amplifier |  | Current and voltage clamp | Axon Instruments | Heistek, Tim | VU/F/BETA/CNCR/FGA | WN.C423B | - |  |  |  | 1 | Multiclamp 700B
EQ004987 |  | Trigger pulse interface |  | Master-9 Amplifier | A.M.P.I | Heistek, Tim | VU/F/BETA/CNCR/FGA | WN.C423B | - |  |  |  | 1 | Master-9
EQ004986 |  | Computer Monitor |  | DELL monitor | Dell | Heistek, Tim | VU/F/BETA/CNCR/FGA | WN.C423B | - |  |  |  | 1
EQ004985 |  | Computer |  | HP PC | Hewlett Packard (HP) | Broeke, Jurjen | VU/F/BETA/CNCR/FGA | WN.C423B | - |  |  |  | 1 | ProDesk
EQ004984 |  | LED Controller |  | Channel LED driver | Thorlabs | Heistek, Tim | VU/F/BETA/CNCR/FGA | WN.C423B | - |  |  |  | 1 | DC4104
EQ004983 |  | Computer |  | HP PC | Hewlett Packard (HP) | Broeke, Jurjen | VU/F/BETA/CNCR/FGA | WN.C423B | - |  |  |  | 1 | Elite Desk
EQ004982 |  | Computer Monitor |  | Computer Monitor | Hewlett Packard (HP) | Broeke, Jurjen | VU/F/BETA/CNCR/FGA | WN.C423B | - |  |  |  | 1 | Z24NF
EQ004981 |  | Temperature Control Module |  | Temperature controller VII | Luigs and Newman | Heistek, Tim | VU/F/BETA/CNCR/FGA | WN.C423B | - |  |  |  | 1 | VII
EQ004980 | MON10-034 | Computer Monitor |  | Computer Monitor | Hewlett Packard (HP) | Broeke, Jurjen | VU/F/BETA/CNCR/FGA | WN.C423B | - |  |  |  | 1 | Compaq LA2206wg
EQ004979 |  | Motion Controller/Driver |  | SM-10 Control | Luigs and Newman | Heistek, Tim | VU/F/BETA/CNCR/FGA | WN.C423B | - |  |  |  | 1 | SM-10
EQ004978 |  | Amplifier |  | Computer Controlled Amplifier | Axon Instruments | Broeke, Jurjen | VU/F/BETA/CNCR/FGA | WN.C423B | - |  |  |  | 1 | MultiClamp 700B
EQ004977 |  | Amplifier |  | Computer Controlled Amplifier | Axon Instruments | Broeke, Jurjen | VU/F/BETA/CNCR/FGA | WN.C423B | - |  |  |  | 1 | MultiClamp 700B
EQ004976 |  | Data Acquisition Instrument |  | Low-noise data acquisition system | Axon Instruments | Broeke, Jurjen | VU/F/BETA/CNCR/FGA | WN.C423B | - |  |  |  | 1 | Digidata 1440A
EQ004975 |  | Data Acquisition Instrument |  | Low-noise data acquisition system | Axon Instruments | Broeke, Jurjen | VU/F/BETA/CNCR/FGA | WN.C423B | - |  |  |  | 1 | Digidata 1550B
EQ004974 |  | Data Acquisition Instrument |  | Low-noise data acquisition system | Axon Instruments | Heistek, Tim | VU/F/BETA/CNCR/INF | WN.C423D | - |  |  |  | 1 | Digidata 1440A
EQ004973 |  | Power Supply |  | Microscope halogen lamp power supply | Olympus | Heistek, Tim | VU/F/BETA/CNCR/INF | WN.C423D | - |  |  |  | 1 | TH4-200
EQ004972 |  | Lamp |  | X-Cite 120 Lamp | Exfo | Heistek, Tim | VU/F/BETA/CNCR/INF | WN.C423D | - |  |  |  | 1 | X-Cite 120
EQ004971 |  | Motion Controller/Driver |  | SM-10 Control | Luigs and Newman | Heistek, Tim | VU/F/BETA/CNCR/INF | WN.C423D | - |  |  |  | 1 | SM-10
EQ004970 |  | Microscope |  | Microscope BX50WI | Olympus | Heistek, Tim | VU/F/BETA/CNCR/INF | WN.C423D | - |  |  |  | 1 | BX50WI
EQ004969 |  | Camera controller |  | Microscope camera controller | Olympus | Heistek, Tim | VU/F/BETA/CNCR/INF | WN.C423D | - |  |  |  | 1
EQ004968 |  | Motion Controller/Driver |  | Display SM-10 Remote controller | Luigs and Newman | Heistek, Tim | VU/F/BETA/CNCR/INF | WN.C423D | - |  |  |  | 1 | SM-10
EQ004967 |  | Extension Cable |  | Extension Cable | VU | Heistek, Tim | VU/F/BETA/CNCR/INF | WN.C423D | - |  |  |  | 1
EQ004966 |  | Trigger pulse interface |  | Master-8 Amplifier | A.M.P.I | Heistek, Tim | VU/F/BETA/CNCR/INF | WN.C423D | - |  |  |  | 1 | Master-8
EQ004965 |  | Extension Cable |  | Power Line Filter | Schaffner | Heistek, Tim | VU/F/BETA/CNCR/INF | WN.C423H | - |  |  |  | 1 | FR112
EQ004964 |  | Amplifier |  | Current and voltage clamp | Axon Instruments | Heistek, Tim | VU/F/BETA/CNCR/INF | WN.C423D | - |  |  |  | 1 | Multiclamp 700B
EQ004963 |  | Transformer |  | NI USB-6343 | National Instruments | Heistek, Tim | VU/F/BETA/CNCR/INF | WN.C423D | - |  |  |  | 1 | NI USB-6343
EQ004962 |  | Power Supply |  | Power Supply | VU | Heistek, Tim | VU/F/BETA/CNCR/INF | WN.C423H | - |  |  |  | 0 | A-Dam
EQ004961 |  | Temperature Control Module |  | Temperature controller VII | Luigs and Newman | Heistek, Tim | VU/F/BETA/CNCR/INF | WN.C423D | - |  |  |  | 1 | VII
EQ004960 |  | Speakers |  | Logitech speaker | Logitech | Heistek, Tim | VU/F/BETA/CNCR/INF | WN.C423D | - |  |  |  | 1
EQ004959 |  | Power Supply |  | Voltmeter/Power Supply | Carl Zeiss | Heistek, Tim | VU/F/BETA/CNCR/INF | WN.C423H | - |  |  |  | 0 | 220486
EQ004958 |  | Power Supply |  | Voltmeter/Power Supply | Delta Elektronika | Heistek, Tim | VU/F/BETA/CNCR/INF | WN.C423H | - |  |  |  | 0 | E015-2
EQ004957 | 052268 | Computer |  | DELL computer | Dell | Heistek, Tim | VU/F/BETA/CNCR/FGA | WN.C423D | - |  |  |  | 1
EQ004956 |  | Computer Monitor |  | HP monitor | Hewlett Packard (HP) | Heistek, Tim | VU/F/BETA/CNCR/INF | WN.C423D | - |  |  |  | 1
EQ004955 |  | Extension Cable |  | Extension Cable Big | VU | Heistek, Tim | VU/F/BETA/CNCR/INF | WN.C423H | - |  |  |  | 0
EQ004954 |  | Extension Cable |  | Extension Cable Big | VU | Heistek, Tim | VU/F/BETA/CNCR/INF | WN.C423H | - |  |  |  | 0
EQ004953 |  | Extension Cable |  | Extension Cable Big | VU | Heistek, Tim | VU/F/BETA/CNCR/INF | WN.C423H | - |  |  |  | 0
EQ004952 |  | Extension Cable |  | Extension Cable Big | VU | Heistek, Tim | VU/F/BETA/CNCR/INF | WN.C423H | - |  |  |  | 0
EQ004951 | 026935 | Computer Monitor |  | Acer monitor | Acer | Heistek, Tim | VU/F/BETA/CNCR/INF | WN.C423D | - |  |  |  | 1
EQ004950 |  | Computer Monitor |  | DELL monitor | Dell | Heistek, Tim | VU/F/BETA/CNCR/INF | WN.C423D | - |  |  |  | 1
EQ004949 |  | Extension Cable |  | Extension Cable Big | VU | Heistek, Tim | VU/F/BETA/CNCR/INF | WN.C423H | - |  |  |  | 0
EQ004948 |  | Motion Controller/Driver |  | Cube SM-10 | Luigs and Newman | Heistek, Tim | VU/F/BETA/CNCR/INF | WN.C423D | - |  |  |  | 1
EQ004947 |  | Extension Cable |  | Extension cable | VU | Heistek, Tim | VU/F/BETA/CNCR/INF | WN.C423D | - |  |  |  | 1
EQ004946 |  | Adapter |  | Adapter 56 | VU | Heistek, Tim | VU/F/BETA/CNCR/INF | WN.C423H | - |  |  |  | 0
EQ004945 |  | Adapter |  | Adapter 56 | VU | Heistek, Tim | VU/F/BETA/CNCR/INF | WN.C423H | - |  |  |  | 0
EQ004944 |  | Trigger pulse interface |  | Pulser | Max-Planck-Institut (MPI) | Heistek, Tim | VU/F/BETA/CNCR/INF | WN.C423H | - |  |  |  | 0
EQ004943 |  | Transformer |  | Transformer | Max-Planck-Institut (MPI) | Heistek, Tim | VU/F/BETA/CNCR/INF | WN.C423H | - |  |  |  | 0
EQ004942 |  | Speakers |  | JBL speaker | JBL | Heistek, Tim | VU/F/BETA/CNCR/INF | WN.C423D | - |  |  |  | 1
EQ004941 |  | Extension Cable |  | Extension cable | VU | Heistek, Tim | VU/F/BETA/CNCR/INF | WN.C423D | - |  |  |  | 1
EQ004940 |  | Temperature Control Module |  | Temperature Controller Unit | Max-Planck-Institut (MPI) | Heistek, Tim | VU/F/BETA/CNCR/INF | WN.C423H | - |  |  |  | 0
EQ004939 |  | Syringe Pump |  | Syringe Infusion Pumps | World Precision Instruments | Heistek, Tim | VU/F/BETA/CNCR/INF | WN.C423H | - |  |  |  | 1 | sp210iw
EQ004938 |  | Centrifuge |  | Mini-centrifuge | Biosan | Heistek, Tim | VU/F/BETA/CNCR/INF | WN.C423D | - |  |  |  | 1 | FVL 2400N
EQ004937 |  | Label Writer |  | Dymo Label marker | Dymo | Heistek, Tim | VU/F/BETA/CNCR/INF | WN.C423D | - |  |  |  | 1
EQ004936 | 007977 | Amplifier |  | Piezo Amplifier | PI | Heistek, Tim | VU/F/BETA/CNCR/INF | WN.C423H | - |  |  |  | 0 | LVPZT-Amplifier
EQ004935 |  | Trigger pulse interface |  | Stimulus Isolator | A.M.P.I | Heistek, Tim | VU/F/BETA/CNCR/INF | WN.C423H | - |  |  |  | 0 | Iso-Flex
EQ004934 |  | Extension Cable |  | Extension cable | VU | Heistek, Tim | VU/F/BETA/CNCR/INF | WN.C423D | - |  |  |  | 1
EQ004933 |  | Extension Cable |  | Extension cable | VU | Heistek, Tim | VU/F/BETA/CNCR/INF | WN.C423F | - |  |  |  | 1
EQ004932 |  | LED Controller |  | Channel LED driver | Thorlabs | Heistek, Tim | VU/F/BETA/CNCR/INF | WN.C423D | - |  |  |  | 1 | DC4104
EQ004931 |  | Computer Monitor |  | HP monitor | Hewlett Packard (HP) | Heistek, Tim | VU/F/BETA/CNCR/INF | WN.C423D | - |  |  |  | 1
EQ004930 |  | Trigger pulse interface |  | Stimulus Isolator | A.M.P.I | Heistek, Tim | VU/F/BETA/CNCR/INF | WN.C423H | - |  |  |  | 1 | Iso-Flex
EQ004929 |  | Computer Monitor |  | ASUS monitor | Asus | Heistek, Tim | VU/F/BETA/CNCR/INF | WN.C423D | - |  |  |  | 1
EQ004928 |  | Computer Monitor |  | DELL monitor | Dell | Heistek, Tim | VU/F/BETA/CNCR/INF | WN.C423D | - |  |  |  | 1
EQ004927 |  | Light Source |  | Fluorescent Light Source/Power Supply | Olympus | Heistek, Tim | VU/F/BETA/CNCR/INF | WN.C423H | - |  |  |  | 0 | U-LH100HG
EQ004926 | 042554 | Computer |  | DELL computer | Dell | Heistek, Tim | VU/F/BETA/CNCR/FGA | WN.C423D | - |  |  |  | 1
EQ004925 |  | Amplifier |  | Piezo Amplifier | PI | Heistek, Tim | VU/F/BETA/CNCR/INF | WN.C423H | - |  |  |  | 0 | E-650.00 LVPZT Amplifier
EQ004924 |  | Motion Controller/Driver |  | SM 10 cube | Luigs and Newman | Heistek, Tim | VU/F/BETA/CNCR/INF | WN.C423D | - |  |  |  | 1 | SM 5-9
EQ004923 |  | Motion Controller/Driver |  | SM-10 control box | Luigs and Newman | Heistek, Tim | VU/F/BETA/CNCR/INF | WN.C423D | - |  |  |  | 1 | SM-5
EQ004922 |  | Computer interface |  | ITC-18 Computer interface | InstruTech | Heistek, Tim | VU/F/BETA/CNCR/INF | WN.C423D | - |  |  |  | 1 | ITC-18
EQ004921 |  | Data Acquisition Instrument |  | Low-noise data acquisition system | Axon Instruments | Heistek, Tim | VU/F/BETA/CNCR/INF | WN.C423D | - |  |  |  | 1 | Digidata 1440A
EQ004920 |  | Oscilloscope |  | Analog Digital Scope | Hameg | Heistek, Tim | VU/F/BETA/CNCR/INF | WN.C423H | - |  |  |  | 0 | HM507
EQ004919 |  | Oscilloscope |  | Digitizing Oscilloscope | Hewlett Packard (HP) | Heistek, Tim | VU/F/BETA/CNCR/INF | WN.C423H | - |  |  |  | 0 | 54501A
EQ004918 | 00830273 | Amplifier |  | Current and voltage clamp | Axon Instruments | Heistek, Tim | VU/F/BETA/CNCR/INF | WN.C423D | - |  |  |  | 1 | Multiclamp 700B
EQ004917 | 00125250 | Amplifier |  | Current and voltage clamp | Axon Instruments | Heistek, Tim | VU/F/BETA/CNCR/INF | WN.C423D | - |  |  |  | 1 | Multiclamp 700B
EQ004916 |  | Temperature Control Module |  | Temperature controller VII | Luigs and Newman | Heistek, Tim | VU/F/BETA/CNCR/INF | WN.C423D | - |  |  |  | 1 | VII
EQ004915 |  | Microinjector |  | Picospritzer Microinjector | General Valve Corporation | Heistek, Tim | VU/F/BETA/CNCR/INF | WN.C423K | - |  |  |  | 1 | III
EQ004914 |  | Trigger pulse interface |  | Master-8 Amplifier | A.M.P.I | Heistek, Tim | VU/F/BETA/CNCR/INF | WN.C423D | - |  |  |  | 1 | Master-8
EQ004913 |  | Peristaltic Pump |  | Minipuls 3 Peristaltic pump | Gilson | Verweij, RA | VU/F/BETA/A-LIFE/E&E | WN.C423D | VU/F/BETA/A-LIFE |  |  |  | 1 | Minipuls 3
EQ004912 |  | Oscilloscope |  | Digitizing Oscilloscope | Hewlett Packard (HP) | Heistek, Tim | VU/F/BETA/CNCR/INF | WN.C423H | - |  |  |  | 0 | 54501A
EQ004911 |  | Vibration Isolator |  | Flexible isolator | A.M.P.I | Heistek, Tim | VU/F/BETA/CNCR/INF | WN.C423D | - |  |  |  | 1 | Iso Flex
EQ004910 |  | Barometer |  | Vacuum meter | Greisinger - GHM Meettechniek B.V. | Heistek, Tim | VU/F/BETA/CNCR/INF | WN.C423D | - |  |  |  | 0 | GDH12 AN
EQ004909 |  | Power Supply |  | Power Supply | Olympus | Heistek, Tim | VU/F/BETA/CNCR/INF | WN.C423H | - |  |  |  | 0 | U-RFL-T-200
EQ004908 |  | Motion Controller/Driver |  | Display SM-5 Remote controller | Luigs and Newman | Heistek, Tim | VU/F/BETA/CNCR/INF | WN.C423D | - |  |  |  | 1 | SM-5
EQ004907 |  | Motion Controller/Driver |  | Display SM-5 Remote controller | Luigs and Newman | Heistek, Tim | VU/F/BETA/CNCR/INF | WN.C423D | - |  |  |  | 1 | SM-5
EQ004906 |  | Microscope |  | Microscope BX51WI | Olympus | Heistek, Tim | VU/F/BETA/CNCR/INF | WN.C423D | - |  |  |  | 1 | BX51WI
EQ004905 |  | Temperature Control Module |  | DC Temperature Controller | FHC Inc. | Heistek, Tim | VU/F/BETA/CNCR/INF | WN.C423H | - |  |  |  | 0
EQ004904 |  | Extension Cable |  | Extension cable | VU | Heistek, Tim | VU/F/BETA/CNCR/INF | WN.C423F | - |  |  |  | 1
EQ004903 |  | Motion Controller/Driver |  | Control Box System | Luigs and Newman | Heistek, Tim | VU/F/BETA/CNCR/INF | WN.C423H | - |  |  |  | 0 | Ln SM
EQ004902 |  | Motion Controller/Driver |  | Control Box System | Luigs and Newman | Heistek, Tim | VU/F/BETA/CNCR/INF | WN.C423H | - |  |  |  | 0 | Ln SM
EQ004901 |  | Motion Controller/Driver |  | Control Box System | Luigs and Newman | Heistek, Tim | VU/F/BETA/CNCR/INF | WN.C423H | - |  |  |  | 0 | Ln SM
EQ004900 |  | Motion Controller/Driver |  | Control Box System | Luigs and Newman | Heistek, Tim | VU/F/BETA/CNCR/INF | WN.C423H | - |  |  |  | 0 | Ln SM
EQ004899 |  | Extension Cable |  | Extension cable | VU | Heistek, Tim | VU/F/BETA/CNCR/INF | WN.C423F | - |  |  |  | 1
EQ004898 |  | Trigger pulse interface |  | Pulse Stimulator | A.M.P.I | Heistek, Tim | VU/F/BETA/CNCR/INF | WN.C423H | - |  |  |  | 1 | Master 8
EQ004897 |  | Trigger pulse interface |  | Pulse Stimulator | A.M.P.I | Heistek, Tim | VU/F/BETA/CNCR/INF | WN.C423H | - |  |  |  | 0 | Master 8
EQ004896 |  | Extension Cable |  | Extension cable | VU | Heistek, Tim | VU/F/BETA/CNCR/INF | WN.C423F | - |  |  |  | 1
EQ004895 |  | Extension Cable |  | Extension cable | VU | Heistek, Tim | VU/F/BETA/CNCR/INF | WN.C423F | - |  |  |  | 1
EQ004894 |  | Power Supply |  | Microscope halogen lamp power supply | Olympus | Heistek, Tim | VU/F/BETA/CNCR/INF | WN.C423F | - |  |  |  | 1 | TH4-200
EQ004893 |  | Motion Controller/Driver |  | SM 10 cube | Luigs and Newman | Heistek, Tim | VU/F/BETA/CNCR/INF | WN.C423F | - |  |  |  | 1 | SM 5-9
EQ004892 |  | Motion Controller/Driver |  | SM-10 control box | Luigs and Newman | Heistek, Tim | VU/F/BETA/CNCR/INF | WN.C423F | - |  |  |  | 1 | SM-7
EQ004891 |  | Camera controller |  | Microscope camera controller | Olympus | Heistek, Tim | VU/F/BETA/CNCR/INF | WN.C423F | - |  |  |  | 1
EQ004890 |  | Motion Controller/Driver |  | Display SM-5 Remote controller | Luigs and Newman | Heistek, Tim | VU/F/BETA/CNCR/INF | WN.C423F | - |  |  |  | 1 | SM-5
EQ004889 |  | Computer Monitor |  | HP monitor | Hewlett Packard (HP) | Heistek, Tim | VU/F/BETA/CNCR/INF | WN.C423F | - |  |  |  | 1
EQ004888 |  | Microscope |  | Microscope BX51WI | Olympus | Heistek, Tim | VU/F/BETA/CNCR/INF | WN.C423F | - |  |  |  | 1 | BX51WI
EQ004887 |  | LED Controller |  | Channel LED driver | Thorlabs | Heistek, Tim | VU/F/BETA/CNCR/INF | WN.C423F | - |  |  |  | 1 | DC4104
EQ004886 |  | Barometer |  | Vacuum meter | Greisinger - GHM Meettechniek B.V. | Heistek, Tim | VU/F/BETA/CNCR/INF | WN.C423F | - |  |  |  | 1 | GDH12 AN
EQ004885 |  | Motion Controller/Driver |  | Display SM-5 Remote controller | Luigs and Newman | Heistek, Tim | VU/F/BETA/CNCR/INF | WN.C423F | - |  |  |  | 1 | SM-5
EQ004884 |  | Trigger pulse interface |  | Pulse Stimulator | A.M.P.I | Heistek, Tim | VU/F/BETA/CNCR/INF | WN.C423H | - |  |  |  | 1 | Master 8
EQ004883 |  | Transformer |  | NI USB-X series | National Instruments | Heistek, Tim | VU/F/BETA/CNCR/INF | WN.C423F | - |  |  |  | 1 | NI USB-X series
EQ004882 |  | Light Source |  | Fluoroscent lamp illuminator | Exfo | Heistek, Tim | VU/F/BETA/CNCR/INF | WN.C423F | - |  |  |  | 1 | Series 120
EQ004881 |  | Temperature Control Module |  | Temperature controller VII | Luigs and Newman | Heistek, Tim | VU/F/BETA/CNCR/INF | WN.C423F | - |  |  |  | 1 | VII
EQ004880 | 022902 | Computer Monitor |  | DELL monitor | Dell | Heistek, Tim | VU/F/BETA/CNCR/INF | WN.C423F | - |  |  |  | 1
EQ004879 | 059644 | Computer |  | DELL computer | Dell | Heistek, Tim | VU/F/BETA/CNCR/FGA | WN.C423F | - |  |  |  | 1
EQ004878 | 030013 | Computer Monitor |  | HP monitor | Hewlett Packard (HP) | Heistek, Tim | VU/F/BETA/CNCR/INF | WN.C423F | - |  |  |  | 1
EQ004877 | 00831666 | Amplifier |  | Current and voltage clamp | Axon Instruments | Heistek, Tim | VU/F/BETA/CNCR/INF | WN.C423F | - |  |  |  | 1 | Multiclamp 700B
EQ004876 | 00830251 | Amplifier |  | Current and voltage clamp | Axon Instruments | Heistek, Tim | VU/F/BETA/CNCR/INF | WN.C423F | - |  |  |  | 1 | Multiclamp 700B
EQ004875 |  | Vibration Isolator |  | Flexible isolator | A.M.P.I | Heistek, Tim | VU/F/BETA/CNCR/INF | WN.C423D | - |  |  |  | 0 | Iso Flex
EQ004874 |  | Vibration Isolator |  | Flexible isolator | A.M.P.I | Heistek, Tim | VU/F/BETA/CNCR/INF | WN.C423D | - |  |  |  | 1 | Iso Flex
EQ004873 |  | Extension Cable |  | Extension cable | VU | Heistek, Tim | VU/F/BETA/CNCR/INF | WN.C423D | - |  |  |  | 1
EQ004872 |  | Motion Controller/Driver |  | Leica Confocal microscope controller | Leica | Heistek, Tim | VU/F/BETA/CNCR/INF | WN.C423F | - |  |  |  | 1 | CTR MIC
EQ004871 |  | Camera controller |  | VX45 camera controller | PCO | Heistek, Tim | VU/F/BETA/CNCR/INF | WN.C423F | - |  |  |  | 0 | VX45
EQ004870 |  | Microscope |  | Microscope BX50WI | Olympus | Heistek, Tim | VU/F/BETA/CNCR/INF | WN.C423F | - |  |  |  | 1 | BX50WI
EQ004869 |  | Extension Cable |  | Extension cable | VU | Heistek, Tim | VU/F/BETA/CNCR/INF | WN.C423D | - |  |  |  | 1
EQ004868 |  | Transformer |  | 440b Isolated bipolar current stimulator | VU | Heistek, Tim | VU/F/BETA/CNCR/INF | WN.C423D | - |  |  |  | 1 | 440b
EQ004867 |  | Camera controller |  | VX45 camera controller | PCO | Heistek, Tim | VU/F/BETA/CNCR/INF | WN.C423D | - |  |  |  | 1 | VX45
EQ004866 |  | Barometer |  | Vacuum meter | Greisinger - GHM Meettechniek B.V. | Heistek, Tim | VU/F/BETA/CNCR/INF | WN.C423D | - |  |  |  | 1 | GDH12 AN
EQ004865 |  | Camera controller |  | Microscope camera controller | Olympus | Heistek, Tim | VU/F/BETA/CNCR/INF | WN.C423D | - |  |  |  | 1
EQ004864 |  | Motion Controller/Driver |  | Display Remote controller | Luigs and Newman | Heistek, Tim | VU/F/BETA/CNCR/INF | WN.C423D | - |  |  |  | 1
EQ004863 |  | Motion Controller/Driver |  | Display Remote controller | Luigs and Newman | Heistek, Tim | VU/F/BETA/CNCR/INF | WN.C423D | - |  |  |  | 1
EQ004862 |  | Motion Controller/Driver |  | SM-10 Control | Luigs and Newman | Heistek, Tim | VU/F/BETA/CNCR/INF | WN.C423D | - |  |  |  | 1 | SM-10
EQ004861 |  | Trigger pulse interface |  | Master-8 Amplifier | A.M.P.I | Heistek, Tim | VU/F/BETA/CNCR/INF | WN.C423D | - |  |  |  | 1 | Master-8
EQ004860 |  | Temperature Control Module |  | Temperature controller VII | Luigs and Newman | Heistek, Tim | VU/F/BETA/CNCR/INF | WN.C423D | - |  |  |  | 1 | VII
EQ004859 |  | Power Supply |  | Microscope halogen lamp power supply | Olympus | Heistek, Tim | VU/F/BETA/CNCR/INF | WN.C423D | - |  |  |  | 1 | TH4-200
EQ004858 |  | Transformer |  | NI USB-X series | National Instruments | Heistek, Tim | VU/F/BETA/CNCR/INF | WN.C423D | - |  |  |  | 1 | NI USB-X series
EQ004857 |  | Amplifier |  | Current and voltage clamp | Axon Instruments | Heistek, Tim | VU/F/BETA/CNCR/INF | WN.C423D | - |  |  |  | 1 | Multiclamp 700B
EQ004856 |  | Amplifier |  | Current and voltage clamp | Axon Instruments | Heistek, Tim | VU/F/BETA/CNCR/INF | WN.C423D | - |  |  |  | 1 | Multiclamp 700B
EQ004855 |  | Data Acquisition Instrument |  | Low-noise data acquisition system | Axon Instruments | Heistek, Tim | VU/F/BETA/CNCR/INF | WN.C423D | - |  |  |  | 1 | Digidata 1440A
EQ004854 |  | Computer |  | HP computer | Hewlett Packard (HP) | Heistek, Tim | VU/F/BETA/CNCR/FGA | WN.C423D | - |  |  |  | 1
EQ004853 |  | Computer Monitor |  | HP monitor | Hewlett Packard (HP) | Heistek, Tim | VU/F/BETA/CNCR/INF | WN.C423D | - |  |  |  | 1
EQ004852 |  | Computer Monitor |  | HP monitor | Hewlett Packard (HP) | Heistek, Tim | VU/F/BETA/CNCR/INF | WN.C423D | - |  |  |  | 1
EQ004851 |  | Computer Monitor |  | HP monitor | Hewlett Packard (HP) | Heistek, Tim | VU/F/BETA/CNCR/INF | WN.C423D | - |  |  |  | 1
EQ004850 |  | Microscope |  | Olympus microscope | Olympus | Heistek, Tim | VU/F/BETA/CNCR/INF | WN.C423D | - |  |  |  | 1 | BX51WI
EQ004849 |  | Power Supply |  | Microscope halogen lamp power supply | Olympus | Heistek, Tim | VU/F/BETA/CNCR/INF | WN.C423D | - |  |  |  | 1 | TH4-200
EQ004848 |  | Light Source |  | Fluoroscent lamp illuminator | Exfo | Heistek, Tim | VU/F/BETA/CNCR/INF | WN.C423F | - |  |  |  | 0 | Series 120
EQ004847 |  | Camera controller |  | Microscope camera controller | Olympus | Heistek, Tim | VU/F/BETA/CNCR/INF | WN.C423D | - |  |  |  | 1
EQ004846 |  | Barometer |  | Vacuum meter | Greisinger - GHM Meettechniek B.V. | Heistek, Tim | VU/F/BETA/CNCR/INF | WN.C423D | - |  |  |  | 1 | GDH12 AN
EQ004845 |  | Motion Controller/Driver |  | Display SM-5 Remote controller | Luigs and Newman | Heistek, Tim | VU/F/BETA/CNCR/INF | WN.C423H | - |  |  |  | 0 | SM-5
EQ004844 |  | LED Controller |  | Channel LED driver | Thorlabs | Heistek, Tim | VU/F/BETA/CNCR/INF | WN.C423D | - |  |  |  | 1 | DC4104
EQ004843 |  | Computer interface |  | ITC-18 Computer interface | InstruTech | Heistek, Tim | VU/F/BETA/CNCR/INF | WN.C423D | - |  |  |  | 1 | ITC-18
EQ004842 |  | Amplifier |  | Current and voltage clamp | Axon Instruments | Heistek, Tim | VU/F/BETA/CNCR/INF | WN.C423D | - |  |  |  | 1 | Multiclamp 700B
EQ004841 |  | Temperature Control Module |  | Temperature controller VII | Luigs and Newman | Heistek, Tim | VU/F/BETA/CNCR/INF | WN.C423F | - |  |  |  | 1 | VII
EQ004840 |  | Motion Controller/Driver |  | SM 10 cube | Luigs and Newman | Heistek, Tim | VU/F/BETA/CNCR/INF | WN.C423D | - |  |  |  | 1 | SM-7
EQ004839 |  | Motion Controller/Driver |  | SM-10 control box | Luigs and Newman | Heistek, Tim | VU/F/BETA/CNCR/INF | WN.C423D | - |  |  |  | 1 | SM-5
EQ004838 |  | Motion Controller/Driver |  | SM 10 cube | Luigs and Newman | Heistek, Tim | VU/F/BETA/CNCR/FGA | WN.C423D | - |  |  |  | 1
EQ004837 |  | Computer |  | DELL computer | Dell | Heistek, Tim | VU/F/BETA/CNCR/FGA | WN.C423D | - |  |  |  | 1
EQ004836 |  | Computer Monitor |  | HP monitor | Hewlett Packard (HP) | Heistek, Tim | VU/F/BETA/CNCR/INF | WN.C423D | - |  |  |  | 1
EQ004835 |  | Computer Monitor |  | HP monitor | Hewlett Packard (HP) | Heistek, Tim | VU/F/BETA/CNCR/INF | WN.C423D | - |  |  |  | 1
EQ004834 |  | Microinjector |  | Picospritzer Microinjector | General Valve Corporation | Heistek, Tim | VU/F/BETA/CNCR/INF | WN.C423D | - |  |  |  | 1 | III
EQ004833 |  | Microscope |  | Leica microscope | Leica | Heistek, Tim | VU/F/BETA/CNCR/INF | WN.C423F | - |  |  |  | 1 | DM LFS
EQ004832 |  | Barometer |  | Vacuum meter | Greisinger - GHM Meettechniek B.V. | Heistek, Tim | VU/F/BETA/CNCR/INF | WN.C423F | - |  |  |  | 1 | GDH12 AN
EQ004831 |  | Temperature Control Module |  | Temperature controller VII | Luigs and Newman | Heistek, Tim | VU/F/BETA/CNCR/INF | WN.C423F | - |  |  |  | 1 | VII
EQ004830 |  | Motion Controller/Driver |  | SM-10 Control | Luigs and Newman | Heistek, Tim | VU/F/BETA/CNCR/INF | WN.C423F | - |  |  |  | 1 | SM-10
EQ004829 |  | Motion Controller/Driver |  | SM-1 Control | Luigs and Newman | Heistek, Tim | VU/F/BETA/CNCR/INF | WN.C423F | - |  |  |  | 0 | SM-1
EQ004828 |  | Motion Controller/Driver |  | SM-10 Remote control | Luigs and Newman | Heistek, Tim | VU/F/BETA/CNCR/INF | WN.C423F | - |  |  |  | 1 | SM-10
EQ004827 |  | Amplifier |  | Current and voltage clamp | Axon Instruments | Heistek, Tim | VU/F/BETA/CNCR/INF | WN.C423F | - |  |  |  | 1 | Multiclamp 700B
EQ004826 |  | Transformer |  | NI USB-X series | National Instruments | Heistek, Tim | VU/F/BETA/CNCR/INF | WN.C423F | - |  |  |  | 1 | NI USB-X series
EQ004825 |  | Power Supply |  | Ebq 100 Isolated power supply | LEJ | Heistek, Tim | VU/F/BETA/CNCR/FGA | WN.C423F | - |  |  |  | 1 | EBQ 100
EQ004824 |  | Extension Cable |  | Extension cable | VU | Heistek, Tim | VU/F/BETA/CNCR/FGA | WN.C423F | - |  |  |  | 1
EQ004823 | 043218 | Computer |  | DELL computer | Dell | Heistek, Tim | VU/F/BETA/CNCR/FGA | WN.C423F | - |  |  |  | 1
EQ004822 |  | Computer Monitor |  | Samsung monitor | Samsung | Heistek, Tim | VU/F/BETA/CNCR/INF | WN.C423F | - |  |  |  | 1 | Sync master 172v
EQ004821 |  | Computer Monitor |  | HP monitor | Hewlett Packard (HP) | Heistek, Tim | VU/F/BETA/CNCR/INF | WN.C423F | - |  |  |  | 1
EQ004820 |  | Computer Monitor |  | HP monitor | Hewlett Packard (HP) | Heistek, Tim | VU/F/BETA/CNCR/INF | WN.C423F | - |  |  |  | 1
EQ004819 |  | Transformer |  | NI USB-6343 | National Instruments | Heistek, Tim | VU/F/BETA/CNCR/INF | WN.C423F | - |  |  |  | 1 | NI USB-6343
EQ004818 |  | Amplifier |  | Current and voltage clamp | Axon Instruments | Heistek, Tim | VU/F/BETA/CNCR/INF | WN.C423F | - |  |  |  | 1 | Multiclamp 700B
EQ004817 |  | Data Acquisition Instrument |  | Low-noise data acquisition system | Axon Instruments | Heistek, Tim | VU/F/BETA/CNCR/INF | WN.C423F | - |  |  |  | 0 | Digidata 1440A
EQ004816 |  | Amplifier |  | Current and voltage clamp | Axon Instruments | Heistek, Tim | VU/F/BETA/CNCR/INF | WN.C423F | - |  |  |  | 1 | Multiclamp 700B
EQ004815 |  | Motion Controller/Driver |  | SM-10 Control | Luigs and Newman | Heistek, Tim | VU/F/BETA/CNCR/INF | WN.C423F | - |  |  |  | 1 | SM-10
EQ004814 |  | Barometer |  | Vacuum meter | Greisinger - GHM Meettechniek B.V. | Heistek, Tim | VU/F/BETA/CNCR/INF | WN.C423F | - |  |  |  | 1 | GDH12 AN
EQ004813 |  | Camera controller |  | Microscope camera controller | Olympus | Heistek, Tim | VU/F/BETA/CNCR/INF | WN.C423F | - |  |  |  | 1
EQ004812 |  | Trigger pulse interface |  | Master-9 Amplifier | A.M.P.I | Heistek, Tim | VU/F/BETA/CNCR/INF | WN.C423F | - |  |  |  | 1 | Master-9
EQ004811 |  | Motion Controller/Driver |  | SM-10 Remote control | Luigs and Newman | Heistek, Tim | VU/F/BETA/CNCR/INF | WN.C423F | - |  |  |  | 1 | SM-10
EQ004810 |  | Computer |  | DELL computer | Dell | Heistek, Tim | VU/F/BETA/CNCR/INF | WN.C423F | - |  |  |  | 1
EQ004809 |  | Computer Monitor |  | HP monitor | Hewlett Packard (HP) | Heistek, Tim | VU/F/BETA/CNCR/INF | WN.C423F | - |  |  |  | 1 | L1950g
EQ004808 |  | Computer Monitor |  | HP monitor | Hewlett Packard (HP) | Heistek, Tim | VU/F/BETA/CNCR/INF | WN.C423F | - |  |  |  | 1 | L2245wg
EQ004807 |  | Light Source |  | Fluoroscent lamp illuminator | Exfo | Heistek, Tim | VU/F/BETA/CNCR/INF | WN.C423F | - |  |  |  | 1 | Series 120
EQ004806 |  | Power Supply |  | Microscope halogen lamp power supply | Olympus | Heistek, Tim | VU/F/BETA/CNCR/INF | WN.C423F | - |  |  |  | 1 | TH4-200
EQ004805 |  | Camera controller |  | Microscope camera led driver | Thorlabs | Heistek, Tim | VU/F/BETA/CNCR/INF | WN.C423F | - |  |  |  | 1
EQ004804 |  | Camera controller |  | VX44 camera controller | PCO | Heistek, Tim | VU/F/BETA/CNCR/INF | WN.C423F | - |  |  |  | 1 | VX44
EQ004803 |  | Barometer |  | Vacuum meter | Greisinger - GHM Meettechniek B.V. | Heistek, Tim | VU/F/BETA/CNCR/INF | WN.C423F | - |  |  |  | 1 | GDH12 AN
EQ004802 |  | Microscope |  | Microscope BX51W1 | Olympus | Heistek, Tim | VU/F/BETA/CNCR/INF | WN.C423F | - |  |  |  | 1 | BX51WI
EQ004801 |  | Motion Controller/Driver |  | Display SM-10 Remote controller | Luigs and Newman | Heistek, Tim | VU/F/BETA/CNCR/INF | WN.C423F | - |  |  |  | 1 | SM-10
EQ004800 |  | Connecting Unit |  | BNC-2090A Terminal block | Axon Instruments | Heistek, Tim | VU/F/BETA/CNCR/INF | WN.C423H | - |  |  |  | 0 | BNC-2090A
EQ004799 |  | Motion Controller/Driver |  | SM-10 Control | Luigs and Newman | Heistek, Tim | VU/F/BETA/CNCR/INF | WN.C423F | - |  |  |  | 1 | SM-10
EQ004798 |  | Amplifier |  | Current and voltage clamp | Axon Instruments | Heistek, Tim | VU/F/BETA/CNCR/INF | WN.C423F | - |  |  |  | 1 | Multiclamp 700B
EQ004797 |  | Temperature Control Module |  | NI PXI-1033 Remote controller | National Instruments | Heistek, Tim | VU/F/BETA/CNCR/INF | WN.C423H | - |  |  |  | 0 | NI PXI-1033
EQ004796 |  | Temperature Control Module |  | Temperature controller VII | Luigs and Newman | Heistek, Tim | VU/F/BETA/CNCR/INF | WN.C423F | - |  |  |  | 1 | VII
EQ004795 | 048103 | Computer |  | DELL computer | Dell | Heistek, Tim | VU/F/BETA/CNCR/FGA | WN.C423F | - |  |  |  | 1
EQ004794 |  | Computer Monitor |  | HP monitor | Hewlett Packard (HP) | Heistek, Tim | VU/F/BETA/CNCR/INF | WN.C423F | - |  |  |  | 1
EQ004793 | 022743 | Computer Monitor |  | HP monitor | Hewlett Packard (HP) | Heistek, Tim | VU/F/BETA/CNCR/INF | WN.C423F | - |  |  |  | 1
EQ004792 |  | Computer Monitor |  | HP monitor | Hewlett Packard (HP) | Heistek, Tim | VU/F/BETA/CNCR/INF | WN.C423F | - |  |  |  | 1
EQ004791 | 026978 | Computer Monitor |  | HP monitor | Hewlett Packard (HP) | Heistek, Tim | VU/F/BETA/CNCR/INF | WN.C423F | - |  |  |  | 1 | Compaq LA2306x
EQ004790 |  | Pipette |  | Brown micropipette puller | Sutter Instrument Company (SIC) | Heistek, Tim | VU/F/BETA/CNCR/FGA | WN.C423H | - |  |  |  | 1 | P1000
EQ004789 |  | Pipette |  | Brown micropipette puller | Sutter Instrument Company (SIC) | Heistek, Tim | VU/F/BETA/CNCR/FGA | WN.C423H | - |  |  |  | 1 | P1000
EQ004788 |  | Microscope |  | Microscope | Carl Zeiss | Heistek, Tim | VU/F/BETA/CNCR/INF | WN.C423H | - |  |  |  | 0
EQ004787 |  | Motion Controller/Driver |  | Leica Vibratome Controller | Leica | Heistek, Tim | VU/F/BETA/CNCR/INF | WN.C423H | - |  |  |  | 0 | VT 1200S
EQ004786 |  | Vibratome |  | Leica Vibratome | Leica | Heistek, Tim | VU/F/BETA/CNCR/INF | WN.C423H | - |  |  |  | 0 | VT 1200S
EQ004785 |  | Microtome |  | Microm Microtome | Thermo Fisher Scientific | Heistek, Tim | VU/F/BETA/CNCR/INF | WN.C423H | - |  |  |  | 0 | HM 650V
EQ004784 |  | Water Bath |  | GFL Waterbath | GFL | Heistek, Tim | VU/F/BETA/CNCR/INF | WN.C423H | - |  |  |  | 0
EQ004783 |  | Computer Monitor |  | HP monitor | Hewlett Packard (HP) | Heistek, Tim | VU/F/BETA/CNCR/INF | WN.C423H | - |  |  |  | 0
EQ004782 | 003231 | Temperature Control Module |  | Temperature controller | Multi Channel Systems | Heistek, Tim | VU/F/BETA/CNCR/INF | WN.C423H | - |  |  |  | 0 | TC02
EQ004781 |  | Motion Controller/Driver |  | SM7 Remote controller | Luigs and Newman | Heistek, Tim | VU/F/BETA/CNCR/INF | WN.C423H | - |  |  |  | 0 | SM7
EQ004780 |  | Shutter Driver |  | Shutter driver | Vincent Associates | Heistek, Tim | VU/F/BETA/CNCR/INF | WN.C423H | - |  |  |  | 0 | VCM-D1
EQ004779 |  | Motion Controller/Driver |  | SM7 control | Luigs and Newman | Heistek, Tim | VU/F/BETA/CNCR/INF | WN.C423H | - |  |  |  | 0 | SM7
EQ004778 |  | Pressure controller |  | Pinch valve manifold | ALA Scientific Instruments | Heistek, Tim | VU/F/BETA/CNCR/INF | WN.C423H | - |  |  |  | 0 | ALA-VM4
EQ004777 |  | Microscope |  | Olympus microscope | Olympus | Heistek, Tim | VU/F/BETA/CNCR/INF | WN.C423H | - |  |  |  | 0 | IX51
EQ004776 |  | Barometer |  | Vacuum meter | Greisinger - GHM Meettechniek B.V. | Heistek, Tim | VU/F/BETA/CNCR/INF | WN.C423H | - |  |  |  | 0 | GDH12 AN
EQ004775 |  | Power Supply |  | Power supply | Siewers en Niesel | Heistek, Tim | VU/F/BETA/CNCR/INF | WN.C423H | - |  |  |  | 0
EQ004774 |  | Pressure controller |  | Valve control system | ALA Scientific Instruments | Heistek, Tim | VU/F/BETA/CNCR/INF | WN.C423H | - |  |  |  | 0 | BPS-4
EQ004773 |  | Data Acquisition Instrument |  | Data acquisition system | Axon Instruments | Heistek, Tim | VU/F/BETA/CNCR/INF | WN.C423H | - |  |  |  | 0 | Digidata 1332A
EQ004772 |  | Computer |  | LG computer | LG | Heistek, Tim | VU/F/BETA/CNCR/INF | WN.C423H | - |  |  |  | 0
EQ004771 | 022783 | Computer Monitor |  | DELL monitor | Dell | Heistek, Tim | VU/F/BETA/CNCR/INF | WN.C423H | - |  |  |  | 0
EQ004770 |  | Computer Monitor |  | HP monitor | Hewlett Packard (HP) | Heistek, Tim | VU/F/BETA/CNCR/INF | WN.C423H | - |  |  |  | 0 | HP L1950g
EQ004769 |  | Extension Cable |  | Extension cable | VU | Heistek, Tim | VU/F/BETA/CNCR/INF | WN.C423H | - |  |  |  | 1
EQ004768 |  | Extension Cable |  | Extension cable | VU | Heistek, Tim | VU/F/BETA/CNCR/INF | WN.C423H | - |  |  |  | 1
EQ004767 |  | Extension Cable |  | Extension cable | VU | Heistek, Tim | VU/F/BETA/CNCR/INF | WN.C423H | - |  |  |  | 1
EQ004766 |  | Extension Cable |  | Extension cable | VU | Heistek, Tim | VU/F/BETA/CNCR/INF | WN.C423H | - |  |  |  | 1
EQ004765 |  | Extension Cable |  | Extension cable | VU | Heistek, Tim | VU/F/BETA/CNCR/INF | WN.C423C | - |  |  |  | 1
EQ004764 |  | Microscope |  | Olympus Microscope | Olympus | Heistek, Tim | VU/F/BETA/CNCR/INF | WN.C423C | - |  |  |  | 1 | U-TV1XC
EQ004763 |  | Adapter |  | Hand switch CBM | Olympus | Heistek, Tim | VU/F/BETA/CNCR/INF | WN.C423C | - |  |  |  | 1 | U-HSCBM
EQ004762 |  | Light Source |  | Microscope LED light | CoolLED | Heistek, Tim | VU/F/BETA/CNCR/INF | WN.C423C | - |  |  |  | 1 | pE-300 ultra
EQ004761 |  | Adapter |  | Olympus control box | Olympus | Heistek, Tim | VU/F/BETA/CNCR/INF | WN.C423C | - |  |  |  | 1 | CBM
EQ004760 |  | Extension Cable |  | Extension cable | VU | Heistek, Tim | VU/F/BETA/CNCR/INF | WN.C423C | - |  |  |  | 1
EQ004759 |  | Boiler |  | AEG Boiler | AEG | Weering, JRT van | VU/F/BETA/CNCR/FGA | WN.C206 | - |  |  |  | 1 | EWH 15 mini U
EQ004758 |  | Microscope |  | Olympus microscope | Olympus | Heistek, Tim | VU/F/BETA/CNCR/INF | WN.C423C | - |  |  |  | 1 | SZX7
EQ004757 |  | Hot Plate |  | Hot Plate | Schott | Weering, JRT van | VU/F/BETA/CNCR/FGA | WN.C206 | - |  |  |  | 1
EQ004756 |  | Telephone |  | Telecom Telephone | Telecom | Heistek, Tim | VU/F/BETA/CNCR/INF | WN.C423C | - |  |  |  | 1
EQ004755 |  | Sample Preparation Unit |  | Leica Freeze Substitution System | Leica | Weering, JRT van | VU/F/BETA/CNCR/FGA | WN.C206 | - |  |  |  | 1 | EM AFS2
EQ004754 |  | Speakers |  | Logitech speakers | Logitech | Heistek, Tim | VU/F/BETA/CNCR/INF | WN.C423C | - |  |  |  | 1
EQ004753 |  | Cold light source |  | Cold Light Device | Volpi | Weering, JRT van | VU/F/BETA/CNCR/FGA | WN.C206 | - |  |  |  | 1 | Intralux 4000
EQ004752 |  | Speakers |  | Logitech speaker | Logitech | Heistek, Tim | VU/F/BETA/CNCR/INF | WN.C423C | - |  |  |  | 1
EQ004751 | 048233 | Computer |  | Lenovo computer | Lenovo | Heistek, Tim | VU/F/BETA/CNCR/INF | WN.C423C | - |  |  |  | 1
EQ004750 |  | Radio |  | Philips Radio | Philips | Weering, JRT van | VU/F/BETA/CNCR/FGA | WN.C206 | - |  |  |  | 1 | AE2100 FM
EQ004749 |  | Pump/Compressor |  | Air Compressor | Planet Air | Weering, JRT van | VU/F/BETA/CNCR/FGA | WN.C206 | - |  |  |  | 1 | L-S100-25
EQ004748 | 049126 | Computer |  | Lenovo computer | Lenovo | Heistek, Tim | VU/F/BETA/CNCR/INF | WN.C423C | - |  |  |  | 1
EQ004747 |  | Magnifier Lamp |  | Magnifier Lamp | VU | Weering, JRT van | VU/F/BETA/CNCR/FGA | WN.C206 | - |  |  |  | 1
EQ004746 |  | Computer Monitor |  | Omen monitor | Hewlett Packard (HP) | Heistek, Tim | VU/F/BETA/CNCR/INF | WN.C423C | - |  |  |  | 1
EQ004745 |  | Computer Monitor |  | DELL monitor | Dell | Heistek, Tim | VU/F/BETA/CNCR/INF | WN.C423C | - |  |  |  | 1
EQ004744 | 048276 | Computer Monitor |  | DELL monitor | Dell | Heistek, Tim | VU/F/BETA/CNCR/INF | WN.C423C | - |  |  |  | 1
EQ004743 |  | Microtome |  | Contrasting Instruments Ultrathin | Leica | Weering, JRT van | VU/F/BETA/CNCR/FGA | WN.C206 | - |  |  |  | 1 | EM AC20
EQ004742 |  | Sample Preparation Unit |  | Leica Rapid Transfer System | Leica | Weering, JRT van | VU/F/BETA/CNCR/FGA | WN.C206 | - |  |  |  | 1 | EM RTS
EQ004741 | 04910 | Computer Monitor |  | DELL monitor | Dell | Heistek, Tim | VU/F/BETA/CNCR/INF | WN.C423C | - |  |  |  | 1
EQ004740 | 049109 | Computer Monitor |  | DELL monitor | Dell | Heistek, Tim | VU/F/BETA/CNCR/INF | WN.C423C | - |  |  |  | 1
EQ004739 |  | Cooling Unit |  | Leica Freeze Substitution | Leica | Weering, JRT van | VU/F/BETA/CNCR/FGA | WN.C206 | - |  |  |  | 1 | EM FSP
EQ004738 |  | Microscope |  | Leica Microscope MZ16 | Leica | Weering, JRT van | VU/F/BETA/CNCR/FGA | WN.C206 | - |  |  |  | 1 | MZ16
EQ004737 | 048277 | Computer Monitor |  | DELL monitor | Dell | Heistek, Tim | VU/F/BETA/CNCR/INF | WN.C423C | - |  |  |  | 1
EQ004736 |  | Sample Preparation Unit |  | Leica High Pressure Freezer | Leica | Weering, JRT van | VU/F/BETA/CNCR/FGA | WN.C206 | - |  |  |  | 1 | EM PACT 2
EQ004735 |  | Microscope |  | Leica Microscope | Leica | Weering, JRT van | VU/F/BETA/CNCR/FGA | WN.C206 | - |  |  |  | 1 | DM750
EQ004734 |  | Hot Plate |  | IKA Hot Plate/Stirrer | IKA | Weering, JRT van | VU/F/BETA/CNCR/FGA | WN.C206 | - |  |  |  | 1 | RH-KT/C
EQ004733 |  | Hot Plate |  | IKA Hot Plate/Stirrer | IKA | Weering, JRT van | VU/F/BETA/CNCR/FGA | WN.C206 | - |  |  |  | 0 | RH
EQ004732 |  | Freezer |  | Freezer | Bosch | Weering, JRT van | VU/F/BETA/CNCR/FGA | WN.C206 | - |  |  |  | 1
EQ004731 |  | Transformer |  | Voltage converter | HQ Power | Heistek, Tim | VU/F/BETA/CNCR/INF | WN.C423E | - |  |  |  | 0
EQ004730 | 357 | Fridge |  | Fridge | Liebherr | Weering, JRT van | VU/F/BETA/CNCR/FGA | WN.C206 | - |  |  |  | 1 | Comfort
EQ004729 |  | Balance |  | VWR Balance | VWR | Weering, JRT van | VU/F/BETA/CNCR/FGA | WN.C206 | - |  |  |  | 1 | SE 1501
EQ004728 |  | Oven |  | Oven | Memmert | Weering, JRT van | VU/F/BETA/CNCR/FGA | WN.C206 | - |  |  |  | 1
EQ004727 |  | Camera |  | Microscope camera | Carl Zeiss | Heistek, Tim | VU/F/BETA/CNCR/INF | WN.C423E | - |  |  |  | 0
EQ004726 |  | Vortex |  | Vortex | Retsch | Weering, JRT van | VU/F/BETA/CNCR/FGA | WN.C206 | - |  |  |  | 1 | Mixer
EQ004725 | 008456 | Centrifuge |  | Centrifuge 5417R | Eppendorf | Weering, JRT van | VU/F/BETA/CNCR/FGA | WN.C206 | - |  |  |  | 1 | 5417R
EQ004724 |  | Camera |  | Microscope camera | Leica | Heistek, Tim | VU/F/BETA/CNCR/INF | WN.C423E | - |  |  |  | 0
EQ004723 |  | Heat Gun |  | Laser | Shanghai Laser & Optics Century Co., Ltd. (SLOC) | Heistek, Tim | VU/F/BETA/CNCR/INF | WN.C423E | - |  |  |  | 0
EQ004722 |  | Microscope Array |  | Jeol Electron Microscope | Jeol | Weering, JRT van | VU/F/BETA/CNCR/FGA | WN.B204 | - |  |  |  | 1 | JEM-1010
EQ004721 |  | Computer Monitor |  | Sony Black and White Monitor | Sony | Weering, JRT van | VU/F/BETA/CNCR/FGA | WN.B204 | - |  |  |  | 1 | SSM-930CE
EQ004720 | 022759 | Computer Monitor |  | Fujitsu Computer Monitor | Fujitsu | Weering, JRT van | VU/F/BETA/CNCR/FGA | WN.B204 | - |  |  |  | 1 | P24W-5
EQ004719 | 024904 | Computer |  | HP Computer | Hewlett Packard (HP) | Weering, JRT van | VU/F/BETA/CNCR/FGA | WN.B204 | - |  |  |  | 1 | Compaq Elite 8300 CMT
EQ004718 |  | Vacuum Gauge |  | Edwards Vacuum Gauge | Edwards | Weering, JRT van | VU/F/BETA/CNCR/FGA | WN.B204 | - |  |  |  | 1 | Penning 8
EQ004717 |  | Extension Cable |  | Extension Cable | VU | Weering, JRT van | VU/F/BETA/CNCR/FGA | WN.B210 | - |  |  |  | 1
EQ004716 |  | Speakers |  | Speakers | Altec Lansing | Weering, JRT van | VU/F/BETA/CNCR/FGA | WN.B210 | - |  |  |  | 1
EQ004715 |  | Heat Gun |  | Constant heat control gun | Skil | Heistek, Tim | VU/F/BETA/CNCR/INF | WN.C423E | - |  |  |  | 0
EQ004714 |  | Transformer |  | Addierer | Sigmann Elektronik GmbH | Heistek, Tim | VU/F/BETA/CNCR/INF | WN.C423E | - |  |  |  | 0
EQ004713 |  | Transformer |  | Tetanizer | Sigmann Elektronik GmbH | Heistek, Tim | VU/F/BETA/CNCR/INF | WN.C423E | - |  |  |  | 0
EQ004712 |  | Light Source |  | Leica Light Source | Leica | Weering, JRT van | VU/F/BETA/CNCR/FGA | WN.B210 | - |  |  |  | 1 | EL6000
EQ004711 |  | Thermometer |  | Digital thermometer | Sigmann Elektronik GmbH | Heistek, Tim | VU/F/BETA/CNCR/INF | WN.C423E | - |  |  |  | 0
EQ004710 |  | Temperature Control Module |  | Temperature controller | Sigmann Elektronik GmbH | Heistek, Tim | VU/F/BETA/CNCR/INF | WN.C423E | - |  |  |  | 0
EQ004709 |  | Thermal Stage |  | Linkam Correlative Stage | Linkam | Weering, JRT van | VU/F/BETA/CNCR/FGA | WN.B210 | - |  |  |  | 1 | Correlative Stage
EQ004708 |  | Transformer |  | Manual seal sucker | Sigmann Elektronik GmbH | Heistek, Tim | VU/F/BETA/CNCR/INF | WN.C423E | - |  |  |  | 0
EQ004707 |  | Microscope |  | Leica Microscope | Leica | Weering, JRT van | VU/F/BETA/CNCR/FGA | WN.B210 | - |  |  |  | 1 | DM2500
EQ004706 |  | Transilluminator |  | Appligene Transilluminator | Appligene | Weering, JRT van | VU/F/BETA/CNCR/FGA | WN.B210 | - |  |  |  | 1 | Transilluminator M-20
EQ004705 |  | Generator |  | Stimulus generator | Sigmann Elektronik GmbH | Heistek, Tim | VU/F/BETA/CNCR/INF | WN.C423E | - |  |  |  | 0
EQ004704 |  | Camera |  | VELETA Camera | Olympus | Weering, JRT van | VU/F/BETA/CNCR/FGA | WN.B210 | - |  |  |  | 1 | T014-100000-00
EQ004703 |  | Vacuum Pump |  | Gatan Turbo Pumping Station | Gatan | Weering, JRT van | VU/F/BETA/CNCR/FGA | WN.B210 | - |  |  |  | 1 | 655 Dry Pumping Station
EQ004702 |  | Timer |  | Programmable timer | Sigmann Elektronik GmbH | Heistek, Tim | VU/F/BETA/CNCR/INF | WN.C423E | - |  |  |  | 0
EQ004701 |  | Camera controller |  | TEM Camera Controller | Olympus | Weering, JRT van | VU/F/BETA/CNCR/FGA | WN.B210 | - |  |  |  | 1 | T060-100000-00
EQ004700 |  | Temperature Control Module |  | Gatan Cold Stage Controller | Gatan | Weering, JRT van | VU/F/BETA/CNCR/FGA | WN.B210 | - |  |  |  | 1 | Model 900.60HA
EQ004699 |  | Transformer |  | Tetanizer | Sigmann Elektronik GmbH | Heistek, Tim | VU/F/BETA/CNCR/INF | WN.C423E | - |  |  |  | 0
EQ004698 |  | Vacuum Pump |  | Vacuum Pump | Edwards | Weering, JRT van | VU/F/BETA/CNCR/FGA | WN.B210 | - |  |  |  | 1 | RV8 // A654-01-903
EQ004697 |  | Hot Plate |  | Kunz Hot Plate | Kunz Instruments | Weering, JRT van | VU/F/BETA/CNCR/FGA | WN.B210 | - |  |  |  | 1
EQ004696 |  | Vacuum Cleaner |  | Philips Vacuum Cleaner | Philips | Weering, JRT van | VU/F/BETA/CNCR/FGA | WN.B210 | - |  |  |  | 1 | Vision 8731
EQ004695 |  | Computer |  | Processing Tower | Fei | Weering, JRT van | VU/F/BETA/CNCR/FGA | WN.B210 | - |  |  |  | 1 | 9432 050 18411 / Technai G2 Spirit
EQ004694 |  | Computer |  | FEI Computer | Fei | Weering, JRT van | VU/F/BETA/CNCR/FGA | WN.B210 | - |  |  |  | 1 | PC XP IMB DESK
EQ004693 |  | Lamp |  | Lamp | VU | Weering, JRT van | VU/F/BETA/CNCR/FGA | WN.B210 | - |  |  |  | 1
EQ004692 |  | Amplifier |  | Piezo-filter amplifier | Sigmann Elektronik GmbH | Heistek, Tim | VU/F/BETA/CNCR/INF | WN.C423E | - |  |  |  | 0
EQ004691 | PC10-116 | Computer |  | HP Computer | Hewlett Packard (HP) | Weering, JRT van | VU/F/BETA/CNCR/FGA | WN.B210 | - |  |  |  | 1 | Compaq dc7900 SFF
EQ004690 |  | Electronic Signal Processing Device |  | Procrustes Signal processor Mk3 | Afdeling Elektronica Faculteit Biologie VU | Heistek, Tim | VU/F/BETA/CNCR/INF | WN.C423E | - |  |  |  | 0 | 2365-96-018
EQ004689 | B210-001 | Computer |  | Technai Spirit ESI | Fei | Weering, JRT van | VU/F/BETA/CNCR/FGA | WN.B210 | - |  |  |  | 1 | 9432 050 18411 / Technai Spirit
EQ004688 |  | Computer |  | Lab Computer Fei | Fei | Weering, JRT van | VU/F/BETA/CNCR/FGA | WN.B210 | - |  |  |  | 1
EQ004687 |  | Oscilloscope |  | HP Oscilloscope | Hewlett Packard (HP) | Heistek, Tim | VU/F/BETA/CNCR/INF | WN.C423E | - |  |  |  | 0
EQ004686 |  | Computer Monitor |  | Computer Monitor LCD NEC | Nec | Weering, JRT van | VU/F/BETA/CNCR/FGA | WN.B210 | - |  |  |  | 1 | Multisync LCD2090UXi
EQ004685 |  | Computer Monitor |  | Computer Monitor LCD NEC | Nec | Weering, JRT van | VU/F/BETA/CNCR/FGA | WN.B210 | - |  |  |  | 1 | Multisync LCD2090UXi
EQ004684 |  | Computer Monitor |  | Computer Monitor Fujitsu | Fujitsu | Weering, JRT van | VU/F/BETA/CNCR/FGA | WN.B210 | - |  |  |  | 0
EQ004683 |  | Power/Energy Meter |  | Current and voltage clamp | Axon Instruments | Heistek, Tim | VU/F/BETA/CNCR/INF | WN.C423E | - |  |  |  | 0 | AXOCLAMP 2b
EQ004682 |  | Computer Monitor |  | NEC Computer Monitor | Nec | Weering, JRT van | VU/F/BETA/CNCR/FGA | WN.B210 | - |  |  |  | 1 | LCD2090UXi-1
EQ004681 |  | Microinjector |  | Picospritzer Microinjector | General Valve Corporation | Heistek, Tim | VU/F/BETA/CNCR/INF | WN.C423E | - |  |  |  | 0
EQ004680 |  | Ultrasonic Cleaner |  | Sonicator | Wilten Woltil B.V. | Weering, JRT van | VU/F/BETA/CNCR/FGA | WN.A203 | - |  |  |  | 1 | Eurosonic 11
EQ004679 |  | Peristaltic Pump |  | Peristaltic Pump | Retsch | Hoetjes, PJ | VU/F/BETA/CNCR/FGA | WN.A036 | - |  |  |  | 1
EQ004678 |  | Vacuum Pump |  | Adixen Vacuum Pump | adixen | Weering, JRT van | VU/F/BETA/CNCR/FGA | WN.A203 | - |  |  |  | 1 | OME 25S (205SDMHDM)
EQ004677 |  | Coater |  | Leica Vacuum Coater | Leica | Weering, JRT van | VU/F/BETA/CNCR/FGA | WN.A203 | - |  |  |  | 1 | EM ACE200
EQ004676 |  | Boiler |  | AEG Boiler | AEG | Weering, JRT van | VU/F/BETA/CNCR/FGA | WN.A203 | - |  |  |  | 1
EQ004675 |  | Light Source |  | Reichert Light Source | Reichert | Weering, JRT van | VU/F/BETA/CNCR/FGA | WN.A203 | - |  |  |  | 1 | 7940
EQ004674 |  | Light Source |  | Reichert Light Source | Reichert | Weering, JRT van | VU/F/BETA/CNCR/FGA | WN.A203 | - |  |  |  | 1 | 620501
EQ004673 |  | Amplifier |  | BNC-2090 Terminal block | National Instruments | Heistek, Tim | VU/F/BETA/CNCR/INF | WN.C423E | - |  |  |  | 0
EQ004672 |  | Microscope |  | Carl Zeiss Microscope | Carl Zeiss | Weering, JRT van | VU/F/BETA/CNCR/FGA | WN.A203 | - |  |  |  | 0
EQ004671 |  | Radio |  | Portable Radio CD Player | iCES | Weering, JRT van | VU/F/BETA/CNCR/FGA | WN.A203A | - |  |  |  | 1 | ISCD-32
EQ004670 |  | Amplifier |  | Window Discriminator | FHC Inc. | Heistek, Tim | VU/F/BETA/CNCR/INF | WN.C423E | - |  |  |  | 0
EQ004669 |  | Microtome |  | Ultramicrotome Operating Module | Reichert | Weering, JRT van | VU/F/BETA/CNCR/FGA | WN.A203A | - |  |  |  | 1 | Ultracut 701701
EQ004668 |  | Binoculars |  | Carl Zeiss Binocular Microscope | Carl Zeiss | Weering, JRT van | VU/F/BETA/CNCR/FGA | WN.A203 | - |  |  |  | 1
EQ004667 |  | Microtome |  | Ultramicrotome | Reichert | Weering, JRT van | VU/F/BETA/CNCR/FGA | WN.A203A | - |  |  |  | 1 | Ultracut 701701
EQ004666 |  | Amplifier |  | Amplifier Noise-Clipper | Sigmann Elektronik GmbH | Heistek, Tim | VU/F/BETA/CNCR/INF | WN.C423E | - |  |  |  | 0
EQ004665 |  | Microtome |  | Ultramicrotome Operating Module | Reichert | Weering, JRT van | VU/F/BETA/CNCR/FGA | WN.A203B | - |  |  |  | 1 | Ultracut E 70 1704
EQ004664 |  | Light Source |  | Fi Light Source | Fi | Weering, JRT van | VU/F/BETA/CNCR/FGA | WN.A203 | - |  |  |  | 0 | L100
EQ004663 |  | Microscope Array |  | Leica Automatic Plunge Freezer | Leica | Weering, JRT van | VU/F/BETA/CNCR/FGA | WN.A203 | - |  |  |  | 1 | EM GP
EQ004662 |  | Microtome |  | Ultramicrotome | Reichert | Weering, JRT van | VU/F/BETA/CNCR/FGA | WN.A203B | - |  |  |  | 1 | Ultracut E 70 1704
EQ004661 |  | Amplifier |  | Lynx-8 Amplifier | Neuralynx | Heistek, Tim | VU/F/BETA/CNCR/INF | WN.C423E | - |  |  |  | 0 | Lynx-8
EQ004660 |  | Microscope Array |  | Leica Microscope Tube Accessory | Leica | Weering, JRT van | VU/F/BETA/CNCR/FGA | WN.A203C | - |  |  |  | 1 | 706030 - FC7
EQ004659 |  | Power Supply |  | ARC lamp power supply | Cairn | Heistek, Tim | VU/F/BETA/CNCR/INF | WN.C423E | - |  |  |  | 0
EQ004658 |  | Camera controller |  | Leica Mikrosystems Imaging Device | Leica | Weering, JRT van | VU/F/BETA/CNCR/FGA | WN.A203C | - |  |  |  | 1 | 655850 REV 00
EQ004657 |  | Power Supply |  | ARC lamp power supply | Cairn | Heistek, Tim | VU/F/BETA/CNCR/INF | WN.C423E | - |  |  |  | 0
EQ004656 |  | Power Supply |  | Ultramicrotome Power Supply | Leica | Weering, JRT van | VU/F/BETA/CNCR/FGA | WN.A203C | - |  |  |  | 1 | Leica EM Crion AC/DC
EQ004655 |  | Vibration Isolator |  | Ultramicrotome | Leica | Weering, JRT van | VU/F/BETA/CNCR/FGA | WN.A203C | - |  |  |  | 1 | Leica EM FC7/UC7
EQ004654 |  | Computer Monitor |  | Acer monitor | Acer | Heistek, Tim | VU/F/BETA/CNCR/INF | WN.C423E | - |  |  |  | 0
EQ004653 |  | Computer Monitor |  | DELL monitor | Dell | Heistek, Tim | VU/F/BETA/CNCR/INF | WN.C423E | - |  |  |  | 0
EQ004652 |  | Computer |  | DELL computer | Dell | Heistek, Tim | VU/F/BETA/CNCR/INF | WN.C423E | - |  |  |  | 0
EQ004651 |  | Computer |  | DELL computer | Dell | Heistek, Tim | VU/F/BETA/CNCR/INF | WN.C423E | - |  |  |  | 0
EQ004650 |  | Computer |  | DELL computer | Dell | Heistek, Tim | VU/F/BETA/CNCR/INF | WN.C423E | - |  |  |  | 0
EQ004649 | PC09-118 | Computer |  | HP computer | Hewlett Packard (HP) | Heistek, Tim | VU/F/BETA/CNCR/INF | WN.C423E | - |  |  |  | 0
EQ004648 | PC10-114 | Computer |  | HP computer | Hewlett Packard (HP) | Heistek, Tim | VU/F/BETA/CNCR/INF | WN.C423E | - |  |  |  | 0
EQ004647 |  | Extension Cable |  | Extension cable | VU | Heistek, Tim | VU/F/BETA/CNCR/INF | WN.C423E | - |  |  |  | 0
EQ004646 |  | Anesthesia Machine |  | Multiplus Anesthesia Machine | Veterinary Technics Int. | Hoetjes, PJ | VU/F/BETA/CNCR/FGA | WN.A036 | - |  |  |  | 1 | Multiplus ME
EQ004645 |  | Incubator |  | MMM Incubator | MMM Group | Hoetjes, PJ | VU/F/BETA/CNCR/FGA | WN.A036 | - |  |  |  | 1 | Ecocell 55
EQ004644 |  | Active Scavenging Unit |  | Filter Weighing Mechanism | Vettech Solutions | Hoetjes, PJ | VU/F/BETA/CNCR/FGA | WN.A036 | - |  |  |  | 1 | VETSCAV
EQ004643 | 005062 | Cold light source |  | Cold Light Device | Schott | Hoetjes, PJ | VU/F/BETA/CNCR/FGA | WN.A036 | - |  |  |  | 1 | KL1500
EQ004642 |  | Lamp |  | Lamp | MAUL | Heistek, Tim | VU/F/BETA/CNCR/INF | WN.C423G | - |  |  |  | 1
EQ004641 |  | Water Bath |  | Medingen Water Bath | Medingen | Huijgen, Judith | VU/F/BETA/CNCR/FGA | WN.A367 | - |  |  |  | 1 | WBT 6
EQ004640 |  | Vacuum Pump |  | Vacuum pump | KNF | Heistek, Tim | VU/F/BETA/CNCR/INF | WN.C423G | - |  |  |  | 1
EQ004639 | Koelkast 2; 104 | Fridge |  | Fridge | Liebherr | Hoetjes, PJ | VU/F/BETA/CNCR/FGA | WN.A036 | - |  |  |  | 1 | Comfort
EQ004638 |  | Binoculars |  | Zeiss Microscope | Carl Zeiss | Hoetjes, PJ | VU/F/BETA/CNCR/FGA | WN.A036 | - |  |  |  | 1 | Stemi SV 6
EQ004637 |  | Balance |  | Sartorius Precision Balance | Sartorius | Hoetjes, PJ | VU/F/BETA/CNCR/FGA | WN.A036 | - |  |  |  | 1
EQ004636 | 008513 | Osmometer |  | Osmomat 030 | Gonotec | Hoetjes, PJ | VU/F/BETA/CNCR/FGA | WN.A036 | - |  |  |  | 1 | Osmomat 030
EQ004635 |  | Light Source |  | Schott Light Source | Schott | Hoetjes, PJ | VU/F/BETA/CNCR/FGA | WN.A036 | - |  |  |  | 1 | KL 150 B
EQ004634 |  | Extension Cable |  | Extension cable | VU | Heistek, Tim | VU/F/BETA/CNCR/INF | WN.C423E | - |  |  |  | 0
EQ004633 | 008513 | Osmometer |  | Osmomat 030 | Gonotec | Hoetjes, PJ | VU/F/BETA/CNCR/FGA | WN.A036 | - |  |  |  | 1 | Osmomat 030
EQ004632 |  | Microwave oven |  | Panasonic Microwave | Panasonic | Hoetjes, PJ | VU/F/BETA/CNCR/FGA | WN.A036 | - |  |  |  | 1
EQ004631 |  | Vortex |  | Retsch Vortex | Retsch | Hoetjes, PJ | VU/F/BETA/CNCR/FGA | WN.A036 | - |  |  |  | 1
EQ004630 |  | Power Supply |  | Scanning Galvo syst. Power supply | VU | Heistek, Tim | VU/F/BETA/CNCR/INF | WN.C423E | - |  |  |  | 0
EQ004629 |  | Hot Plate |  | Slide Warmer | Barnstead | Hoetjes, PJ | VU/F/BETA/CNCR/FGA | WN.A036 | - |  |  |  | 1 | 26007CE
EQ004628 |  | Vibration Isolator |  | Leica Vibratome | Leica | Hoetjes, PJ | VU/F/BETA/CNCR/FGA | WN.A036 | - |  |  |  | 1 | LeicaVT1200S
EQ004627 |  | Centrifuge |  | Centrifuge 1-13 | Sigma | Hoetjes, PJ | VU/F/BETA/CNCR/FGA | WN.A036 | - |  |  |  | 1 | 1-13
EQ004626 |  | Hot Plate |  | Corning Hot Plate/Stirrer | Corning | Hoetjes, PJ | VU/F/BETA/CNCR/FGA | WN.A036 | - |  |  |  | 1 | PC-410D
EQ004625 |  | Cold light source |  | Cold light source | Olympus | Heistek, Tim | VU/F/BETA/CNCR/INF | WN.C423E | - |  |  |  | 0 | KL 1500 LCD
EQ004624 |  | Hot Plate |  | PMC Hot Plate/Stirrer | PMC | Hoetjes, PJ | VU/F/BETA/CNCR/FGA | WN.A036 | - |  |  |  | 1 | 502C-2
EQ004623 |  | Motor driver |  | Osada micromotor | Osada Electric Co., Ltd. | Heistek, Tim | VU/F/BETA/CNCR/INF | WN.C423E | - |  |  |  | 0 | Success 40
EQ004622 |  | Material Chopper |  | Mcilwain Tissue Chopper | The Mickle Laboratory Engineering Co.Ltd | Hoetjes, PJ | VU/F/BETA/CNCR/FGA | WN.A036 | - |  |  |  | 1
EQ004621 |  | Extension Cable |  | Extension Cable | VU | Hoetjes, PJ | VU/F/BETA/CNCR/FGA | WN.A036 | - |  |  |  | 1
EQ004620 |  | Extension Cable |  | Extension Cable | VU | Hoetjes, PJ | VU/F/BETA/CNCR/FGA | WN.A036 | - |  |  |  | 1
EQ004619 |  | Temperature Control Module |  | DC Temperature controller | FHC Inc. | Heistek, Tim | VU/F/BETA/CNCR/INF | WN.C423E | - |  |  |  | 0
EQ004618 |  | Cold light source |  | Cold light source | Olympus | Heistek, Tim | VU/F/BETA/CNCR/INF | WN.C423E | - |  |  |  | 0 | KL 1500 LCD
EQ004617 |  | Peristaltic Pump |  | Peristaltic pump | Gilson | Heistek, Tim | VU/F/BETA/CNCR/INF | WN.C423E | - |  |  |  | 0 | Minipuls 3
EQ004616 |  | Extension Cable |  | Extension Cable | VU | Hoetjes, PJ | VU/F/BETA/CNCR/FGA | WN.A036 | - |  |  |  | 1
EQ004615 |  | Power Supply |  | DPSSL Driver | VU | Heistek, Tim | VU/F/BETA/CNCR/INF | WN.C423E | - |  |  |  | 0
EQ004614 |  | Vibration Isolator |  | Stimulus Isolator | World Precision Instruments | Heistek, Tim | VU/F/BETA/CNCR/INF | WN.C423E | - |  |  |  | 0 | A 385
EQ004613 |  | Power Supply |  | Laboratory power supply | Conrad | Heistek, Tim | VU/F/BETA/CNCR/INF | WN.C423E | - |  |  |  | 0 | PS-302A
EQ004612 |  | Battery Charger |  | Battery charger | World Precision Instruments | Heistek, Tim | VU/F/BETA/CNCR/INF | WN.C423E | - |  |  |  | 1 | A 382
EQ004611 |  | Motion Controller/Driver |  | MC 1100e Controller | Siskiyou | Heistek, Tim | VU/F/BETA/CNCR/INF | WN.C423E | - |  |  |  | 1 | MC 1100e
EQ004610 |  | Power Supply |  | Microscope power supply | Carl Zeiss | Heistek, Tim | VU/F/BETA/CNCR/INF | WN.C423E | - |  |  |  | 1 | SNT
EQ004609 |  | Shutter Driver |  | Shutter controller | Cairn | Heistek, Tim | VU/F/BETA/CNCR/INF | WN.C423E | - |  |  |  | 1
EQ004608 |  | Speakers |  | Dell Speakers | Dell | Hoetjes, PJ | VU/F/BETA/CNCR/FGA | WN.A044 | - |  |  |  | 0
EQ004607 |  | Laser |  | Nikon Laser Unit | Nikon | Hoetjes, PJ | VU/F/BETA/CNCR/FGA | WN.A044 | - |  |  |  | 1 | LU-NV Laser Unit C
EQ004606 |  | Motion Controller/Driver |  | MCL Nano-Drive | Mad City Labs Inc. (MCL) | Hoetjes, PJ | VU/F/BETA/CNCR/FGA | WN.A044 | - |  |  |  | 1 | Nano-Drive
EQ004605 |  | Light Source |  | Nikon Light Source | Nikon | Hoetjes, PJ | VU/F/BETA/CNCR/FGA | WN.A044 | - |  |  |  | 1 | Intensilight C-HGFIE
EQ004604 |  | Light Source |  | Sumita Light Source | Sumita | Hoetjes, PJ | VU/F/BETA/CNCR/FGA | WN.A044 | - |  |  |  | 1 | LS-DWL-N
EQ004603 |  | Power Supply |  | Nikon Power Supply | Nikon | Hoetjes, PJ | VU/F/BETA/CNCR/FGA | WN.A044 | - |  |  |  | 1 | NI-CTLA
EQ004602 |  | Motion Controller/Driver |  | Prior Motor Controller | Prior | Hoetjes, PJ | VU/F/BETA/CNCR/FGA | WN.A044 | - |  |  |  | 1 | ProScan III (V31XYZ/C)
EQ004601 |  | Temperature Control Module |  | Multichannel Systems Temperature Controller | Multi Channel Systems | Hoetjes, PJ | VU/F/BETA/CNCR/FGA | WN.A044 | - |  |  |  | 1 | TC01
EQ004600 |  | Microscope |  | Nikon Confocal Microscope | Nikon | Hoetjes, PJ | VU/F/BETA/CNCR/FGA | WN.A044 | - |  |  |  | 1 | A1-SHR
EQ004599 |  | Camera |  | Andor Detector | Andor | Hoetjes, PJ | VU/F/BETA/CNCR/FGA | WN.A044 | - |  |  |  | 1 | ZYLA-4.2P-USB3
EQ004598 |  | Power Supply |  | VU Switch Board | VU | Hoetjes, PJ | VU/F/BETA/CNCR/FGA | WN.A044 | - |  |  |  | 1
EQ004597 |  | Trigger pulse interface |  | AMPI Stimulus Isolator | A.M.P.I | Hoetjes, PJ | VU/F/BETA/CNCR/FGA | WN.A044 | - |  |  |  | 1 | ISO-flex
EQ004596 |  | Transformer |  | Isolated Bipolar Current Stimulator | VU | Hoetjes, PJ | VU/F/BETA/CNCR/FGA | WN.A044 | - |  |  |  | 1 | 440b
EQ004595 |  | Lamp |  | High intensity lamp | Cairn | Heistek, Tim | VU/F/BETA/CNCR/INF | WN.C423E | - |  |  |  | 1
EQ004594 |  | Motion Controller/Driver |  | Prior Motion Controller | Prior | Hoetjes, PJ | VU/F/BETA/CNCR/FGA | WN.A044 | - |  |  |  | 1 | PS3J100/C
EQ004593 |  | Laser Controller Unit |  | Nikon A1R Source | Nikon | Hoetjes, PJ | VU/F/BETA/CNCR/FGA | WN.A044 | - |  |  |  | 1 | A1R
EQ004592 |  | Microscope |  | Micro Forge microscope | Narishige | Heistek, Tim | VU/F/BETA/CNCR/INF | WN.C423E | - |  |  |  | 1 | Micro Forge MF-900
EQ004591 |  | Microscope |  | Zeiss microscope | Carl Zeiss | Heistek, Tim | VU/F/BETA/CNCR/INF | WN.C423E | - |  |  |  | 1 | Axioskop SNT 12V
EQ004590 |  | Laser Controller Unit |  | Nikon A1 Source | Nikon | Hoetjes, PJ | VU/F/BETA/CNCR/FGA | WN.A044 | - |  |  |  | 1 | A1
EQ004589 |  | Motion Controller/Driver |  | Micromanipulator Control Box | Luigs and Newman | Hoetjes, PJ | VU/F/BETA/CNCR/FGA | WN.A044 | - |  |  |  | 1 | SM-10
EQ004588 |  | Data Acquisition Instrument |  | Axon DAQ | Axon Instruments | Hoetjes, PJ | VU/F/BETA/CNCR/FGA | WN.A044 | - |  |  |  | 1 | Digidata 1550
EQ004587 |  | Extension Cable |  | Extension Cable | VU | Hoetjes, PJ | VU/F/BETA/CNCR/FGA | WN.A044 | - |  |  |  | 1
EQ004586 |  | Extension Cable |  | Extension Cable | VU | Hoetjes, PJ | VU/F/BETA/CNCR/FGA | WN.A044 | - |  |  |  | 1
EQ004585 |  | Extension Cable |  | Extension Cable | VU | Hoetjes, PJ | VU/F/BETA/CNCR/FGA | WN.A044 | - |  |  |  | 1
EQ004584 |  | Extension Cable |  | Extension Cable | VU | Hoetjes, PJ | VU/F/BETA/CNCR/FGA | WN.A044 | - |  |  |  | 1
EQ004583 |  | Microscope |  | Leica microscope | Leica | Heistek, Tim | VU/F/BETA/CNCR/INF | WN.C423E | - |  |  |  | 1 | Micro
EQ004582 |  | Amplifier |  | Axon Amplifier | Axon Instruments | Hoetjes, PJ | VU/F/BETA/CNCR/FGA | WN.A044 | - |  |  |  | 1 | MultiClamp 700B
EQ004581 |  | Power Supply |  | VU Power Supply | VU | Hoetjes, PJ | VU/F/BETA/CNCR/FGA | WN.A044 | - |  |  |  | 1
EQ004580 |  | Radio |  | Sony radio | Sony | Heistek, Tim | VU/F/BETA/CNCR/INF | WN.C423G | - |  |  |  | 1
EQ004579 | 012062 | Power Supply |  | VU Power Supply | VU | Hoetjes, PJ | VU/F/BETA/CNCR/FGA | WN.A044 | - |  |  |  | 1
EQ004578 |  | Fan |  | Fan | Kaz | Hoetjes, PJ | VU/F/BETA/CNCR/FGA | WN.A044 | - |  |  |  | 1 | DS640NE
EQ004577 | 021558;PC09-124 | Computer |  | HP Computer | Hewlett Packard (HP) | Hoetjes, PJ | VU/F/BETA/CNCR/FGA | WN.A044 | - |  |  |  | 1 | Compaq dc7900 CMT
EQ004576 |  | Trigger pulse interface |  | AMPI Pulse Stimulator | A.M.P.I | Hoetjes, PJ | VU/F/BETA/CNCR/FGA | WN.A044 | - |  |  |  | 1 | Master-9
EQ004575 |  | Power Supply |  | DPSSL Driver | VU | Hoetjes, PJ | VU/F/BETA/CNCR/FGA | WN.A044 | - |  |  |  | 1
EQ004574 |  | Magnifier Lamp |  | Magnifier Lamp | VU | Hoetjes, PJ | VU/F/BETA/CNCR/FGA | WN.A044 | - |  |  |  | 1
EQ004573 |  | Shutter Driver |  | Rapp Shutter Driver | Rapp OptoElectronic | Hoetjes, PJ | VU/F/BETA/CNCR/FGA | WN.A044 | - |  |  |  | 1 | DL-473
EQ004572 |  | Slicer |  | PFA slicer | VU | Heistek, Tim | VU/F/BETA/CNCR/INF | WN.C423G | - |  |  |  | 1
EQ004571 |  | Computer |  | HP Computer | Hewlett Packard (HP) | Hoetjes, PJ | VU/F/BETA/CNCR/FGA | WN.A044 | - |  |  |  | 1 | Z840
EQ004570 |  | Shaker/Mixer |  | Shaker | IKA | Heistek, Tim | VU/F/BETA/CNCR/INF | WN.C423G | - |  |  |  | 1 | IKA VIBRAX VXR BASIC
EQ004569 |  | Nanoposition Controller |  | STM 3 Position Controller | VU | Hoetjes, PJ | VU/F/BETA/CNCR/FGA | WN.A044 | - |  |  |  | 1 | STM 3
EQ004568 |  | Pipette |  | Pipette | Gilson | Heistek, Tim | VU/F/BETA/CNCR/INF | WN.C423G | - |  |  |  | 1
EQ004567 |  | Pipette |  | Pipette | Gilson | Heistek, Tim | VU/F/BETA/CNCR/INF | WN.C423G | - |  |  |  | 1
EQ004566 |  | Motion Controller/Driver |  | Motion Controller | Luigs and Newman | Hoetjes, PJ | VU/F/BETA/CNCR/FGA | WN.A044 | - |  |  |  | 1 | TAS 7
EQ004565 |  | Pipette |  | P20 Pipette | Gilson | Heistek, Tim | VU/F/BETA/CNCR/INF | WN.C423G | - |  |  |  | 1 | P20
EQ004564 |  | Computer Monitor |  | HP Computer Monitor | Hewlett Packard (HP) | Hoetjes, PJ | VU/F/BETA/CNCR/FGA | WN.A044 | - |  |  |  | 1 | Z24n
EQ004563 |  | Pipette |  | Pipette | Gilson | Heistek, Tim | VU/F/BETA/CNCR/INF | WN.C423G | - |  |  |  | 1
EQ004562 |  | Computer Monitor |  | HP Computer Monitor | Hewlett Packard (HP) | Hoetjes, PJ | VU/F/BETA/CNCR/FGA | WN.A044 | - |  |  |  | 1 | Z24n
EQ004561 |  | Microscope |  | Olympus microscope | Olympus | Heistek, Tim | VU/F/BETA/CNCR/INF | WN.C423G | - |  |  |  | 1 | CX43
EQ004560 |  | Computer Monitor |  | HP Computer Monitor | Hewlett Packard (HP) | Hoetjes, PJ | VU/F/BETA/CNCR/FGA | WN.A044 | - |  |  |  | 1 | E231
EQ004559 | 012268 | Microinjector |  | Intracellular Microinjection | Parker Automation | Hoetjes, PJ | VU/F/BETA/CNCR/FGA | WN.A044 | - |  |  |  | 1 | Picospritzer III
EQ004558 |  | Lamp |  | Lamp | Philips | Heistek, Tim | VU/F/BETA/CNCR/INF | WN.C423G | - |  |  |  | 1
EQ004557 |  | Extension Cable |  | Extension Cable | VU | Hoetjes, PJ | VU/F/BETA/CNCR/FGA | WN.A044 | - |  |  |  | 1
EQ004556 |  | Extension Cable |  | Extension cable | VU | Heistek, Tim | VU/F/BETA/CNCR/INF | WN.C423G | - |  |  |  | 1
EQ004555 | 010210 | Microtome |  | Vibrating blade microtome | Leica | Heistek, Tim | VU/F/BETA/CNCR/INF | WN.C423G | - |  |  |  | 1 | VT 1000S
EQ004554 |  | Water Bath |  | Waterbath GFL | GFL | Heistek, Tim | VU/F/BETA/CNCR/INF | WN.C423G | - |  |  |  | 1 | 1002
EQ004553 |  | Microscope |  | Microscope FS | Carl Zeiss | Hoetjes, PJ | VU/F/BETA/CNCR/FGA | WN.A044 | - |  |  |  | 1 | Axioscop FS
EQ004552 |  | Power Supply |  | Microscope Lamp Power Supply | Carl Zeiss | Hoetjes, PJ | VU/F/BETA/CNCR/FGA | WN.A044 | - |  |  |  | 1
EQ004551 |  | Cold light source |  | Cold Light Source | Carl Zeiss | Hoetjes, PJ | VU/F/BETA/CNCR/FGA | WN.A044 | - |  |  |  | 1
EQ004550 |  | Extension Cable |  | Extension Cable | VU | Hoetjes, PJ | VU/F/BETA/CNCR/FGA | WN.A044 | - |  |  |  | 1
EQ004549 |  | Extension Cable |  | Extension Cable | VU | Hoetjes, PJ | VU/F/BETA/CNCR/FGA | WN.A044 | - |  |  |  | 1
EQ004548 |  | Slicer |  | Slicer HR2 | Samsung | Heistek, Tim | VU/F/BETA/CNCR/INF | WN.C423G | - |  |  |  | 1 | HR2
EQ004547 |  | Trigger pulse interface |  | Pulse Simulator | A.M.P.I | Hoetjes, PJ | VU/F/BETA/CNCR/FGA | WN.A044 | - |  |  |  | 1 | Master-8
EQ004546 |  | Television |  | Samsung TV | Samsung | Heistek, Tim | VU/F/BETA/CNCR/INF | WN.C423G | - |  |  |  | 1
EQ004545 |  | Power Supply |  | Power Supply ES | Delta Elektronika | Hoetjes, PJ | VU/F/BETA/CNCR/FGA | WN.A044 | - |  |  |  | 1 | ES-03010
EQ004544 |  | Fridge |  | Liebherr Fridge | Liebherr | Hoetjes, PJ | VU/F/BETA/CNCR/FGA | WN.A044 | - |  |  |  | 0 | UKS 1800 Index 11
EQ004543 |  | Fridge |  | Liebherr Fridge | Liebherr | Hoetjes, PJ | VU/F/BETA/CNCR/FGA | WN.A044 | - |  |  |  | 1 | UKS 1800 Index 11
EQ004542 |  | Power Supply |  | Power Supply ES | Delta Elektronika | Limburg, Rob | VU/F/BETA/TC/Electronica | WN.P043 | - |  |  |  | 1 | ES 030-10
EQ004541 |  | Fridge |  | Liebherr Fridge | Liebherr | Hoetjes, PJ | VU/F/BETA/CNCR/FGA | WN.A044 | - |  |  |  | 1 | UKS 1800 Index 11
EQ004540 | MONO8-976 | Computer Monitor |  | HP monitor | Hewlett Packard (HP) | Heistek, Tim | VU/F/BETA/CNCR/INF | WN.C423G | - |  |  |  | 0
EQ004539 | MONO8-976 | Computer Monitor |  | HP monitor | Hewlett Packard (HP) | Heistek, Tim | VU/F/BETA/CNCR/INF | WN.C423G | - |  |  |  | 1
EQ004538 | 011675 | Computer Monitor |  | DELL monitor | Dell | Heistek, Tim | VU/F/BETA/CNCR/INF | WN.C423G | - |  |  |  | 1
EQ004537 |  | Computer |  | HP computer | Hewlett Packard (HP) | Heistek, Tim | VU/F/BETA/CNCR/INF | WN.C423G | - |  |  |  | 1
EQ004536 |  | Oven |  | Oven | Binder | Heistek, Tim | VU/F/BETA/CNCR/INF | WN.C423G | - |  |  |  | 1
EQ004535 | SL5166 | Fridge |  | Liebherr Fridge | Liebherr | Heistek, Tim | VU/F/BETA/CNCR/INF | WN.C423G | - |  |  |  | 1
EQ004534 |  | Fridge |  | Zanussi Fridge | Zanussi | Heistek, Tim | VU/F/BETA/CNCR/INF | WN.C423G | - |  |  |  | 1
EQ004533 |  | Motion Controller/Driver |  | STM 3 microscope controller | MW | Heistek, Tim | VU/F/BETA/CNCR/INF | WN.C423I | - |  |  |  | 0
EQ004532 |  | Motion Controller/Driver |  | STM 3 microscope controller | MW | Heistek, Tim | VU/F/BETA/CNCR/INF | WN.C423I | - |  |  |  | 0
EQ004531 |  | Extension Cable |  | Extension cable | VU | Heistek, Tim | VU/F/BETA/CNCR/INF | WN.C423G | - |  |  |  | 1
EQ004530 |  | Extension Cable |  | Extension cable | VU | Heistek, Tim | VU/F/BETA/CNCR/INF | WN.C423G | - |  |  |  | 1
EQ004529 |  | Extension Cable |  | Extension cable | VU | Heistek, Tim | VU/F/BETA/CNCR/INF | WN.C423G | - |  |  |  | 1
EQ004528 |  | Computer Monitor |  | HP monitor | Hewlett Packard (HP) | Heistek, Tim | VU/F/BETA/CNCR/INF | WN.C423G | - |  |  |  | 1
EQ004527 |  | Computer |  | DELL computer | Dell | Heistek, Tim | VU/F/BETA/CNCR/INF | WN.C423G | - |  |  |  | 1
EQ004526 |  | Motion Controller/Driver |  | Microscope controller | Chromaphor Analysen-Technik GmbH | Heistek, Tim | VU/F/BETA/CNCR/INF | WN.C423G | - |  |  |  | 1
EQ004525 |  | Power Supply |  | Olympus Power supply | Olympus | Heistek, Tim | VU/F/BETA/CNCR/INF | WN.C423G | - |  |  |  | 1 | U-REMPS
EQ004524 |  | Lamp |  | X-Cite 120 Lamp | Exfo | Heistek, Tim | VU/F/BETA/CNCR/INF | WN.C423G | - |  |  |  | 1 | X-Cite 120
EQ004523 |  | Motion Controller/Driver |  | Olympus Microscope BX51 | Olympus | Heistek, Tim | VU/F/BETA/CNCR/INF | WN.C423G | - |  |  |  | 1 | BX51
EQ004522 |  | Motion Controller/Driver |  | STM 3 Microscope controller | MW | Heistek, Tim | VU/F/BETA/CNCR/INF | WN.C423I | - |  |  |  | 0
EQ004521 |  | Motion Controller/Driver |  | STM 3 microscope controller | MW | Heistek, Tim | VU/F/BETA/CNCR/INF | WN.C423I | - |  |  |  | 0
EQ004520 |  | Fan |  | Circulating chiller M25 | Thermo Fisher Scientific | Heistek, Tim | VU/F/BETA/CNCR/INF | WN.C423I | - |  |  |  | 0
EQ004519 |  | Computer |  | DELL computer | Dell | Heistek, Tim | VU/F/BETA/CNCR/INF | WN.C423I | - |  |  |  | 0
EQ004518 |  | Computer |  | DELL computer | Dell | Heistek, Tim | VU/F/BETA/CNCR/INF | WN.C423I | - |  |  |  | 0
EQ004517 |  | Computer |  | HP computer | Hewlett Packard (HP) | Heistek, Tim | VU/F/BETA/CNCR/INF | WN.C423I | - |  |  |  | 0
EQ004516 |  | Computer |  | DELL computer | Dell | Heistek, Tim | VU/F/BETA/CNCR/INF | WN.C423I | - |  |  |  | 0
EQ004515 |  | Computer |  | DELL computer | Dell | Heistek, Tim | VU/F/BETA/CNCR/INF | WN.C423I | - |  |  |  | 0
EQ004514 |  | Laser |  | Laser | Spectra Physics | Heistek, Tim | VU/F/BETA/CNCR/INF | WN.C423I | - |  |  |  | 0
EQ004513 |  | Laser |  | Laser | Spectra Physics | Heistek, Tim | VU/F/BETA/CNCR/INF | WN.C423I | - |  |  |  | 0
EQ004512 |  | Transformer |  | Isolated bipolar Current stimulator | VU | Heistek, Tim | VU/F/BETA/CNCR/INF | WN.C423I | - |  |  |  | 0 | 440b
EQ004511 |  | Microscope |  | Olympus microscope SZ61 | Olympus | Heistek, Tim | VU/F/BETA/CNCR/INF | WN.C423I | - |  |  |  | 0 | SZ61
EQ004510 |  | Extension Cable |  | Extension cable | VU | Heistek, Tim | VU/F/BETA/CNCR/INF | WN.C423I | - |  |  |  | 1
EQ004509 |  | Motion Controller/Driver |  | STM3 Microscope controller | MW | Heistek, Tim | VU/F/BETA/CNCR/INF | WN.C423I | - |  |  |  | 0 | STM3
EQ004508 |  | Stirrer motor |  | Portable stirrer | Stuart Scientific | Heistek, Tim | VU/F/BETA/CNCR/INF | WN.C423I | - |  |  |  | 0 | SM27
EQ004507 |  | Shaker/Mixer |  | Retsch Mixer | Retsch | Heistek, Tim | VU/F/BETA/CNCR/INF | WN.C423I | - |  |  |  | 0
EQ004506 |  | Data Acquisition Instrument |  | Data Acquisition system ITC-1600 | InstruTech | Heistek, Tim | VU/F/BETA/CNCR/INF | WN.C423I | - |  |  |  | 1 | ITC-1600
EQ004505 |  | Computer interface |  | Computer interface | InstruTech | Heistek, Tim | VU/F/BETA/CNCR/INF | WN.C423I | - |  |  |  | 0 | ITC-16
EQ004504 |  | Temperature Control Module |  | Temperature controller TC-102 | Medicasl Systems Corporation | Heistek, Tim | VU/F/BETA/CNCR/INF | WN.C423I | - |  |  |  | 0 | TC-102
EQ004503 | No.3 | Motion Controller/Driver |  | Timer | VU | Heistek, Tim | VU/F/BETA/CNCR/INF | WN.C423I | - |  |  |  | 0
EQ004502 |  | Motion Controller/Driver |  | Timer | VU | Heistek, Tim | VU/F/BETA/CNCR/INF | WN.C423I | - |  |  |  | 0
EQ004501 | No.3 | Pressure controller |  | Adder | VU | Heistek, Tim | VU/F/BETA/CNCR/INF | WN.C423I | - |  |  |  | 0
EQ004500 |  | Pressure controller |  | Adder | VU | Heistek, Tim | VU/F/BETA/CNCR/INF | WN.C423I | - |  |  |  | 0
EQ004499 | 005861 | Pressure controller |  | Pinchvalve controller TTL | VU | Heistek, Tim | VU/F/BETA/CNCR/INF | WN.C423I | - |  |  |  | 0
EQ004498 | 007247 | Pressure controller |  | Pinchvalve controller TTL | VU | Heistek, Tim | VU/F/BETA/CNCR/INF | WN.C423I | - |  |  |  | 1
EQ004497 | 007245 | Pressure controller |  | Pinchvalve controller TTL | VU | Heistek, Tim | VU/F/BETA/CNCR/INF | WN.C423I | - |  |  |  | 1
EQ004496 |  | Pressure controller |  | Valve control system | ALA Scientific Instruments | Heistek, Tim | VU/F/BETA/CNCR/INF | WN.C423D | - |  |  |  | 1 | BPS-4
EQ004495 |  | Pressure controller |  | Valve control system | ALA Scientific Instruments | Heistek, Tim | VU/F/BETA/CNCR/INF | WN.C423I | - |  |  |  | 0 | BPS-8
EQ004494 |  | Data Acquisition Instrument |  | Digidata 1322A Acquisition system | Axon Instruments | Heistek, Tim | VU/F/BETA/CNCR/INF | WN.C423I | - |  |  |  | 0 | 1322A
EQ004493 |  | Data Acquisition Instrument |  | Digidata 1322A Acquisition system | Axon Instruments | Heistek, Tim | VU/F/BETA/CNCR/INF | WN.C423I | - |  |  |  | 0 | 1322A
EQ004492 |  | Data Acquisition Instrument |  | Digidata 1322A Acquisition system | Axon Instruments | Heistek, Tim | VU/F/BETA/CNCR/INF | WN.C423I | - |  |  |  | 0 | 1322A
EQ004491 |  | Electronic Signal Processing Device |  | Signal adder | VU | Heistek, Tim | VU/F/BETA/CNCR/INF | WN.C423I | - |  |  |  | 0 | Mk II
EQ004490 |  | Temperature Control Module |  | Double patch clamp EPC9/2 | Heka | Heistek, Tim | VU/F/BETA/CNCR/INF | WN.C423I | - |  |  |  | 0 | EPC9/2
EQ004489 |  | Temperature Control Module |  | Automatic temperature controller | Warner | Heistek, Tim | VU/F/BETA/CNCR/INF | WN.C423I | - |  |  |  | 0 | TC-324C
EQ004488 | 012137 | Data Acquisition Instrument |  | Digidata 1322A Acquisition system | Axon Instruments | Heistek, Tim | VU/F/BETA/CNCR/INF | WN.C423I | - |  |  |  | 0
EQ004487 |  | Power/Energy Meter |  | Current and voltage clamp | Axon Instruments | Heistek, Tim | VU/F/BETA/CNCR/INF | WN.C423I | - |  |  |  | 1 | AXOCLAMP 2b
EQ004486 | 010485 | Power/Energy Meter |  | Current and voltage clamp | Axon Instruments | Heistek, Tim | VU/F/BETA/CNCR/INF | WN.C423I | - |  |  |  | 0 | AXOCLAMP 2A
EQ004485 |  | Temperature Control Module |  | Temperature controller | Multi Channel Systems | Heistek, Tim | VU/F/BETA/CNCR/INF | WN.C423I | - |  |  |  | 0 | TC02
EQ004484 |  | Temperature Control Module |  | Temperature controller | Multi Channel Systems | Heistek, Tim | VU/F/BETA/CNCR/INF | WN.C423I | - |  |  |  | 0 | TC02
EQ004483 | 003230 | Temperature Control Module |  | Temperature controller | Multi Channel Systems | Heistek, Tim | VU/F/BETA/CNCR/INF | WN.C423I | - |  |  |  | 0 | TC02
EQ004482 | 003227 | Temperature Control Module |  | Temperature controller | Multi Channel Systems | Heistek, Tim | VU/F/BETA/CNCR/INF | WN.C423I | - |  |  |  | 0 | TC02
EQ004481 | 003226 | Temperature Control Module |  | Temperature controller | Multi Channel Systems | Heistek, Tim | VU/F/BETA/CNCR/INF | WN.C423I | - |  |  |  | 0 | TC02
EQ004480 | 003229 | Temperature Control Module |  | Temperature controller | Multi Channel Systems | Heistek, Tim | VU/F/BETA/CNCR/INF | WN.C423I | - |  |  |  | 0 | TC02
EQ004479 |  | Amplifier |  | Patch clamp amplifier EPC 8 | Heka | Heistek, Tim | VU/F/BETA/CNCR/INF | WN.C423I | - |  |  |  | 1 | EPC 8
EQ004478 |  | Amplifier |  | Patch clamp amplifier EPC 8 | Heka | Heistek, Tim | VU/F/BETA/CNCR/INF | WN.C423I | - |  |  |  | 1 | EPC 8
EQ004477 |  | Amplifier |  | Patch clamp amplifier EPC 8 | Heka | Heistek, Tim | VU/F/BETA/CNCR/INF | WN.C423I | - |  |  |  | 0 | EPC 8
EQ004476 |  | Amplifier |  | Patch clamp amplifier EPC 8 | Heka | Heistek, Tim | VU/F/BETA/CNCR/INF | WN.C423I | - |  |  |  | 0 | EPC 8
EQ004475 |  | Soldering Iron/Machine |  | Solder machine | Weller | Heistek, Tim | VU/F/BETA/CNCR/INF | WN.C423I | - |  |  |  | 0 | WS-50
EQ004474 |  | Soldering Iron/Machine |  | Solder machine | Weller | Heistek, Tim | VU/F/BETA/CNCR/INF | WN.C423I | - |  |  |  | 0 | WS-50
EQ004473 |  | Signal Generator |  | Cerberus Pulse generator | VU | Heistek, Tim | VU/F/BETA/CNCR/INF | WN.C423I | - |  |  |  | 1 | Cerberus
EQ004472 |  | Vacuum Dryer |  | Dry vacuum | Numatic | Heistek, Tim | VU/F/BETA/CNCR/INF | WN.C423I | - |  |  |  | 0 | Xtravac commercial
EQ004471 |  | Soldering Iron/Machine |  | Solder machine | Weller | Heistek, Tim | VU/F/BETA/CNCR/INF | WN.C423I | - |  |  |  | 0
EQ004470 |  | Soldering Iron/Machine |  | Solder machine | Weller | Heistek, Tim | VU/F/BETA/CNCR/INF | WN.C423I | - |  |  |  | 0 | 2102199
EQ004469 | 010429 | Power Supply |  | Power supply | VU | Heistek, Tim | VU/F/BETA/CNCR/INF | WN.C423I | - |  |  |  | 0
EQ004468 |  | Extension Cable |  | Extension cable | VU | Heistek, Tim | VU/F/BETA/CNCR/INF | WN.C423I | - |  |  |  | 1
EQ004467 |  | Extension Cable |  | Extension cable | VU | Heistek, Tim | VU/F/BETA/CNCR/INF | WN.C423I | - |  |  |  | 1
EQ004466 |  | Microscope |  | Zeiss microscope | Carl Zeiss | Heistek, Tim | VU/F/BETA/CNCR/INF | WN.C423I | - |  |  |  | 0 | Stemi SV6
EQ004465 |  | Cold light source |  | Cold light source | Olympus | Heistek, Tim | VU/F/BETA/CNCR/INF | WN.C423I | - |  |  |  | 1 | KL 2500 LCD
EQ004464 |  | Block Heater |  | Heater unit | Narishige | Heistek, Tim | VU/F/BETA/CNCR/INF | WN.C423I | - |  |  |  | 0 | PP-830
EQ004463 |  | Pipette |  | Brown micropipette puller | Sutter Instrument Company (SIC) | Heistek, Tim | VU/F/BETA/CNCR/INF | WN.C423I | - |  |  |  | 1 | P-87
EQ004462 |  | Microscope |  | Olympus microscope | Olympus | Heistek, Tim | VU/F/BETA/CNCR/INF | WN.C423I | - |  |  |  | 1 | CX31
EQ004461 |  | Pipette |  | Brown micropipette puller | Sutter Instrument Company (SIC) | Heistek, Tim | VU/F/BETA/CNCR/INF | WN.C423I | - |  |  |  | 1 | P-87
EQ004460 |  | Drying Cabinet |  | Air flow cabinet | Dupa | Heistek, Tim | VU/F/BETA/CNCR/INF | WN.C414 | - |  |  |  | 1 | Air
EQ004459 |  | pH Meter |  | MT pH meter | Mettler (Toledo) | Heistek, Tim | VU/F/BETA/CNCR/INF | WN.C414 | - |  |  |  | 1 | SevenEasy
EQ004458 | 007264 | Fridge |  | Fridge | Liebherr | Heistek, Tim | VU/F/BETA/CNCR/INF | WN.C414 | - |  |  |  | 1
EQ004457 |  | Balance |  | MT Digital balance | Mettler (Toledo) | Heistek, Tim | VU/F/BETA/CNCR/INF | WN.C414 | - |  |  |  | 1 | PL202-S
EQ004456 |  | Blender |  | Blender | Philips | Heistek, Tim | VU/F/BETA/CNCR/INF | WN.C414 | - |  |  |  | 1
EQ004455 |  | Extension Cable |  | Extension cable | VU | Heistek, Tim | VU/F/BETA/CNCR/INF | WN.C414 | - |  |  |  | 1
EQ004454 |  | Microwave oven |  | Microwave | Holland electrics | Heistek, Tim | VU/F/BETA/CNCR/INF | WN.C414 | - |  |  |  | 1
EQ004453 |  | Freezer |  | Freezer | Bosch | Heistek, Tim | VU/F/BETA/CNCR/INF | WN.C414 | - |  |  |  | 1
EQ004452 |  | Thermometer |  | CO2 meter | ATAL | Heistek, Tim | VU/F/BETA/CNCR/INF | WN.C416 | - |  |  |  | 1
EQ004451 |  | Vacuum Pump |  | CertoClav vacuum pro | Schott | Heistek, Tim | VU/F/BETA/CNCR/INF | WN.C416 | - |  |  |  | 1 | Vacuum pro
EQ004450 |  | Water Filtration System |  | RO water purifier | Schott | Heistek, Tim | VU/F/BETA/CNCR/INF | WN.C416 | - |  |  |  | 1
EQ004449 |  | Light Source |  | Microscope light source | Schott | Heistek, Tim | VU/F/BETA/CNCR/INF | WN.C416 | - |  |  |  | 1 | KL 200
EQ004448 |  | Extractors |  | BVC control extraction system | Vacuubrand | Heistek, Tim | VU/F/BETA/CNCR/INF | WN.C416 | - |  |  |  | 1 | BVC control
EQ004447 |  | Water Bath |  | Water bath | GFL | Heistek, Tim | VU/F/BETA/CNCR/INF | WN.C416 | - |  |  |  | 1
EQ004446 |  | Oven |  | Memmert oven | Memmert | Heistek, Tim | VU/F/BETA/CNCR/INF | WN.C416 | - |  |  |  | 1
EQ004445 |  | Oven |  | Memmert oven | Memmert | Heistek, Tim | VU/F/BETA/CNCR/INF | WN.C416 | - |  |  |  | 1
EQ004444 |  | Motion Controller/Driver |  | Microtome controller | Leica | Heistek, Tim | VU/F/BETA/CNCR/INF | WN.C416 | - |  |  |  | 1 | VT1200S
EQ004443 |  | Microtome |  | Vibrating-blade microtome | Leica | Heistek, Tim | VU/F/BETA/CNCR/INF | WN.C416 | - |  |  |  | 1 | VT1200S
EQ004442 |  | Boiler |  | Boiler | Daalderop (itho) | Heistek, Tim | VU/F/BETA/CNCR/INF | WN.C422 | - |  |  |  | 1
EQ004441 |  | Balance |  | KERN digital balance | Kern | Heistek, Tim | VU/F/BETA/CNCR/INF | WN.C422 | - |  |  |  | 1 | ABT 120-5DNM
EQ004440 |  | Pipette |  | Pipette | Gilson | Heistek, Tim | VU/F/BETA/CNCR/INF | WN.C422 | - |  |  |  | 1
EQ004439 |  | Pipette |  | P1000 Pipette | Gilson | Heistek, Tim | VU/F/BETA/CNCR/INF | WN.C422 | - |  |  |  | 1 | P1000
EQ004438 |  | Pipette |  | Pipette | Gilson | Heistek, Tim | VU/F/BETA/CNCR/INF | WN.C422 | - |  |  |  | 1
EQ004437 |  | Pipette |  | p200 Pipette | Gilson | Heistek, Tim | VU/F/BETA/CNCR/INF | WN.C422 | - |  |  |  | 1 | p200
EQ004436 |  | Pipette |  | Pipette | Gilson | Heistek, Tim | VU/F/BETA/CNCR/INF | WN.C422 | - |  |  |  | 1
EQ004435 |  | Pipette |  | Pipette | Gilson | Heistek, Tim | VU/F/BETA/CNCR/INF | WN.C422 | - |  |  |  | 1
EQ004434 |  | Pipette |  | Pipette | Gilson | Heistek, Tim | VU/F/BETA/CNCR/INF | WN.C422 | - |  |  |  | 1
EQ004433 |  | Water Bath |  | Water bath | VU | Heistek, Tim | VU/F/BETA/CNCR/INF | WN.C422 | - |  |  |  | 1
EQ004432 | SL3755 | Freezer |  | Freezer | Liebherr | Heistek, Tim | VU/F/BETA/CNCR/INF | WN.C422 | - |  |  |  | 1
EQ004431 | SL3716 | Fridge |  | Fridge | Liebherr | Heistek, Tim | VU/F/BETA/CNCR/INF | WN.C422 | - |  |  |  | 1
EQ004430 | SL3725 | Freezer |  | Freezer | Liebherr | Heistek, Tim | VU/F/BETA/CNCR/INF | WN.C422 | - |  |  |  | 1
EQ004429 | SL3711 | Freezer |  | Freezer | Liebherr | Heistek, Tim | VU/F/BETA/CNCR/INF | WN.C422 | - |  |  |  | 1
EQ004428 | SL3707 | Fridge |  | Fridge | Liebherr | Heistek, Tim | VU/F/BETA/CNCR/INF | WN.C422 | - |  |  |  | 1
EQ004427 |  | Fridge |  | Fridge | Liebherr | Heistek, Tim | VU/F/BETA/CNCR/INF | WN.C422 | - |  |  |  | 1
EQ004426 | SL3739 | Freezer |  | Freezer | Liebherr | Heistek, Tim | VU/F/BETA/CNCR/INF | WN.C422 | - |  |  |  | 1
EQ004425 | C422-001 | Water Filtration System |  | Mili-Q Water purifier | Scientific Industries Inc. | Heistek, Tim | VU/F/BETA/CNCR/INF | WN.C422 | - |  |  |  | 1 | Integral 5
EQ004424 |  | Vortex |  | Vortex | Scientific Industries Inc. | Heistek, Tim | VU/F/BETA/CNCR/INF | WN.C422 | - |  |  |  | 1 | Genie 2
EQ004423 |  | pH Meter |  | MT pH meter | Mettler (Toledo) | Heistek, Tim | VU/F/BETA/CNCR/INF | WN.C422 | - |  |  |  | 1 | SevenEasy
EQ004422 |  | Shaker/Mixer |  | Labinco Mixer | Labinco | Heistek, Tim | VU/F/BETA/CNCR/INF | WN.C422 | - |  |  |  | 1 | L46
EQ004421 | 006118 | Magnetic Stirrer |  | Hot plate stirrer | Thermo Fisher Scientific | Heistek, Tim | VU/F/BETA/CNCR/INF | WN.C422 | - |  |  |  | 1 | Cimarec
EQ004420 |  | Magnetic Stirrer |  | Hot plate stirrer | Thermo Fisher Scientific | Heistek, Tim | VU/F/BETA/CNCR/INF | WN.C422 | - |  |  |  | 1 | Cimarec
EQ004419 |  | Magnetic Stirrer |  | Hot plate stirrer | Thermo Fisher Scientific | Heistek, Tim | VU/F/BETA/CNCR/INF | WN.C422 | - |  |  |  | 1 | Cimarec
EQ004418 |  | Magnetic Stirrer |  | Hot plate stirrer | Thermo Fisher Scientific | Heistek, Tim | VU/F/BETA/CNCR/INF | WN.C422 | - |  |  |  | 1 | Cimarec
EQ004417 |  | Magnetic Stirrer |  | Hot plate stirrer | Thermo Fisher Scientific | Heistek, Tim | VU/F/BETA/CNCR/INF | WN.C422 | - |  |  |  | 1 | Cimarec
EQ004416 |  | Osmometer |  | Vapor Pressure Osmometer | Wescor | Heistek, Tim | VU/F/BETA/CNCR/INF | WN.C422 | - |  |  |  | 1 | Vapro
EQ004415 |  | Balance |  | MT digital balance | Mettler (Toledo) | Heistek, Tim | VU/F/BETA/CNCR/INF | WN.C422 | - |  |  |  | 1 | MS303
EQ004414 |  | Balance |  | KERN digital balance | Kern | Heistek, Tim | VU/F/BETA/CNCR/INF | WN.C422 | - |  |  |  | 1 | ABT 120-5DNM
EQ004413 |  | Microinjector |  | Microinjector | Narishige | Hoetjes, PJ | VU/F/BETA/CNCR/FGA | WN.A223 | - |  |  |  | 1 | IM-200
EQ004412 |  | Temperature Control Module |  | Heating Module S1 | Carl Zeiss | Hoetjes, PJ | VU/F/BETA/CNCR/FGA | WN.A223 | - |  |  |  | 1 | CO2 Module S1
EQ004411 |  | Temperature Control Module |  | CO2 Module S1 | Carl Zeiss | Hoetjes, PJ | VU/F/BETA/CNCR/FGA | WN.A223 | - |  |  |  | 1 | CO2 Module S1
EQ004410 |  | Temperature Control Module |  | Temperature module S | Carl Zeiss | Hoetjes, PJ | VU/F/BETA/CNCR/FGA | WN.A223 | - |  |  |  | 1 | TempModule S
EQ004409 |  | Temperature Control Module |  | Single channel dual sensor temperature controller | NPI Electronic | Hoetjes, PJ | VU/F/BETA/CNCR/FGA | WN.A223 | - |  |  |  | 1 | MTC-20/2S
EQ004408 |  | Power Supply |  | Filter amplifier | VU | Hoetjes, PJ | VU/F/BETA/CNCR/FGA | WN.A223 | - |  |  |  | 1
EQ004407 |  | Power Supply |  | Filter amplifier | VU | Hoetjes, PJ | VU/F/BETA/CNCR/FGA | WN.A223 | - |  |  |  | 1
EQ004406 |  | Power Supply |  | Multi channel system | VU | Hoetjes, PJ | VU/F/BETA/CNCR/FGA | WN.A223 | - |  |  |  | 1
EQ004405 | 008276 | Power Supply |  | 12 ch. Bipolar current source | VU | Hoetjes, PJ | VU/F/BETA/CNCR/FGA | WN.A223 | - |  |  |  | 1
EQ004404 | MONO8-023 | Computer Monitor |  | HP Computer monitor | Hewlett Packard (HP) | Hoetjes, PJ | VU/F/BETA/CNCR/FGA | WN.A223 | - |  |  |  | 1
EQ004403 | MONO8-042 | Computer Monitor |  | HP Computer monitor | Hewlett Packard (HP) | Hoetjes, PJ | VU/F/BETA/CNCR/FGA | WN.A223 | - |  |  |  | 1
EQ004402 | MONO8-959 | Computer Monitor |  | HP Computer monitor | Hewlett Packard (HP) | Hoetjes, PJ | VU/F/BETA/CNCR/FGA | WN.A223 | - |  |  |  | 1
EQ004401 |  | Computer |  | Computer | VU | Hoetjes, PJ | VU/F/BETA/CNCR/FGA | WN.A223 | - |  |  |  | 1
EQ004400 |  | Camera |  | 3CCD Digital camera | Hamamatsu | Hoetjes, PJ | VU/F/BETA/CNCR/FGA | WN.A223 | - |  |  |  | 1 | C7780
EQ004399 |  | Extension Cable |  | Extension cable | VU | Hoetjes, PJ | VU/F/BETA/CNCR/FGA | WN.A223 | - |  |  |  | 1
EQ004398 |  | Laser Controller Unit |  | Laser Module TIRF | Carl Zeiss | Hoetjes, PJ | VU/F/BETA/CNCR/FGA | WN.A223 | - |  |  |  | 1 | Laser Module TIRF
EQ004397 |  | Laser Controller Unit |  | SVB1 | Carl Zeiss | Hoetjes, PJ | VU/F/BETA/CNCR/FGA | WN.A223 | - |  |  |  | 1 | SVB1
EQ004396 |  | Power Supply |  | Power Supply 232 | Carl Zeiss | Hoetjes, PJ | VU/F/BETA/CNCR/FGA | WN.A223 | - |  |  |  | 1 | Power Supply 232
EQ004395 |  | Laser Controller Unit |  | Definite-Focus | Carl Zeiss | Hoetjes, PJ | VU/F/BETA/CNCR/FGA | WN.A223 | - |  |  |  | 1 | Definite-Focus
EQ004394 |  | Laser Controller Unit |  | TIRF Controller | Carl Zeiss | Hoetjes, PJ | VU/F/BETA/CNCR/FGA | WN.A223 | - |  |  |  | 1 | TIRF Controller
EQ004393 |  | Laser |  | UGA-40 mult Laser | Rapp OptoElectronic | Broeke, Jurjen | VU/F/BETA/CNCR/FGA | WN.A223 | - |  |  |  | 1 | UGA-40 mult
EQ004392 |  | Laser Controller Unit |  | RFW 60 | Rapp OptoElectronic | Broeke, Jurjen | VU/F/BETA/CNCR/FGA | WN.A223 | - |  |  |  | 1 | RFW 60
EQ004391 |  | Laser Controller Unit |  | DPSL-355/30 direct | Rapp OptoElectronic | Broeke, Jurjen | VU/F/BETA/CNCR/FGA | WN.A223 | - |  |  |  | 1 | DPSL-355/30 direct
EQ004390 |  | Laser Controller Unit |  | DL-405 Laser Control Unit | Rapp OptoElectronic | Broeke, Jurjen | VU/F/BETA/CNCR/FGA | WN.A223 | - |  |  |  | 1 | DL-405
EQ004389 |  | Laser Controller Unit |  | UGA-40 Laser Power Control | Rapp OptoElectronic | Broeke, Jurjen | VU/F/BETA/CNCR/FGA | WN.A223 | - |  |  |  | 1 | UGA-40
EQ004388 |  | Shutter Driver |  | ISB Shutter Driver | Rapp OptoElectronic | Broeke, Jurjen | VU/F/BETA/CNCR/FGA | WN.A223 | - |  |  |  | 1 | ISB
EQ004387 |  | Adapter |  | AC Adaptor | Hamamatsu | Hoetjes, PJ | VU/F/BETA/CNCR/FGA | WN.A223 | - |  |  |  | 1 | A3472-07
EQ004386 |  | Router/Switch |  | Switches | VU | Hoetjes, PJ | VU/F/BETA/CNCR/FGA | WN.A223 | - |  |  |  | 1
EQ004385 |  | Camera |  | Digital Camera | Hamamatsu | Hoetjes, PJ | VU/F/BETA/CNCR/FGA | WN.A223 | - |  |  |  | 1 | EM-CCD
EQ004384 |  | Microscope |  | Confocal Microscope | Carl Zeiss | Hoetjes, PJ | VU/F/BETA/CNCR/FGA | WN.A223 | - |  |  |  | 1 | Observer Z.1
EQ004383 | Perslucht | Flow Controller |  | IM 300 Microinjector | Narishige | Hoetjes, PJ | VU/F/BETA/CNCR/FGA | WN.A223 | - |  |  |  | 1 | IM 300
EQ004382 | 9 | Pressure controller |  | Pinch Valve | VU | Hoetjes, PJ | VU/F/BETA/CNCR/FGA | WN.A223 | - |  |  |  | 1
EQ004381 |  | Laser Shaper |  | Polychrome V | Till Photonics | Hoetjes, PJ | VU/F/BETA/CNCR/FGA | WN.A223 | - |  |  |  | 1 | Polychrome V
EQ004380 |  | Motion Controller/Driver |  | Remote Control System | Luigs and Newman | Hoetjes, PJ | VU/F/BETA/CNCR/FGA | WN.A223 | - |  |  |  | 1 | SM5-Remote Control System
EQ004379 |  | Motion Controller/Driver |  | Control SM-5 | Luigs and Newman | Hoetjes, PJ | VU/F/BETA/CNCR/FGA | WN.A223 | - |  |  |  | 1 | SM-5
EQ004378 |  | Extension Cable |  | Extension cable | VU | Hoetjes, PJ | VU/F/BETA/CNCR/FGA | WN.A223 | - |  |  |  | 1
EQ004377 |  | Extension Cable |  | Extension cable | VU | Hoetjes, PJ | VU/F/BETA/CNCR/FGA | WN.A223 | - |  |  |  | 1
EQ004376 |  | Extension Cable |  | Extension cable | VU | Hoetjes, PJ | VU/F/BETA/CNCR/FGA | WN.A223 | - |  |  |  | 1
EQ004375 | 223-001 | Optical Table |  | Optical Table | Newport | Hoetjes, PJ | VU/F/BETA/CNCR/FGA | WN.A223 | - |  |  |  | 1 | VH3660W-OPT
EQ004374 |  | Lamp |  | Lamp | VU | Hoetjes, PJ | VU/F/BETA/CNCR/FGA | WN.A223 | - |  |  |  | 1
EQ004373 |  | Computer Monitor |  | Fujitsu Computer Monitor | Fujitsu | Hoetjes, PJ | VU/F/BETA/CNCR/FGA | WN.A223 | - |  |  |  | 1 | P22W-5
EQ004372 |  | Computer Monitor |  | Fujitsu Computer Monitor | Fujitsu | Hoetjes, PJ | VU/F/BETA/CNCR/FGA | WN.A223 | - |  |  |  | 1 | P22W-5
EQ004371 |  | Computer |  | HP Computer | Hewlett Packard (HP) | Hoetjes, PJ | VU/F/BETA/CNCR/FGA | WN.A221 | - |  |  |  | 1 | Z800 Workstation
EQ004370 |  | Extension Cable |  | Extension cable | VU | Hoetjes, PJ | VU/F/BETA/CNCR/FGA | WN.A223 | - |  |  |  | 1
EQ004369 |  | Extension Cable |  | Extension cable | VU | Hoetjes, PJ | VU/F/BETA/CNCR/FGA | WN.A223 | - |  |  |  | 1
EQ004368 | 008275 | Trigger pulse interface |  | Pulse Simulator | A.M.P.I | Hoetjes, PJ | VU/F/BETA/CNCR/FGA | WN.A223 | - |  |  |  | 1 | Master-8-cp
EQ004367 |  | Transformer |  | Stimulus isolator | World Precision Instruments | Hoetjes, PJ | VU/F/BETA/CNCR/FGA | WN.A223 | - |  |  |  | 1 | A385
EQ004366 |  | Light Source |  | LED Light Engine | Lumencor | Hoetjes, PJ | VU/F/BETA/CNCR/FGA | WN.A221 | - |  |  |  | 1 | Spectra-X LED Light Engine
EQ004365 |  | Diaphragm Pump |  | Diaphragm Vacuum Pump | KNF | Hoetjes, PJ | VU/F/BETA/CNCR/FGA | WN.A221 | - |  |  |  | 1 | N816 Laboport
EQ004364 |  | Trigger pulse interface |  | Pulse Simulator | A.M.P.I | Hoetjes, PJ | VU/F/BETA/CNCR/FGA | WN.A221 | - |  |  |  | 1 | Master-9
EQ004363 |  | Power Supply |  | Laser Power Supply | Supertech | Hoetjes, PJ | VU/F/BETA/CNCR/FGA | WN.A221 | - |  |  |  | 1 | NIDAQ Ubob42 V.2
EQ004362 |  | Touch Screen Interface |  | Oko-touch | Okolab | Hoetjes, PJ | VU/F/BETA/CNCR/FGA | WN.A221 | - |  |  |  | 1 | OKO-Touch
EQ004361 |  | Pressure controller |  | Pinch Valve Controller | VU | Hoetjes, PJ | VU/F/BETA/CNCR/FGA | WN.A221 | - |  |  |  | 1 | 2021-2962-02.PinchValveSturing_TTL_8
EQ004360 |  | Light Source |  | CoolLED | Nikon | Hoetjes, PJ | VU/F/BETA/CNCR/FGA | WN.A221 | - |  |  |  | 1 | pE-4000
EQ004359 |  | Router/Switch |  | Switch | VU | Hoetjes, PJ | VU/F/BETA/CNCR/FGA | WN.A221 | - |  |  |  | 1
EQ004358 |  | Camera |  | Microscope Camera | Teledyne Photometrics | Hoetjes, PJ | VU/F/BETA/CNCR/FGA | WN.A221 | - |  |  |  | 1 | Prim 95B 22MM
EQ004357 |  | Laser Controller Unit |  | Ti2-LAPP System | Nikon | Hoetjes, PJ | VU/F/BETA/CNCR/FGA | WN.A221 | - |  |  |  | 1 | MM-8201-801-USB-UPG
EQ004356 |  | Transformer |  | Stimulus isolator | World Precision Instruments | Hoetjes, PJ | VU/F/BETA/CNCR/FGA | WN.A221 | - |  |  |  | 1 | A385
EQ004355 |  | Temperature Control Module |  | Heating Box | Okolab | Hoetjes, PJ | VU/F/BETA/CNCR/FGA | WN.A221 | - |  |  |  | 1 | H201 T Air Heater
EQ004354 |  | Flow Controller |  | Top Stage Incubator | Okolab | Hoetjes, PJ | VU/F/BETA/CNCR/FGA | WN.A221 | - |  |  |  | 1 | T Unit
EQ004353 |  | Router/Switch |  | Foot Switch | Linemaster | Hoetjes, PJ | VU/F/BETA/CNCR/FGA | WN.A221 | - |  |  |  | 1 | Aquiline 971-DJ
EQ004352 | 221-001 | Optical Table |  | Optical Table | Thorlabs | Hoetjes, PJ | VU/F/BETA/CNCR/FGA | WN.A221 | - |  |  |  | 1 | PFA51507
EQ004351 |  | Power Supply |  | Power supply | Nikon | Hoetjes, PJ | VU/F/BETA/CNCR/FGA | WN.A221 | - |  |  |  | 1
EQ004350 |  | Speakers |  | Speaker | Trust | Hoetjes, PJ | VU/F/BETA/CNCR/FGA | WN.A221 | - |  |  |  | 1
EQ004349 |  | Computer Monitor |  | HP Computer Monitor | Hewlett Packard (HP) | Hoetjes, PJ | VU/F/BETA/CNCR/FGA | WN.A221 | - |  |  |  | 1 | Z24
EQ004348 |  | Computer Monitor |  | HP Computer Monitor | Hewlett Packard (HP) | Hoetjes, PJ | VU/F/BETA/CNCR/FGA | WN.A221 | - |  |  |  | 1 | Z24
EQ004347 | 056334 | Computer |  | HP Computer | Hewlett Packard (HP) | Hoetjes, PJ | VU/F/BETA/CNCR/FGA | WN.A221 | - |  |  |  | 1 | Z4
EQ004346 |  | Microscope |  | Microscope Ti2 | Nikon | Hoetjes, PJ | VU/F/BETA/CNCR/FGA | WN.A221 | - |  |  |  | 1 | Eclipse Ti2
EQ004345 |  | Motion Controller/Driver |  | Microscope Controller Module | Nikon | Hoetjes, PJ | VU/F/BETA/CNCR/FGA | WN.A221 | - |  |  |  | 1 | A1
EQ004344 |  | Extension Cable |  | Extension Cable | VU | Hoetjes, PJ | VU/F/BETA/CNCR/FGA | WN.A221 | - |  |  |  | 0
EQ004343 |  | Extension Cable |  | Extension Cable | VU | Hoetjes, PJ | VU/F/BETA/CNCR/FGA | WN.A221 | - |  |  |  | 1
EQ004342 |  | Motion Controller/Driver |  | Microscope Controller Module | Nikon | Hoetjes, PJ | VU/F/BETA/CNCR/FGA | WN.A218 | - |  |  |  | 1 | A1
EQ004341 |  | Laser Controller Unit |  | LUN-F Laser Unit | Nikon | Hoetjes, PJ | VU/F/BETA/CNCR/FGA | WN.A218 | - |  |  |  | 1 | LUN-F
EQ004340 |  | Fluorescence Detector |  | Stimulated Emission Detector | Nikon | Hoetjes, PJ | VU/F/BETA/CNCR/FGA | WN.A218 | - |  |  |  | 1 | A1...
EQ004339 |  | Computer Monitor |  | HP Computer Monitor | Hewlett Packard (HP) | Hoetjes, PJ | VU/F/BETA/CNCR/FGA | WN.A218 | - |  |  |  | 1 | Z273 GQ...
EQ004338 |  | Computer Monitor |  | HP Computer Monitor | Hewlett Packard (HP) | Hoetjes, PJ | VU/F/BETA/CNCR/FGA | WN.A218 | - |  |  |  | 1 | Z273 GQ...
EQ004337 |  | Computer |  | HP Computer | Hewlett Packard (HP) | Hoetjes, PJ | VU/F/BETA/CNCR/FGA | WN.A218 | - |  |  |  | 1 | FCLSA-1701B
EQ004336 |  | Microscope |  | Microscope Ti2 | Nikon | Hoetjes, PJ | VU/F/BETA/CNCR/FGA | WN.A218 | - |  |  |  | 1 | Eclipse Ti2
EQ004335 |  | Laser Controller Unit |  | Laser Controller Unit | Nikon | Hoetjes, PJ | VU/F/BETA/CNCR/FGA | WN.A218 | - |  |  |  | 1 | A1-R
EQ004334 |  | Laser Controller Unit |  | Laser Controller Unit | Nikon | Hoetjes, PJ | VU/F/BETA/CNCR/FGA | WN.A218 | - |  |  |  | 1 | A1-SHS
EQ004333 |  | Power Supply |  | Power supply | Nikon | Hoetjes, PJ | VU/F/BETA/CNCR/FGA | WN.A218 | - |  |  |  | 1
EQ004332 |  | Motion Controller/Driver |  | Nano-drive | Mad City Labs Inc. (MCL) | Hoetjes, PJ | VU/F/BETA/CNCR/FGA | WN.A218 | - |  |  |  | 1
EQ004331 |  | Laser Controller Unit |  | Confocal Laser Controller Unit | Nikon | Hoetjes, PJ | VU/F/BETA/CNCR/FGA | WN.A218 | - |  |  |  | 1
EQ004330 |  | Photoscanner |  | Resonance scanner | Nikon | Hoetjes, PJ | VU/F/BETA/CNCR/FGA | WN.A222 | - |  |  |  | 1 | A1
EQ004329 |  | Photoscanner |  | Resonance scanner | Nikon | Hoetjes, PJ | VU/F/BETA/CNCR/FGA | WN.A222 | - |  |  |  | 1 | A1
EQ004328 |  | Motion Controller/Driver |  | Microscope controller | Nikon | Hoetjes, PJ | VU/F/BETA/CNCR/FGA | WN.A222 | - |  |  |  | 1 | TS-JOY
EQ004327 |  | Laser Controller Unit |  | Laser controller | Nikon | Hoetjes, PJ | VU/F/BETA/CNCR/FGA | WN.A222 | - |  |  |  | 1
EQ004326 |  | Motion Controller/Driver |  | Nano-Drive | Mad City Labs Inc. (MCL) | Hoetjes, PJ | VU/F/BETA/CNCR/FGA | WN.A222 | - |  |  |  | 0 | NanoDrive
EQ004325 |  | Laser |  | Laser Unit | Nikon | Hoetjes, PJ | VU/F/BETA/CNCR/FGA | WN.A222 | - |  |  |  | 1 | A1-SHS
EQ004324 |  | Laser Controller Unit |  | Laser Controller Unit | Nikon | Hoetjes, PJ | VU/F/BETA/CNCR/FGA | WN.A222 | - |  |  |  | 1 | A1-DUVB
EQ004323 |  | Power Supply |  | Power supply | Nikon | Hoetjes, PJ | VU/F/BETA/CNCR/FGA | WN.A222 | - |  |  |  | 0
EQ004322 |  | Power Supply |  | Power supply | Nikon | Hoetjes, PJ | VU/F/BETA/CNCR/FGA | WN.A222 | - |  |  |  | 1
EQ004321 |  | Power Supply |  | Power supply | Nikon | Hoetjes, PJ | VU/F/BETA/CNCR/FGA | WN.A222 | - |  |  |  | 1
EQ004320 |  | Laser |  | Laser Unit | Nikon | Hoetjes, PJ | VU/F/BETA/CNCR/FGA | WN.A222 | - |  |  |  | 1 | LU-C
EQ004319 |  | Extension Cable |  | Extension cable | VU | Hoetjes, PJ | VU/F/BETA/CNCR/FGA | WN.A222 | - |  |  |  | 1
EQ004318 |  | Extension Cable |  | Extension cable | VU | Hoetjes, PJ | VU/F/BETA/CNCR/FGA | WN.A222 | - |  |  |  | 0
EQ004317 |  | Power Supply |  | Power supply | Nikon | Hoetjes, PJ | VU/F/BETA/CNCR/FGA | WN.A222 | - |  |  |  | 1
EQ004316 |  | Incubator |  | Incubation system | Tokai Hit | Hoetjes, PJ | VU/F/BETA/CNCR/FGA | WN.A222 | - |  |  |  | 1
EQ004315 |  | Computer Monitor |  | HP monitor | Hewlett Packard (HP) | Hoetjes, PJ | VU/F/BETA/CNCR/FGA | WN.A222 | - |  |  |  | 1
EQ004314 |  | Computer Monitor |  | HP monitor | Hewlett Packard (HP) | Hoetjes, PJ | VU/F/BETA/CNCR/FGA | WN.A222 | - |  |  |  | 1
EQ004313 |  | Computer |  | HP computer | Hewlett Packard (HP) | Hoetjes, PJ | VU/F/BETA/CNCR/FGA | WN.A222 | - |  |  |  | 1 | Z840
EQ004312 |  | Motion Controller/Driver |  | Nano-drive | Mad City Labs Inc. (MCL) | Hoetjes, PJ | VU/F/BETA/CNCR/FGA | WN.A222 | - |  |  |  | 1
EQ004311 |  | Microscope |  | Nikon Eclipse Ti Microscope | Nikon | Hoetjes, PJ | VU/F/BETA/CNCR/FGA | WN.A222 | - |  |  |  | 1 | Eclipse Ti
EQ004310 |  | Extension Cable |  | Extension cable | VU | Hoetjes, PJ | VU/F/BETA/CNCR/FGA | WN.A222 | - |  |  |  | 1
EQ004309 |  | Shaker/Mixer |  | MS2 minishaker | IKA | Hoetjes, PJ | VU/F/BETA/CNCR/FGA | WN.A220 | - |  |  |  | 1
EQ004308 |  | Pipette |  | Pipette | VWR | Hoetjes, PJ | VU/F/BETA/CNCR/FGA | WN.A220 | - |  |  |  | 1
EQ004307 |  | Trigger pulse interface |  | Gene Pulser II | Bio-Rad | Hoetjes, PJ | VU/F/BETA/CNCR/FGA | WN.A220 | - |  |  |  | 1 | Gene Pulser II
EQ004306 |  | Pipette |  | Pipette | VWR | Hoetjes, PJ | VU/F/BETA/CNCR/FGA | WN.A220 | - |  |  |  | 1
EQ004305 |  | Transformer |  | Capacitance Extender Plus | Bio-Rad | Hoetjes, PJ | VU/F/BETA/CNCR/FGA | WN.A220 | - |  |  |  | 1 | Capacitance Extender Plus
EQ004304 |  | Pipette |  | Pipette | VWR | Hoetjes, PJ | VU/F/BETA/CNCR/FGA | WN.A220 | - |  |  |  | 1
EQ004303 |  | Pipette |  | Pipette controller | VWR | Hoetjes, PJ | VU/F/BETA/CNCR/FGA | WN.A220 | - |  |  |  | 1
EQ004302 |  | Pipette |  | Pipette | Drummond | Hoetjes, PJ | VU/F/BETA/CNCR/FGA | WN.A220 | - |  |  |  | 1
EQ004301 |  | Trigger pulse interface |  | Pulse Controller Plus | Bio-Rad | Hoetjes, PJ | VU/F/BETA/CNCR/FGA | WN.A220 | - |  |  |  | 1 | Pulse Controller Plus
EQ004300 |  | Centrifuge |  | Refrigerated centrifuge RT7 plus | Sorvall Centrifuges | Heijneman, Jorin Petrus Henricus | VU/F/BETA/CNCR/FGA | WN.A220 | - |  |  |  | 1 | RT7 plus
EQ004299 |  | Boiler |  | Boiler | Daalderop (itho) | Hoetjes, PJ | VU/F/BETA/CNCR/FGA | WN.A220 | - |  |  |  | 1 | Close-in 15
EQ004298 | 008570 | Water Bath |  | Water Bath | GFL | Hoetjes, PJ | VU/F/BETA/CNCR/FGA | WN.A220 | - |  |  |  | 1
EQ004297 |  | Telephone |  | Mitel telephone | Mitel | Hoetjes, PJ | VU/F/BETA/CNCR/FGA | WN.A220 | - |  |  |  | 1 | 5340 IP
EQ004296 |  | Shaker/Mixer |  | Retsch mixer | Retsch | Hoetjes, PJ | VU/F/BETA/CNCR/FGA | WN.A220 | - |  |  |  | 1
EQ004295 |  | Incubator |  | CO2 Incubator | Sanyo | Hoetjes, PJ | VU/F/BETA/CNCR/FGA | WN.A220 | - |  |  |  | 1 | CO2 Incubator
EQ004294 |  | Microscope |  | Leica microscope DM IL | Leica | Hoetjes, PJ | VU/F/BETA/CNCR/FGA | WN.A220 | - |  |  |  | 1
EQ004293 |  | Microscope |  | Leica microsystems CMS GmbH | Leica | Hoetjes, PJ | VU/F/BETA/CNCR/FGA | WN.A220 | - |  |  |  | 1
EQ004292 |  | Incubator |  | Incubator | Panasonic | Klein, Bart | VU/F/BETA/CNCR/FGA | WN.A220 | - |  |  |  | 1 | MC0-170AICUV-PE
EQ004291 | 252; 004573 | Freezer |  | Freezer | Liebherr | Hoetjes, PJ | VU/F/BETA/CNCR/FGA | WN.A220 | - |  |  |  | 1 | Comfort
EQ004290 |  | Microscope |  | Leica microsystems CMS GmbH | Leica | Hoetjes, PJ | VU/F/BETA/CNCR/FGA | WN.A220 | - |  |  |  | 1
EQ004289 |  | Incubator |  | Incubator | Panasonic | Hoetjes, PJ | VU/F/BETA/CNCR/FGA | WN.A220 | - |  |  |  | 1 | MC0-170AICUV-PE
EQ004288 |  | Speakers |  | Pipette controller | Brand | Hoetjes, PJ | VU/F/BETA/CNCR/FGA | WN.A220 | - |  |  |  | 1 | accu-jet pro
EQ004287 |  | Speakers |  | Wavemaster speakers MX3+ | Wavemaster | Hoetjes, PJ | VU/F/BETA/CNCR/FGA | WN.A220 | - |  |  |  | 1 | MX3+
EQ004286 |  | Speakers |  | Wavemaster speakers | Wavemaster | Hoetjes, PJ | VU/F/BETA/CNCR/FGA | WN.A220 | - |  |  |  | 1
EQ004285 | PC99-091 | Computer |  | PC | Hewlett Packard (HP) | Hoetjes, PJ | VU/F/BETA/CNCR/FGA | WN.A219 | - |  |  |  | 1
EQ004284 |  | Fluorescence Detector |  | Fluorescence Spectrometer | Perkin-Elmer | Hoetjes, PJ | VU/F/BETA/CNCR/FGA | WN.A219 | - |  |  |  | 1 | LS 55
EQ004283 |  | Fridge |  | Fridge | Liebherr | Hoetjes, PJ | VU/F/BETA/CNCR/FGA | WN.A219 | - |  |  |  | 1 | MediLine
EQ004282 |  | Pipette |  | Pipette controller | Falcon | Heijneman, Jorin Petrus Henricus | VU/F/BETA/CNCR/FGA | WN.A209 | - |  |  |  | 1
EQ004281 |  | Pipette |  | Pipette controller | Drummond | Heijneman, Jorin Petrus Henricus | VU/F/BETA/CNCR/FGA | WN.A209 | - |  |  |  | 1
EQ004280 |  | Diaphragm Pump |  | Diaphragm Vacuum Pump | KNF | Heijneman, Jorin Petrus Henricus | VU/F/BETA/CNCR/FGA | WN.A209 | - |  |  |  | 1 | N816 Laboport
EQ004279 |  | Power Supply |  | PowerPac Basic | Bio-Rad | Heijneman, Jorin Petrus Henricus | VU/F/BETA/CNCR/FGA | WN.A209 | - |  |  |  | 1 | Powerpac Basic
EQ004278 |  | Light Source |  | UV Light Source | Uvitec | Heijneman, Jorin Petrus Henricus | VU/F/BETA/CNCR/FGA | WN.A209 | - |  |  |  | 1
EQ004277 |  | Microwave oven |  | Microwave Oven | Whirlpool | Heijneman, Jorin Petrus Henricus | VU/F/BETA/CNCR/FGA | WN.A209 | - |  |  |  | 1 | Easytronnic
EQ004276 |  | Centrifuge |  | Centrifuge | Thermo Fisher Scientific | Heijneman, Jorin Petrus Henricus | VU/F/BETA/CNCR/FGA | WN.A209 | - |  |  |  | 1 | Legend Micro 17R
EQ004275 |  | Pipette |  | Pipette | Sartorius | Heijneman, Jorin Petrus Henricus | VU/F/BETA/CNCR/FGA | WN.A209 | - |  |  |  | 0
EQ004274 |  | Pipette |  | Pipette | Sartorius | Heijneman, Jorin Petrus Henricus | VU/F/BETA/CNCR/FGA | WN.A209 | - |  |  |  | 0
EQ004273 |  | Pipette |  | Pipette | Sartorius | Heijneman, Jorin Petrus Henricus | VU/F/BETA/CNCR/FGA | WN.A209 | - |  |  |  | 0
EQ004272 |  | Pipette |  | Pipette | Sartorius | Heijneman, Jorin Petrus Henricus | VU/F/BETA/CNCR/FGA | WN.A209 | - |  |  |  | 0
EQ004271 |  | Block Heater |  | Mini Block Heater | VWR | Heijneman, Jorin Petrus Henricus | VU/F/BETA/CNCR/FGA | WN.A209 | - |  |  |  | 1 | Advanced Mini Dry Block Heater
EQ004270 |  | Pipette |  | Pipette | Sartorius | Heijneman, Jorin Petrus Henricus | VU/F/BETA/CNCR/FGA | WN.A209 | - |  |  |  | 0
EQ004269 |  | Pipette |  | Pipette | Sartorius | Heijneman, Jorin Petrus Henricus | VU/F/BETA/CNCR/FGA | WN.A209 | - |  |  |  | 0
EQ004268 |  | Centrifuge |  | Centrifuge | VWR | Heijneman, Jorin Petrus Henricus | VU/F/BETA/CNCR/FGA | WN.A209 | - |  |  |  | 1 | Ministar
EQ004267 |  | Pipette |  | Pipette | Sartorius | Heijneman, Jorin Petrus Henricus | VU/F/BETA/CNCR/FGA | WN.A209 | - |  |  |  | 0
EQ004266 |  | Orbital shaker |  | Orbital Shaker | Biosan | Heijneman, Jorin Petrus Henricus | VU/F/BETA/CNCR/FGA | WN.A209 | - |  |  |  | 1 | PSU-10i
EQ004265 |  | Power Supply |  | Power Supply | Delta Elektronika | Stevens, Peter | VU/F/BETA/TC/FMI | WN.O026 | - |  |  |  | 1 | E0300-0.1
EQ004264 |  | Radio |  | Philips Sounds System | Philips | Heijneman, Jorin Petrus Henricus | VU/F/BETA/CNCR/FGA | WN.A209 | - |  |  |  | 0
EQ004263 |  | Speakers |  | Philips Speaker | Philips | Heijneman, Jorin Petrus Henricus | VU/F/BETA/CNCR/FGA | WN.A209 | - |  |  |  | 0
EQ004262 |  | Power Supply |  | PowerPac 1000 | Bio-Rad | Heijneman, Jorin Petrus Henricus | VU/F/BETA/CNCR/FGA | WN.A209 | - |  |  |  | 1 | Powerpac 1000
EQ004261 |  | Pipette |  | Pipette controller | Brand | Heijneman, Jorin Petrus Henricus | VU/F/BETA/CNCR/FGA | WN.A209 | - |  |  |  | 1
EQ004260 |  | Pipette |  | Pipette | Sartorius | Heijneman, Jorin Petrus Henricus | VU/F/BETA/CNCR/FGA | WN.A209 | - |  |  |  | 0
EQ004259 |  | Pipette |  | Pipette | Sartorius | Heijneman, Jorin Petrus Henricus | VU/F/BETA/CNCR/FGA | WN.A209 | - |  |  |  | 0
EQ004258 |  | Pipette |  | Pipette | Sartorius | Heijneman, Jorin Petrus Henricus | VU/F/BETA/CNCR/FGA | WN.A209 | - |  |  |  | 0
EQ004257 |  | Extension Cable |  | Extension Cable | VU | Heijneman, Jorin Petrus Henricus | VU/F/BETA/CNCR/FGA | WN.A209 | - |  |  |  | 1
EQ004256 |  | Pipette |  | Pipette | Sartorius | Hoetjes, PJ | VU/F/BETA/CNCR/FGA | WN.A209 | - |  |  |  | 0
EQ004255 |  | Multi channel pipet |  | Multichannel Pipette | Sartorius | Heijneman, Jorin Petrus Henricus | VU/F/BETA/CNCR/FGA | WN.A209 | - |  |  |  | 1
EQ004254 |  | Microscope |  | Microscope | Carl Zeiss | Heijneman, Jorin Petrus Henricus | VU/F/BETA/CNCR/FGA | WN.A209 | - |  |  |  | 1 | Axiovert 135
EQ004253 |  | Pipette |  | Pipette controller | Brand | Heijneman, Jorin Petrus Henricus | VU/F/BETA/CNCR/FGA | WN.A209 | - |  |  |  | 1
EQ004252 |  | Pipette |  | Pipette controller | Brand | Heijneman, Jorin Petrus Henricus | VU/F/BETA/CNCR/FGA | WN.A209 | - |  |  |  | 1
EQ004251 |  | Pipette |  | Pipette | Sartorius | Hoetjes, PJ | VU/F/BETA/CNCR/FGA | WN.A209 | - |  |  |  | 0
EQ004250 |  | Pipette |  | Pipette | Sartorius | Hoetjes, PJ | VU/F/BETA/CNCR/FGA | WN.A209 | - |  |  |  | 0
EQ004249 |  | Pipette |  | Pipette | Sartorius | Hoetjes, PJ | VU/F/BETA/CNCR/FGA | WN.A209 | - |  |  |  | 0
EQ004248 |  | Pipette |  | Pipette | Sartorius | Hoetjes, PJ | VU/F/BETA/CNCR/FGA | WN.A209 | - |  |  |  | 0
EQ004247 |  | Diaphragm Pump |  | Diaphragm Vacuum Pump | KNF | Heijneman, Jorin Petrus Henricus | VU/F/BETA/CNCR/FGA | WN.A209 | - |  |  |  | 1 | N816 Laboport
EQ004246 |  | Pipette |  | Pipette | Sartorius | Hoetjes, PJ | VU/F/BETA/CNCR/FGA | WN.A209 | - |  |  |  | 0
EQ004245 |  | Centrifuge |  | Centrifuge | Fisherbrand | Heijneman, Jorin Petrus Henricus | VU/F/BETA/CNCR/FGA | WN.A209 | - |  |  |  | 1 | GT1 Centrifuge
EQ004244 |  | Water Bath |  | Water Bath | Thermo Fisher Scientific | Heijneman, Jorin Petrus Henricus | VU/F/BETA/CNCR/FGA | WN.A209 | - |  |  |  | 1 | Precision GP 10
EQ004243 |  | Multi channel pipet |  | Multichannel Pipette | Rainin | Heijneman, Jorin Petrus Henricus | VU/F/BETA/CNCR/FGA | WN.A209 | - |  |  |  | 1
EQ004242 |  | Pipette |  | Pipette | Sartorius | Hoetjes, PJ | VU/F/BETA/CNCR/FGA | WN.A209 | - |  |  |  | 0
EQ004241 |  | Incubator |  | Incubator | Panasonic | Heijneman, Jorin Petrus Henricus | VU/F/BETA/CNCR/FGA | WN.A209 | - |  |  |  | 1 | MC0-170AICUV-PE
EQ004240 |  | Pipette |  | Pipette | Sartorius | Hoetjes, PJ | VU/F/BETA/CNCR/FGA | WN.A209 | - |  |  |  | 0
EQ004239 |  | Pipette |  | Pipette | Sartorius | Hoetjes, PJ | VU/F/BETA/CNCR/FGA | WN.A209 | - |  |  |  | 0
EQ004238 |  | Pipette |  | Pipette | Sartorius | Hoetjes, PJ | VU/F/BETA/CNCR/FGA | WN.A209 | - |  |  |  | 0
EQ004237 |  | Pipette |  | Pipette | Sartorius | Hoetjes, PJ | VU/F/BETA/CNCR/FGA | WN.A209 | - |  |  |  | 0
EQ004236 |  | Pipette |  | Pipette | Sartorius | Hoetjes, PJ | VU/F/BETA/CNCR/FGA | WN.A209 | - |  |  |  | 0
EQ004235 |  | Pipette |  | Pipette | Sartorius | Hoetjes, PJ | VU/F/BETA/CNCR/FGA | WN.A209 | - |  |  |  | 0
EQ004234 |  | Pipette |  | Pipette | Sartorius | Hoetjes, PJ | VU/F/BETA/CNCR/FGA | WN.A209 | - |  |  |  | 0
EQ004233 |  | Incubator |  | Incubator | Panasonic | Heijneman, Jorin Petrus Henricus | VU/F/BETA/CNCR/FGA | WN.A209 | - |  |  |  | 1 | MC0-170AICUV-PE
EQ004232 |  | Pipette |  | Pipette | Sartorius | Hoetjes, PJ | VU/F/BETA/CNCR/FGA | WN.A209 | - |  |  |  | 0
EQ004231 |  | Pipette |  | Pipette | Sartorius | Hoetjes, PJ | VU/F/BETA/CNCR/FGA | WN.A209 | - |  |  |  | 0
EQ004230 | 245 | Incubator |  | Incubator | Heraeus | Heijneman, Jorin Petrus Henricus | VU/F/BETA/CNCR/FGA | WN.A209 | - |  |  |  | 1 | HERAcell 51013568
EQ004229 |  | Pipette |  | Pipette | Sartorius | Hoetjes, PJ | VU/F/BETA/CNCR/FGA | WN.A209 | - |  |  |  | 0
EQ004228 |  | Pipette |  | Pipette | Sartorius | Hoetjes, PJ | VU/F/BETA/CNCR/FGA | WN.A209 | - |  |  |  | 0
EQ004227 |  | Pipette |  | Pipette | Sartorius | Hoetjes, PJ | VU/F/BETA/CNCR/FGA | WN.A209 | - |  |  |  | 0
EQ004226 |  | Pipette |  | Pipette | Sartorius | Hoetjes, PJ | VU/F/BETA/CNCR/FGA | WN.A209 | - |  |  |  | 0
EQ004225 |  | Pipette |  | Pipette | Sartorius | Hoetjes, PJ | VU/F/BETA/CNCR/FGA | WN.A209 | - |  |  |  | 0
EQ004224 |  | Fridge |  | Fridge | Indesit | Hoetjes, PJ | VU/F/BETA/CNCR/FGA | WN.A209 | - |  |  |  | 0
EQ004223 |  | Freezer |  | Freezer | Whirlpool | Heijneman, Jorin Petrus Henricus | VU/F/BETA/CNCR/FGA | WN.A209 | - |  |  |  | 1
EQ004222 | Bibro-1158 | Fridge |  | Fridge | Liebherr | Heijneman, Jorin Petrus Henricus | VU/F/BETA/CNCR/FGA | WN.A209 | - |  |  |  | 1 | MediLine
EQ004221 |  | Multi channel pipet |  | Multichannel Pipette | Rainin | Heijneman, Jorin Petrus Henricus | VU/F/BETA/CNCR/FGA | WN.A209 | - |  |  |  | 1
EQ004220 |  | Pipette |  | Pipette | Nichiryo | Hoetjes, PJ | VU/F/BETA/CNCR/FGA | WN.A330 | - |  |  |  | 1
EQ004219 |  | Pipette |  | Pipette | Nichiryo | Hoetjes, PJ | VU/F/BETA/CNCR/FGA | WN.A330 | - |  |  |  | 1
EQ004218 |  | Photoscanner |  | Quick scan | Datalogic | Hoetjes, PJ | VU/F/BETA/CNCR/FGA | WN.A330 | - |  |  |  | 1
EQ004217 |  | Pipette |  | Pipette controller | Brand | Hoetjes, PJ | VU/F/BETA/CNCR/FGA | WN.A330 | - |  |  |  | 1
EQ004216 |  | Centrifuge |  | Mini Centrifuge | VWR | Hoetjes, PJ | VU/F/BETA/CNCR/FGA | WN.A330 | - |  |  |  | 1 | Galaxy Ministar
EQ004215 |  | Pipette |  | Pipette | Biohit | Hoetjes, PJ | VU/F/BETA/CNCR/FGA | WN.A330 | - |  |  |  | 1
EQ004214 |  | Pipette |  | Pipette | Rainin | Hoetjes, PJ | VU/F/BETA/CNCR/FGA | WN.A330 | - |  |  |  | 1
EQ004213 |  | Pipette |  | Pipette | Nichiryo | Hoetjes, PJ | VU/F/BETA/CNCR/FGA | WN.A330 | - |  |  |  | 1
EQ004212 |  | Pipette |  | Pipette | Nichiryo | Hoetjes, PJ | VU/F/BETA/CNCR/FGA | WN.A330 | - |  |  |  | 1
EQ004211 |  | Pipette |  | Pipette | Nichiryo | Hoetjes, PJ | VU/F/BETA/CNCR/FGA | WN.A330 | - |  |  |  | 1
EQ004210 |  | Pipette |  | Pipette | Gilson | Hoetjes, PJ | VU/F/BETA/CNCR/FGA | WN.A330 | - |  |  |  | 1
EQ004209 |  | Pipette |  | Pipette | Sartorius | Hoetjes, PJ | VU/F/BETA/CNCR/FGA | WN.A330 | - |  |  |  | 1
EQ004208 |  | Pipette |  | Pipette | Biohit | Hoetjes, PJ | VU/F/BETA/CNCR/FGA | WN.A330 | - |  |  |  | 1
EQ004207 |  | Pipette |  | Pipette | Sartorius | Hoetjes, PJ | VU/F/BETA/CNCR/FGA | WN.A330 | - |  |  |  | 1
EQ004206 |  | Pipette |  | Pipette | Sartorius | Hoetjes, PJ | VU/F/BETA/CNCR/FGA | WN.A330 | - |  |  |  | 1
EQ004205 |  | Pipette |  | Pipette | Sartorius | Hoetjes, PJ | VU/F/BETA/CNCR/FGA | WN.A330 | - |  |  |  | 1
EQ004204 |  | Pipette |  | Pipette | Sartorius | Hoetjes, PJ | VU/F/BETA/CNCR/FGA | WN.A330 | - |  |  |  | 1
EQ004203 |  | Pipette |  | Pipette | Sartorius | Hoetjes, PJ | VU/F/BETA/CNCR/FGA | WN.A330 | - |  |  |  | 1
EQ004202 | 010437 | Cooling Unit |  | Portable Air Conditioner | Amcor | Hoetjes, PJ | VU/F/BETA/CNCR/FGA | WN.A330 | - |  |  |  | 0
EQ004201 |  | Pipette |  | Pipette | Nichiryo | Hoetjes, PJ | VU/F/BETA/CNCR/FGA | WN.A330 | - |  |  |  | 1
EQ004200 |  | Pipette |  | Pipette | Nichiryo | Hoetjes, PJ | VU/F/BETA/CNCR/FGA | WN.A330 | - |  |  |  | 1
EQ004199 |  | Pipette |  | Pipette | Nichiryo | Hoetjes, PJ | VU/F/BETA/CNCR/FGA | WN.A330 | - |  |  |  | 1
EQ004198 |  | Fridge |  | Fridge | Liebherr | Hoetjes, PJ | VU/F/BETA/CNCR/FGA | WN.A330 | - |  |  |  | 1 | Profi line
EQ004197 |  | Pipette |  | Pipette | Nichiryo | Hoetjes, PJ | VU/F/BETA/CNCR/FGA | WN.A330 | - |  |  |  | 1
EQ004196 | 010437 | Freezer |  | Freezer | Liebherr | Hoetjes, PJ | VU/F/BETA/CNCR/FGA | WN.A330 | - |  |  |  | 1 | Premium
EQ004195 |  | Pipette |  | Pipette | Nichiryo | Hoetjes, PJ | VU/F/BETA/CNCR/FGA | WN.A330 | - |  |  |  | 1
EQ004194 |  | Pipette |  | Pipette | Gilson | Hoetjes, PJ | VU/F/BETA/CNCR/FGA | WN.A330 | - |  |  |  | 1
EQ004193 |  | Pipette |  | Pipette | Gilson | Hoetjes, PJ | VU/F/BETA/CNCR/FGA | WN.A330 | - |  |  |  | 1
EQ004192 |  | Pipette |  | Pipette | Gilson | Hoetjes, PJ | VU/F/BETA/CNCR/FGA | WN.A330 | - |  |  |  | 1
EQ004191 | 458 | Freezer |  | Freezer | Liebherr | Hoetjes, PJ | VU/F/BETA/CNCR/FGA | WN.A330 | - |  |  |  | 1 | Comfort
EQ004190 |  | Pipette |  | Pipette | Gilson | Hoetjes, PJ | VU/F/BETA/CNCR/FGA | WN.A330 | - |  |  |  | 1
EQ004189 |  | Pipette |  | Pipette | Sartorius | Hoetjes, PJ | VU/F/BETA/CNCR/FGA | WN.A330 | - |  |  |  | 1
EQ004188 |  | Pipette |  | Pipette | Nichiryo | Hoetjes, PJ | VU/F/BETA/CNCR/FGA | WN.A330 | - |  |  |  | 1
EQ004187 |  | Pipette |  | Pipette | Nichiryo | Hoetjes, PJ | VU/F/BETA/CNCR/FGA | WN.A330 | - |  |  |  | 1
EQ004186 |  | Pipette |  | Pipette | Nichiryo | Hoetjes, PJ | VU/F/BETA/CNCR/FGA | WN.A330 | - |  |  |  | 1
EQ004185 |  | Computer Monitor |  | Dell Computer Monitor | Dell | Hoetjes, PJ | VU/F/BETA/CNCR/FGA | WN.A330 | - |  |  |  | 1
EQ004184 |  | Pipette |  | Pipette | Nichiryo | Hoetjes, PJ | VU/F/BETA/CNCR/FGA | WN.A330 | - |  |  |  | 1
EQ004183 |  | Vortex |  | Vortex | Merck | Hoetjes, PJ | VU/F/BETA/CNCR/FGA | WN.A330 | - |  |  |  | 1 | eurolab
EQ004182 |  | Vortex |  | Vortex | Merck | Hoetjes, PJ | VU/F/BETA/CNCR/FGA | WN.A330 | - |  |  |  | 1 | eurolab
EQ004181 | 5747; 008508 | Water Bath |  | Water Bath | Memmert | Hoetjes, PJ | VU/F/BETA/CNCR/FGA | WN.A330 | - |  |  |  | 1
EQ004180 |  | Centrifuge |  | Mini Centrifuge | Finnzymes Instruments | Hoetjes, PJ | VU/F/BETA/CNCR/FGA | WN.A330 | - |  |  |  | 1 | MCP0012
EQ004179 |  | Fume Cupboard |  | PCR Workstation | Labcaire | Gouwenberg, Y | VU/F/BETA/CNCR/MCN | WN.A330 | - |  |  |  | 1 | PCR 6
EQ004178 | B206 | Vortex |  | Vortex | IKA | Hoetjes, PJ | VU/F/BETA/CNCR/FGA | WN.A330 | - |  |  |  | 1 | VF1 Vibrofix
EQ004177 |  | Centrifuge |  | Mini Centrifuge | Thermo Fisher Scientific | Hoetjes, PJ | VU/F/BETA/CNCR/FGA | WN.A330 | - |  |  |  | 1 | Micro CL 17
EQ004176 | MC | Centrifuge |  | Mini Centrifuge | Eppendorf | Hoetjes, PJ | VU/F/BETA/CNCR/FGA | WN.A330 | - |  |  |  | 1 | miniSpin plus (5453)
EQ004175 |  | Speakers |  | Logitech Speaker | Logitech | Hoetjes, PJ | VU/F/BETA/CNCR/FGA | WN.A330 | - |  |  |  | 1
EQ004174 |  | Vacuum Pump |  | Pall Vacuum Pump | Pall | Klein, Bart | VU/F/BETA/CNCR/FGA | WN.A327 | - |  |  |  | 1 | DOA-730-BN
EQ004173 |  | Centrifuge |  | Gilson Centrifuge | Gilson | Klein, Bart | VU/F/BETA/CNCR/FGA | WN.A327 | - |  |  |  | 1 | Capsulefuge PMC-880
EQ004172 |  | Centrifuge |  | Gilson centrifuge | Gilson | Klein, Bart | VU/F/BETA/CNCR/FGA | WN.A327 | - |  |  |  | 1 | GmCLab
EQ004171 |  | Radio |  | Sony Radio | Sony | Klein, Bart | VU/F/BETA/CNCR/FGA | WN.A327 | - |  |  |  | 1 | CFD-922L
EQ004170 |  | Computer Monitor |  | Dell Computer Monitor | Dell | Klein, Bart | VU/F/BETA/CNCR/FGA | WN.A327 | - |  |  |  | 1 | 1708FPt
EQ004169 |  | Sample Preparation Unit |  | Sample Preparation System | MP Biomedicals | Klein, Bart | VU/F/BETA/CNCR/FGA | WN.A327 | - |  |  |  | 1 | FastPrep-24 5G (6005.7)
EQ004168 |  | Computer |  | Joy-it Computer | Joy-It | Klein, Bart | VU/F/BETA/CNCR/FGA | WN.A327 | - |  |  |  | 1
EQ004167 |  | Block Heater |  | Block Heater | Analytik Jena | Klein, Bart | VU/F/BETA/CNCR/FGA | WN.A327 | - |  |  |  | 1 | Thermoblock TB2
EQ004166 |  | Pipette |  | Pipette | Nichiryo | Klein, Bart | VU/F/BETA/CNCR/FGA | WN.A327 | - |  |  |  | 1
EQ004165 |  | Orbital shaker |  | Orbital Shaker | Heidolph | Klein, Bart | VU/F/BETA/CNCR/FGA | WN.A327 | - |  |  |  | 1 | Rotamax 120
EQ004164 |  | Spectrometer |  | Molecular Devices Spectrometer | Molecular Devices | Klein, Bart | VU/F/BETA/CNCR/FGA | WN.A327 | - |  |  |  | 1 | SpectraMax i3
EQ004163 |  | Pipette |  | Pipette controller | Gilson | Klein, Bart | VU/F/BETA/CNCR/FGA | WN.A327 | - |  |  |  | 1
EQ004162 |  | Vacuum Pump |  | Vacuum Pump | KNF | Klein, Bart | VU/F/BETA/CNCR/FGA | WN.A327 | - |  |  |  | 1 | N86KT.18
EQ004161 |  | Centrifuge |  | Beckman Coulter Centrifuge | Beckman Coulter | Klein, Bart | VU/F/BETA/CNCR/FGA | WN.A327 | - |  |  |  | 1 | Allegra X-30R
EQ004160 |  | Pipette |  | Pipette | Gilson | Klein, Bart | VU/F/BETA/CNCR/FGA | WN.A327 | - |  |  |  | 1
EQ004159 |  | Pipette |  | Pipette | Gilson | Klein, Bart | VU/F/BETA/CNCR/FGA | WN.A327 | - |  |  |  | 1
EQ004158 |  | Pipette |  | Pipette | Gilson | Klein, Bart | VU/F/BETA/CNCR/FGA | WN.A327 | - |  |  |  | 1
EQ004157 |  | Pipette |  | Pipette | Gilson | Klein, Bart | VU/F/BETA/CNCR/FGA | WN.A327 | - |  |  |  | 1
EQ004156 |  | Water Bath |  | Grant Water Bath | Grant Instruments | Klein, Bart | VU/F/BETA/CNCR/FGA | WN.A327 | - |  |  |  | 1 | SBB6
EQ004155 |  | Pipette |  | Pipette | Gilson | Klein, Bart | VU/F/BETA/CNCR/FGA | WN.A327 | - |  |  |  | 1
EQ004154 |  | Vortex |  | Vortex | VWR | Klein, Bart | VU/F/BETA/CNCR/FGA | WN.A327 | - |  |  |  | 1 | VWRI444-1372
EQ004153 |  | Pipette |  | Pipette | Gilson | Klein, Bart | VU/F/BETA/CNCR/FGA | WN.A327 | - |  |  |  | 1
EQ004152 |  | Thermal Cycler / PCR System |  | Bio-Rad Thermal Cycler | Bio-Rad | Huijgen, Judith | VU/F/BETA/CNCR/FGA | WN.A327 | - |  |  |  | 1 | S1000
EQ004151 |  | Thermal Cycler / PCR System |  | Bio-Rad Thermal Cycler | Bio-Rad | Huijgen, Judith | VU/F/BETA/CNCR/FGA | WN.A327 | - |  |  |  | 1 | S1000
EQ004150 |  | Pipette |  | Pipette | Gilson | Klein, Bart | VU/F/BETA/CNCR/FGA | WN.A327 | - |  |  |  | 1
EQ004149 | PCR 1 | Thermal Cycler / PCR System |  | Thermocycler | Sensoquest | Huijgen, Judith | VU/F/BETA/CNCR/FGA | WN.A327 | - |  |  |  | 1 | Labcycler
EQ004148 |  | Pipette |  | Pipette | Gilson | Klein, Bart | VU/F/BETA/CNCR/FGA | WN.A327 | - |  |  |  | 1
EQ004147 | PCR 3 | Thermal Cycler / PCR System |  | Thermocycler | Sensoquest | Huijgen, Judith | VU/F/BETA/CNCR/FGA | WN.A327 | - |  |  |  | 1 | Labcycler
EQ004146 | QG 20421 | Pipette |  | Gilson Pipetman P200 Multi-12 | Gilson | Klein, Bart | VU/F/BETA/CNCR/FGA | WN.A327 | - |  |  |  | 1 | Pipetman P200 Multi-12
EQ004145 |  | Pipette |  | Pipette | Gilson | Klein, Bart | VU/F/BETA/CNCR/FGA | WN.A327 | - |  |  |  | 1
EQ004144 |  | Pipette |  | Pipette | Gilson | Klein, Bart | VU/F/BETA/CNCR/FGA | WN.A327 | - |  |  |  | 1
EQ004143 |  | Pipette |  | Pipette | Gilson | Klein, Bart | VU/F/BETA/CNCR/FGA | WN.A327 | - |  |  |  | 1
EQ004142 |  | Pipette |  | Pipette | Gilson | Klein, Bart | VU/F/BETA/CNCR/FGA | WN.A327 | - |  |  |  | 1
EQ004141 | 012577; PCR 4 | Thermal Cycler / PCR System |  | Thermocycler | Sensoquest | Huijgen, Judith | VU/F/BETA/CNCR/FGA | WN.A327 | - |  |  |  | 1 | Labcycler
EQ004140 |  | Pipette |  | Pipette | Gilson | Klein, Bart | VU/F/BETA/CNCR/FGA | WN.A327 | - |  |  |  | 1
EQ004139 |  | Pipette |  | Pipette | Gilson | Klein, Bart | VU/F/BETA/CNCR/FGA | WN.A327 | - |  |  |  | 1
EQ004138 |  | Pipette |  | Pipette | Gilson | Hoetjes, PJ | VU/F/BETA/CNCR/FGA | WN.A327 | - |  |  |  | 1
EQ004137 | Bibro 493 | Freezer |  | Freezer | Liebherr | Hoetjes, PJ | VU/F/BETA/CNCR/FGA | WN.A327 | - |  |  |  | 1 | Comfort
EQ004136 |  | Pipette |  | Pipette | Gilson | Hoetjes, PJ | VU/F/BETA/CNCR/FGA | WN.A327 | - |  |  |  | 1
EQ004135 |  | Sample Preparation Unit |  | Cell Culture Roller Drum | Bellco Glass | Hoetjes, PJ | VU/F/BETA/CNCR/FGA | WN.A327 | - |  |  |  | 1 | 7736-10220
EQ004134 |  | Pipette |  | Pipette | Gilson | Hoetjes, PJ | VU/F/BETA/CNCR/FGA | WN.A327 | - |  |  |  | 1
EQ004133 | Bibro 492 | Fridge |  | Fridge | Liebherr | Hoetjes, PJ | VU/F/BETA/CNCR/FGA | WN.A327 | - |  |  |  | 1
EQ004132 |  | Fan |  | Amcor Portable Airconditioning | Amcor | Broeke, Jurjen | VU/F/BETA/CNCR/FGA | WN.A468 | - |  |  |  | 1 | AC-7200M
EQ004131 |  | Temperature Control Module |  | NPI Temperature Controller | NPI Electronic | Broeke, Jurjen | VU/F/BETA/CNCR/FGA | WN.A468 | - |  |  |  | 1 | TC-10
EQ004130 |  | Light Source |  | Thorlabs LED | Thorlabs | Broeke, Jurjen | VU/F/BETA/CNCR/FGA | WN.A468 | - |  |  |  | 1 | COP1-A
EQ004129 |  | Camera |  | Thorlabs Camera | Thorlabs | Broeke, Jurjen | VU/F/BETA/CNCR/FGA | WN.A468 | - |  |  |  | 1 | CS325MU
EQ004128 |  | LED Controller |  | Thorlabs LED Driver | Thorlabs | Broeke, Jurjen | VU/F/BETA/CNCR/FGA | WN.A468 | - |  |  |  | 1 | LEDD1B
EQ004127 |  | Temperature Control Module |  | NPI Temperature Controller | NPI Electronic | Broeke, Jurjen | VU/F/BETA/CNCR/FGA | WN.A468 | - |  |  |  | 1 | MTC-20/2S
EQ004126 |  | Data Acquisition Instrument |  | USB DAQ | National Instruments | Broeke, Jurjen | VU/F/BETA/CNCR/FGA | WN.A468 | - |  |  |  | 1 | USB-6346
EQ004125 |  | LED Array |  | COB LED | Brennenstuhl | Broeke, Jurjen | VU/F/BETA/CNCR/FGA | WN.A468 | - |  |  |  | 1 | ML CA 120 M DE 4113
EQ004124 |  | Peristaltic Pump |  | Peristaltic Pump | Gilson | Broeke, Jurjen | VU/F/BETA/CNCR/FGA | WN.A468 | - |  |  |  | 1 | Minipuls 2
EQ004123 |  | Flow Controller |  | VU Pinch-valve Controller | VU | Broeke, Jurjen | VU/F/BETA/CNCR/FGA | WN.A468 | - |  |  |  | 1
EQ004122 |  | Pipette |  | Pipette | Nichiryo | Broeke, Jurjen | VU/F/BETA/CNCR/FGA | WN.A468 | - |  |  |  | 1
EQ004121 |  | Data Storage |  | Network Attached Storage | QNAP | Broeke, Jurjen | VU/F/BETA/CNCR/FGA | WN.A468 | - |  |  |  | 1 | ts-1079 pro
EQ004120 |  | Pump/Compressor |  | Air Compressor | Supertech | Broeke, Jurjen | VU/F/BETA/CNCR/FGA | WN.A468 | - |  |  |  | 1 | Quiet Air Compressor
EQ004119 |  | Pipette |  | Pipette | Gilson | Broeke, Jurjen | VU/F/BETA/CNCR/FGA | WN.A468 | - |  |  |  | 1
EQ004118 |  | Extension Cable |  | Extension Cable Long | VU | Broeke, Jurjen | VU/F/BETA/CNCR/FGA | WN.A468 | - |  |  |  | 1
EQ004117 |  | Pipette |  | Pipette | Nichiryo | Broeke, Jurjen | VU/F/BETA/CNCR/FGA | WN.A468 | - |  |  |  | 1
EQ004116 |  | Extension Cable |  | Extension Cable Long | VU | Broeke, Jurjen | VU/F/BETA/CNCR/FGA | WN.A468 | - |  |  |  | 1
EQ004115 |  | Pipette |  | Pipette | Nichiryo | Broeke, Jurjen | VU/F/BETA/CNCR/FGA | WN.A468 | - |  |  |  | 1
EQ004114 |  | Pipette |  | Pipette | Nichiryo | Broeke, Jurjen | VU/F/BETA/CNCR/FGA | WN.A468 | - |  |  |  | 1
EQ004113 |  | Pipette |  | Pipette | Nichiryo | Broeke, Jurjen | VU/F/BETA/CNCR/FGA | WN.A468 | - |  |  |  | 1
EQ004112 |  | Pipette |  | Pipette | Nichiryo | Broeke, Jurjen | VU/F/BETA/CNCR/FGA | WN.A468 | - |  |  |  | 1
EQ004111 |  | Camera controller |  | Imaging Control Unit | Fei | Broeke, Jurjen | VU/F/BETA/CNCR/FGA | WN.A468 | - |  |  |  | 1 | Imaging Control Unit V2
EQ004110 |  | Lamp |  | Lamp | Ikea | Broeke, Jurjen | VU/F/BETA/CNCR/FGA | WN.A468 | - |  |  |  | 1
EQ004109 |  | Monochromator |  | Ultra-fast Monochromator | Till Photonics | Broeke, Jurjen | VU/F/BETA/CNCR/FGA | WN.A468 | - |  |  |  | 1 | Polychrome V
EQ004108 |  | Data Acquisition Instrument |  | USB DAQ | National Instruments | Broeke, Jurjen | VU/F/BETA/CNCR/FGA | WN.A468 | - |  |  |  | 1 | USB-6363
EQ004107 |  | Light Source |  | External light source power supply | Olympus | Broeke, Jurjen | VU/F/BETA/CNCR/FGA | WN.A468 | - |  |  |  | 1 | TL4
EQ004106 |  | Lamp |  | Hansa Lamp | Hansa | Broeke, Jurjen | VU/F/BETA/CNCR/FGA | WN.A468 | - |  |  |  | 1 | 41-5010.099
EQ004105 |  | Camera |  | Ixon Ultra Camera | Andor | Broeke, Jurjen | VU/F/BETA/CNCR/FGA | WN.A468 | - |  |  |  | 1 | DU-897U-CS0-#BV
EQ004104 |  | Camera |  | Digital Camera | Hamamatsu | Broeke, Jurjen | VU/F/BETA/CNCR/FGA | WN.A468 | - |  |  |  | 1 | C11440
EQ004103 | 012269;1A 3AG | Transformer |  | Isolated Pulse Stimulator | A-M Systems | Broeke, Jurjen | VU/F/BETA/CNCR/FGA | WN.A468 | - |  |  |  | 1 | M2100
EQ004102 |  | Extension Cable |  | Extension cable | VU | Broeke, Jurjen | VU/F/BETA/CNCR/FGA | WN.A468 | - |  |  |  | 0
EQ004101 |  | Power Supply |  | Light Power Supply | Olympus | Broeke, Jurjen | VU/F/BETA/CNCR/FGA | WN.A468 | - |  |  |  | 1 | TL4
EQ004100 |  | Extension Cable |  | Extension cable | VU | Broeke, Jurjen | VU/F/BETA/CNCR/FGA | WN.A468 | - |  |  |  | 1
EQ004099 |  | Transformer |  | Isolated Pulse Stimulator | A-M Systems | Broeke, Jurjen | VU/F/BETA/CNCR/FGA | WN.A468 | - |  |  |  | 1 | M2100
EQ004098 |  | Power Supply |  | Light Power Supply | Olympus | Broeke, Jurjen | VU/F/BETA/CNCR/FGA | WN.A468 | - |  |  |  | 1 | TH4-200
EQ004097 |  | Light Source |  | UV Light Source | Rapp OptoElectronic | Broeke, Jurjen | VU/F/BETA/CNCR/FGA | WN.A468 | - |  |  |  | 1 | JML-C2
EQ004096 |  | Speakers |  | Creative speakers | Creative | Broeke, Jurjen | VU/F/BETA/CNCR/FGA | WN.A468 | - |  |  |  | 1
EQ004095 |  | Optical Shutter |  | Rapp Shutter | Rapp OptoElectronic | Broeke, Jurjen | VU/F/BETA/CNCR/FGA | WN.A468 | - |  |  |  | 1 | DL-473
EQ004094 |  | Data Acquisition Instrument |  | Low Noise Data Acquisition Ins. | Axon Instruments | Broeke, Jurjen | VU/F/BETA/CNCR/FGA | WN.A468 | - |  |  |  | 1 | Digidata 1550
EQ004093 |  | Extension Cable |  | Extension Cable | VU | Broeke, Jurjen | VU/F/BETA/CNCR/FGA | WN.A468 | - |  |  |  | 1
EQ004092 |  | Extension Cable |  | Extension Cable | VU | Broeke, Jurjen | VU/F/BETA/CNCR/FGA | WN.A468 | - |  |  |  | 1
EQ004091 |  | Peristaltic Pump |  | Peristatic pump | Gilson | Broeke, Jurjen | VU/F/BETA/CNCR/FGA | WN.A468 | - |  |  |  | 1 | Minipuls 2
EQ004090 |  | Extension Cable |  | Extension Cable | VU | Broeke, Jurjen | VU/F/BETA/CNCR/FGA | WN.A468 | - |  |  |  | 1
EQ004089 |  | Motion Controller/Driver |  | Warner Perfusion Controller | Warner | Broeke, Jurjen | VU/F/BETA/CNCR/FGA | WN.A468 | - |  |  |  | 1 | SF-77C
EQ004088 |  | Perfusion System |  | Perfusion system | ALA Scientific Instruments | Broeke, Jurjen | VU/F/BETA/CNCR/FGA | WN.A468 | - |  |  |  | 1 | ALA-VM8
EQ004087 |  | Trigger pulse interface |  | AMPI Stimulus Isolator | A.M.P.I | Broeke, Jurjen | VU/F/BETA/CNCR/FGA | WN.A468 | - |  |  |  | 1 | ISO-flex
EQ004086 |  | Lamp |  | Hansa Lamp | Hansa | Broeke, Jurjen | VU/F/BETA/CNCR/FGA | WN.A468 | - |  |  |  | 1 | 41-5010.099
EQ004085 |  | Lamp |  | Hansa Lamp | Hansa | Broeke, Jurjen | VU/F/BETA/CNCR/FGA | WN.A468 | - |  |  |  | 1 | 41-5010.099
EQ004084 |  | Motion Controller/Driver |  | Control SM8 | Luigs and Newman | Broeke, Jurjen | VU/F/BETA/CNCR/FGA | WN.A468 | - |  |  |  | 1 | SM8
EQ004083 |  | Lamp |  | Conrad Lamp | Conrad | Broeke, Jurjen | VU/F/BETA/CNCR/FGA | WN.A468 | - |  |  |  | 1 | L817
EQ004082 | 006095 | Power Supply |  | Olympus Power supply | Olympus | Broeke, Jurjen | VU/F/BETA/CNCR/FGA | WN.A468 | - |  |  |  | 1 | U-RFL-T
EQ004081 |  | Camera controller |  | Hamamatsu Camera Controller | Hamamatsu | Broeke, Jurjen | VU/F/BETA/CNCR/FGA | WN.A468 | - |  |  |  | 1 | C7780-20
EQ004080 |  | Motion Controller/Driver |  | Control SM7 | Luigs and Newman | Broeke, Jurjen | VU/F/BETA/CNCR/FGA | WN.A468 | - |  |  |  | 1 | SM7
EQ004079 |  | Electronic Signal Processing Device |  | VU Signal Processor | VU | Broeke, Jurjen | VU/F/BETA/CNCR/FGA | WN.A468 | - |  |  |  | 1
EQ004078 |  | Motion Controller/Driver |  | Control SM-5 | Luigs and Newman | Broeke, Jurjen | VU/F/BETA/CNCR/FGA | WN.A468 | - |  |  |  | 1 | SM-5
EQ004077 |  | Motion Controller/Driver |  | Remote Control System | Luigs and Newman | Broeke, Jurjen | VU/F/BETA/CNCR/FGA | WN.A468 | - |  |  |  | 1 | SM5-Remote Control System
EQ004076 |  | Laser Controller Unit |  | Soft panel | Axon Instruments | Broeke, Jurjen | VU/F/BETA/CNCR/FGA | WN.A468 | - |  |  |  | 1
EQ004075 |  | Motion Controller/Driver |  | Remote Control System | Luigs and Newman | Broeke, Jurjen | VU/F/BETA/CNCR/FGA | WN.A468 | - |  |  |  | 1 | SM7-Remote Control System
EQ004074 |  | Transformer |  | Isolated bipolar current stimulator | VU | Broeke, Jurjen | VU/F/BETA/CNCR/FGA | WN.A468 | - |  |  |  | 1 | Model 440b
EQ004073 |  | Motion Controller/Driver |  | Remote Control System | Luigs and Newman | Broeke, Jurjen | VU/F/BETA/CNCR/FGA | WN.A468 | - |  |  |  | 1 | SM7-Remote Control System
EQ004072 |  | Speakers |  | Speakers Logi | Logitech | Broeke, Jurjen | VU/F/BETA/CNCR/FGA | WN.A468 | - |  |  |  | 1
EQ004071 |  | Data Acquisition Instrument |  | Low-noise data acquisition system | Axon Instruments | Broeke, Jurjen | VU/F/BETA/CNCR/FGA | WN.A468 | - |  |  |  | 1 | Digidata 1440A
EQ004070 |  | Optical Shutter |  | Rapp DPSL | Rapp OptoElectronic | Broeke, Jurjen | VU/F/BETA/CNCR/FGA | WN.A462 | - |  |  |  | 1 | DPSL-355/30
EQ004069 |  | Shutter Driver |  | Shutter driver | Nikon | Broeke, Jurjen | VU/F/BETA/CNCR/FGA | WN.A462 | - |  |  |  | 1
EQ004068 |  | Laser Shaper |  | Laser Power Supply | National Laser Company | Broeke, Jurjen | VU/F/BETA/CNCR/FGA | WN.A462 | - |  |  |  | 1 | 8800AL.097
EQ004067 |  | Temperature Control Module |  | NPI Temperature Controller | NPI Electronic | Broeke, Jurjen | VU/F/BETA/CNCR/FGA | WN.A462 | - |  |  |  | 1 | TC-10
EQ004066 |  | Motion Controller/Driver |  | SIC Micromanipulator | Sutter Instrument Company (SIC) | Broeke, Jurjen | VU/F/BETA/CNCR/FGA | WN.A462 | - |  |  |  | 1 | MP-285
EQ004065 |  | Laser Controller Unit |  | Laser controller | Nikon | Broeke, Jurjen | VU/F/BETA/CNCR/FGA | WN.A462 | - |  |  |  | 1
EQ004064 |  | Trigger pulse interface |  | AMP Pulse Stimulator | A.M.P.I | Broeke, Jurjen | VU/F/BETA/CNCR/FGA | WN.A462 | - |  |  |  | 1 | Master 8
EQ004063 |  | Laser Shaper |  | PolychromeIV | Till Photonics | Broeke, Jurjen | VU/F/BETA/CNCR/FGA | WN.A462 | - |  |  |  | 1 | PolychromeIV
EQ004062 |  | Photoscanner |  | Resonance scanner | Nikon | Broeke, Jurjen | VU/F/BETA/CNCR/FGA | WN.A462 | - |  |  |  | 1 | A1R
EQ004061 |  | Flow Controller |  | VU Pinch-valve Controller | VU | Broeke, Jurjen | VU/F/BETA/CNCR/FGA | WN.A462 | - |  |  |  | 1
EQ004060 |  | Motion Controller/Driver |  | Multi-Channel PLL driver | AA Opto-Electronic | Broeke, Jurjen | VU/F/BETA/CNCR/FGA | WN.A462 | - |  |  |  | 1 | AA.MOD.nC
EQ004059 |  | Photoscanner |  | Resonance scanner | Nikon | Broeke, Jurjen | VU/F/BETA/CNCR/FGA | WN.A462 | - |  |  |  | 1 | A1
EQ004058 |  | 3D Printer |  | Prusa 3D Printer | Prusa | Broeke, Jurjen | VU/F/BETA/CNCR/FGA | WN.A462 | - |  |  |  | 0 | Prusa i3 mk2
EQ004057 |  | Power Supply |  | Laser Power Supply | Laser Drive Inc. | Broeke, Jurjen | VU/F/BETA/CNCR/FGA | WN.A462 | - |  |  |  | 1 | 8470-01
EQ004056 |  | Sample Preparation Unit |  | Thermo Tissue Processor | Thermo | Broeke, Jurjen | VU/F/BETA/CNCR/FGA | WN.A462 | - |  |  |  | 1 | Citadel 2000
EQ004055 |  | Laser |  | Laser D-eclipse C1 | Nikon | Broeke, Jurjen | VU/F/BETA/CNCR/FGA | WN.A462 | - |  |  |  | 1 | D-eclipse C1
EQ004054 |  | Laser Controller Unit |  | Laser Controller | Lasos Lasertechnik GmbH | Broeke, Jurjen | VU/F/BETA/CNCR/FGA | WN.A462 | - |  |  |  | 1 | RMC 7872
EQ004053 |  | Laser |  | Fiber Laser | MPB Communications Inc. | Broeke, Jurjen | VU/F/BETA/CNCR/FGA | WN.A462 | - |  |  |  | 1 | 2RU-VFL-P-300-647-81
EQ004052 |  | Laser |  | Laser | Nikon | Broeke, Jurjen | VU/F/BETA/CNCR/FGA | WN.A462 | - |  |  |  | 1
EQ004051 |  | Laser |  | Laser | Nikon | Broeke, Jurjen | VU/F/BETA/CNCR/FGA | WN.A462 | - |  |  |  | 1
EQ004050 |  | Block Heater |  | Precision Air Heater | Life Imaging Services (LIS) | Broeke, Jurjen | VU/F/BETA/CNCR/FGA | WN.A462 | - |  |  |  | 1 | The Cube CB01A230
EQ004049 |  | Laser |  | Ion Laser Module | Melles Griot | Broeke, Jurjen | VU/F/BETA/CNCR/FGA | WN.A462 | - |  |  |  | 1 | 36-LDL-840-36
EQ004048 |  | Block Heater |  | Precision Air Heater | Life Imaging Services (LIS) | Broeke, Jurjen | VU/F/BETA/CNCR/FGA | WN.A462 | - |  |  |  | 1 | The Cube CB01A230
EQ004047 |  | Power Supply |  | Ion Laser Power Supply | Melles Griot | Broeke, Jurjen | VU/F/BETA/CNCR/FGA | WN.A462 | - |  |  |  | 1
EQ004046 |  | Trigger pulse interface |  | VU Pulse Generator | VU | Broeke, Jurjen | VU/F/BETA/CNCR/FGA | WN.A462 | - |  |  |  | 1
EQ004045 |  | Motion Controller/Driver |  | Multi-Channel PLL driver | AA Opto-Electronic | Broeke, Jurjen | VU/F/BETA/CNCR/FGA | WN.A462 | - |  |  |  | 1 | AA.MOD.nC
EQ004044 |  | Extension Cable |  | Extension cable | VU | Broeke, Jurjen | VU/F/BETA/CNCR/FGA | WN.A462 | - |  |  |  | 1
EQ004043 |  | Extension Cable |  | Extension cable | VU | Broeke, Jurjen | VU/F/BETA/CNCR/FGA | WN.A462 | - |  |  |  | 1
EQ004042 |  | Lamp |  | Lamp | VU | Broeke, Jurjen | VU/F/BETA/CNCR/FGA | WN.A462 | - |  |  |  | 1
EQ004041 |  | Laser |  | Yokogawa Confocal Laser | Yokogawa | Broeke, Jurjen | VU/F/BETA/CNCR/FGA | WN.A462 | - |  |  |  | 1 | CSU10B
EQ004040 |  | Camera |  | Hamamatsu Camera | Hamamatsu | Broeke, Jurjen | VU/F/BETA/CNCR/FGA | WN.A462 | - |  |  |  | 1 | C7780-20
EQ004039 |  | Temperature Control Module |  | Tempcontrol Temperature Controller | Tempcontrol | Broeke, Jurjen | VU/F/BETA/CNCR/FGA | WN.A462 | - |  |  |  | 1 | 37-2 digital
EQ004038 |  | Laser Controller Unit |  | Laser controller | Nikon | Broeke, Jurjen | VU/F/BETA/CNCR/FGA | WN.A462 | - |  |  |  | 1 | TU-LU4SU
EQ004037 |  | Extension Cable |  | Extension cable | VU | Broeke, Jurjen | VU/F/BETA/CNCR/FGA | WN.A462 | - |  |  |  | 1
EQ004036 |  | Laser Controller Unit |  | Laser controller | Nikon | Broeke, Jurjen | VU/F/BETA/CNCR/FGA | WN.A462 | - |  |  |  | 1 | TU-LU4SU
EQ004035 |  | Battery Charger |  | WPI Battery Charger | World Precision Instruments | Broeke, Jurjen | VU/F/BETA/CNCR/FGA | WN.A462 | - |  |  |  | 1 | A 382
EQ004034 |  | Motion Controller/Driver |  | Nano-Drive | Mad City Labs Inc. (MCL) | Broeke, Jurjen | VU/F/BETA/CNCR/FGA | WN.A462 | - |  |  |  | 1
EQ004033 |  | Flow Controller |  | Flow controller | VU | Broeke, Jurjen | VU/F/BETA/CNCR/FGA | WN.A462 | - |  |  |  | 1
EQ004032 |  | Extension Cable |  | Extension cable | VU | Broeke, Jurjen | VU/F/BETA/CNCR/FGA | WN.A462 | - |  |  |  | 1
EQ004031 |  | Extension Cable |  | Extension cable | VU | Broeke, Jurjen | VU/F/BETA/CNCR/FGA | WN.A462 | - |  |  |  | 1
EQ004030 |  | Adapter |  | 16C BNC Adapter Module | IOtech | Broeke, Jurjen | VU/F/BETA/CNCR/FGA | WN.A462 | - |  |  |  | 1 | DBK203
EQ004029 |  | Power Supply |  | Power supply | Nikon | Broeke, Jurjen | VU/F/BETA/CNCR/FGA | WN.A462 | - |  |  |  | 1
EQ004028 |  | Illumination Experiment Setup |  | Precenter fiber illuminator | Nikon | Broeke, Jurjen | VU/F/BETA/CNCR/FGA | WN.A462 | - |  |  |  | 1 | C-HGFIE
EQ004027 |  | Motion Controller/Driver |  | Polychrome Manual Control | Till Photonics | Broeke, Jurjen | VU/F/BETA/CNCR/FGA | WN.A462 | - |  |  |  | 1
EQ004026 |  | Power Supply |  | Power supply | Nikon | Broeke, Jurjen | VU/F/BETA/CNCR/FGA | WN.A462 | - |  |  |  | 1
EQ004025 |  | Camera controller |  | Hamamatsu Camera Controller | Hamamatsu | Broeke, Jurjen | VU/F/BETA/CNCR/FGA | WN.A462 | - |  |  |  | 1 | C7780-20
EQ004024 |  | Boiler |  | Daalderop Boiler | Daalderop (itho) | Broeke, Jurjen | VU/F/BETA/CNCR/FGA | WN.A462 | - |  |  |  | 1 | Close-In 15L
EQ004023 |  | Laser |  | Microscope laser controller A1 | Nikon | Broeke, Jurjen | VU/F/BETA/CNCR/FGA | WN.A462 | - |  |  |  | 1 | A1
EQ004022 |  | Computer |  | HP computer | Hewlett Packard (HP) | Broeke, Jurjen | VU/F/BETA/CNCR/FGA | WN.A462 | - |  |  |  | 1
EQ004021 |  | Flow Controller |  | Valve Control System | ALA Scientific Instruments | Broeke, Jurjen | VU/F/BETA/CNCR/FGA | WN.A462 | - |  |  |  | 1 | BPS-4
EQ004020 |  | Computer Monitor |  | HP monitor | Hewlett Packard (HP) | Broeke, Jurjen | VU/F/BETA/CNCR/FGA | WN.A462 | - |  |  |  | 1 | Compaq LA2405x
EQ004019 |  | Peristaltic Pump |  | Gilson Pump | Gilson | Broeke, Jurjen | VU/F/BETA/CNCR/FGA | WN.A462 | - |  |  |  | 1 | Minipuls M312
EQ004018 |  | Computer Monitor |  | HP monitor | Hewlett Packard (HP) | Broeke, Jurjen | VU/F/BETA/CNCR/FGA | WN.A462 | - |  |  |  | 1 | Compaq LA2405x
EQ004017 | MON10-988 | Computer Monitor |  | HP Computer Monitor | Hewlett Packard (HP) | Broeke, Jurjen | VU/F/BETA/CNCR/FGA | WN.A462 | - |  |  |  | 1 | HP Compaq LA2205wg
EQ004016 | MON09-123 | Computer Monitor |  | HP Computer Monitor | Hewlett Packard (HP) | Broeke, Jurjen | VU/F/BETA/CNCR/FGA | WN.A462 | - |  |  |  | 1 | HP L2245wg
EQ004015 |  | Vacuum Pump |  | Vacuubrand Vacuum Pump | Vacuubrand | Broeke, Jurjen | VU/F/BETA/CNCR/FGA | WN.A462 | - |  |  |  | 1 | BVC 21
EQ004014 |  | Pipette |  | Nichiryo Pipette 0.1-2uL | Nichiryo | Broeke, Jurjen | VU/F/BETA/CNCR/FGA | WN.A462 | - |  |  |  | 1 | Nichipet EX 0.1-2uL
EQ004013 |  | Photoscanner |  | Resonance scanner | Nikon | Broeke, Jurjen | VU/F/BETA/CNCR/FGA | WN.A462 | - |  |  |  | 1 | A1 R
EQ004012 |  | Computer |  | Dell Computer | Dell | Broeke, Jurjen | VU/F/BETA/CNCR/FGA | WN.A462 | - |  |  |  | 1 | Precision 380
EQ004011 |  | Pipette |  | Nichiryo Pipette 100-1000uL | Nichiryo | Broeke, Jurjen | VU/F/BETA/CNCR/FGA | WN.A462 | - |  |  |  | 1 | Nichipet EX 100-1000uL
EQ004010 |  | Pipette |  | Nichiryo Pipette 0.1-2uL | Nichiryo | Broeke, Jurjen | VU/F/BETA/CNCR/FGA | WN.A462 | - |  |  |  | 1 | Nichipet EX 0.1-2uL
EQ004009 |  | Amplifier |  | Amplifier/ Servo Controller | PI | Broeke, Jurjen | VU/F/BETA/CNCR/FGA | WN.A462 | - |  |  |  | 1 | E-665.cr
EQ004008 |  | Microscope |  | Inverted microscope | Nikon | Broeke, Jurjen | VU/F/BETA/CNCR/FGA | WN.A462 | - |  |  |  | 1 | Eclipse Ti
EQ004007 |  | Pipette |  | Nichiryo Pipette 100-1000uL | Nichiryo | Broeke, Jurjen | VU/F/BETA/CNCR/FGA | WN.A462 | - |  |  |  | 1 | Nichipet EX 100-1000uL
EQ004006 |  | Vacuum Pump |  | Vacuum pump | Andor | Broeke, Jurjen | VU/F/BETA/CNCR/FGA | WN.A462 | - |  |  |  | 0
EQ004005 |  | Camera controller |  | PFS offset microscope controller | Nikon | Broeke, Jurjen | VU/F/BETA/CNCR/FGA | WN.A462 | - |  |  |  | 1 | TI-PFS-CON2
EQ004004 |  | Pipette |  | Nichiryo Pipette 20-200uL | Nichiryo | Broeke, Jurjen | VU/F/BETA/CNCR/FGA | WN.A462 | - |  |  |  | 1 | Nichipet EX 20-200uL
EQ004003 |  | Camera controller |  | PFS offset microscope controller | Nikon | Broeke, Jurjen | VU/F/BETA/CNCR/FGA | WN.A462 | - |  |  |  | 1 | PFS
EQ004002 |  | NAS |  | Synology Network Storage | Synology | Broeke, Jurjen | VU/F/BETA/CNCR/FGA | WN.A462 | - |  |  |  | 1 | DS414j
EQ004001 |  | Motion Controller/Driver |  | Motion Controller | Honeywell | Broeke, Jurjen | VU/F/BETA/CNCR/FGA | WN.A462 | - |  |  |  | 1 | 831-5492
EQ004000 |  | Camera controller |  | Microscope controller | Nikon | Broeke, Jurjen | VU/F/BETA/CNCR/FGA | WN.A462 | - |  |  |  | 1 | TI-S-EJOY
EQ003999 |  | NAS |  | Netgear Network Storage | Netgear | Broeke, Jurjen | VU/F/BETA/CNCR/FGA | WN.A462 | - |  |  |  | 1 | ReadyNAS NC+ v2
EQ003998 |  | Incubator |  | Stage top incubator | Tokai Hit | Broeke, Jurjen | VU/F/BETA/CNCR/FGA | WN.A462 | - |  |  |  | 1 | STR
EQ003997 |  | NAS |  | Acer Network Storage | Acer | Broeke, Jurjen | VU/F/BETA/CNCR/FGA | WN.A462 | - |  |  |  | 1 | Altos EasyStore
EQ003996 |  | Pump/Compressor |  | Pressurised Perfusion System | ALA Scientific Instruments | Broeke, Jurjen | VU/F/BETA/CNCR/FGA | WN.A462 | - |  |  |  | 1 | ALA-VM4
EQ003995 | 010525 | NAS |  | Buffalo Network Storage | Buffalo | Broeke, Jurjen | VU/F/BETA/CNCR/FGA | WN.A462 | - |  |  |  | 1 | TeraStation hs-dhtgl/r5
EQ003994 |  | Transformer |  | Pulse stimulator | A.M.P.I | Broeke, Jurjen | VU/F/BETA/CNCR/FGA | WN.A462 | - |  |  |  | 1 | Master-8
EQ003993 |  | Transformer |  | Stimulus isolator | World Precision Instruments | Broeke, Jurjen | VU/F/BETA/CNCR/FGA | WN.A462 | - |  |  |  | 1 | A385
EQ003992 |  | Power Supply |  | Power supply | VU | Broeke, Jurjen | VU/F/BETA/CNCR/FGA | WN.A462 | - |  |  |  | 1
EQ003991 |  | Power Supply |  | Sweex Power Supply | Sweex | Broeke, Jurjen | VU/F/BETA/CNCR/FGA | WN.A462 | - |  |  |  | 1 | UPS 800 VA
EQ003990 |  | Power Supply |  | Sweex Power Supply | Sweex | Broeke, Jurjen | VU/F/BETA/CNCR/FGA | WN.A462 | - |  |  |  | 1 | UPS 600 VA
EQ003989 |  | Perfusion System |  | Perfusion fast-step | Warner | Broeke, Jurjen | VU/F/BETA/CNCR/FGA | WN.A462 | - |  |  |  | 1 | SF-77B
EQ003988 |  | Transformer |  | Stimulus Isolator | World Precision Instruments | Broeke, Jurjen | VU/F/BETA/CNCR/FGA | WN.A462 | - |  |  |  | 1 | A 385
EQ003987 |  | Incubator |  | Incubation System | Tokai Hit | Broeke, Jurjen | VU/F/BETA/CNCR/FGA | WN.A462 | - |  |  |  | 1 | INUG2E-TIZ
EQ003986 |  | Microscope |  | Microscope HAL 100 | Carl Zeiss | Broeke, Jurjen | VU/F/BETA/CNCR/FGA | WN.A462 | - |  |  |  | 1 | Axiovert 200M
EQ003985 |  | Microscope |  | Microscope IX53 | Olympus | Broeke, Jurjen | VU/F/BETA/CNCR/FGA | WN.A468 | - |  |  |  | 1 | IX53
EQ003984 |  | Microscope |  | Microscope IX53 | Olympus | Broeke, Jurjen | VU/F/BETA/CNCR/FGA | WN.A468 | - |  |  |  | 1 | IX53
EQ003983 |  | Computer Monitor |  | Control SM5 | Dell | Broeke, Jurjen | VU/F/BETA/CNCR/FGA | WN.A468 | - |  |  |  | 0
EQ003982 |  | Microscope |  | Microscope IX51 | Olympus | Broeke, Jurjen | VU/F/BETA/CNCR/FGA | WN.A468 | - |  |  |  | 1 | IX51
EQ003981 |  | Microscope |  | Microscope IX73 | Olympus | Broeke, Jurjen | VU/F/BETA/CNCR/FGA | WN.A468 | - |  |  |  | 1 | IX73
EQ003980 | 021550 | Computer |  | HP computer | Hewlett Packard (HP) | Broeke, Jurjen | VU/F/BETA/CNCR/FGA | WN.A468 | - |  |  |  | 1
EQ003979 |  | Computer Monitor |  | DELL monitor | Dell | Broeke, Jurjen | VU/F/BETA/CNCR/FGA | WN.A468 | - |  |  |  | 1
EQ003978 |  | Computer Monitor |  | DELL monitor | Dell | Broeke, Jurjen | VU/F/BETA/CNCR/FGA | WN.A468 | - |  |  |  | 1
EQ003977 |  | Computer |  | HP computer | Hewlett Packard (HP) | Broeke, Jurjen | VU/F/BETA/CNCR/FGA | WN.A468 | - |  |  |  | 1
EQ003976 |  | Computer Monitor |  | DELL monitor | Dell | Broeke, Jurjen | VU/F/BETA/CNCR/FGA | WN.A468 | - |  |  |  | 1
EQ003975 |  | Computer Monitor |  | DELL monitor | Dell | Broeke, Jurjen | VU/F/BETA/CNCR/FGA | WN.A468 | - |  |  |  | 1
EQ003974 |  | Computer Monitor |  | HP monitor | Hewlett Packard (HP) | Broeke, Jurjen | VU/F/BETA/CNCR/FGA | WN.A468 | - |  |  |  | 1
EQ003973 | 037727 | Computer |  | HP Computer | Hewlett Packard (HP) | Broeke, Jurjen | VU/F/BETA/CNCR/FGA | WN.A468 | - |  |  |  | 1
EQ003972 |  | Amplifier |  | Microelectrode Amplifier | Axon Instruments | Broeke, Jurjen | VU/F/BETA/CNCR/FGA | WN.A468 | - |  |  |  | 1 | MultiClamp 700B
EQ003971 |  | Amplifier |  | Microelectrode Amplifier | Axon Instruments | Broeke, Jurjen | VU/F/BETA/CNCR/FGA | WN.A468 | - |  |  |  | 1 | MultiClamp 700B
EQ003970 |  | Extension Cable |  | Extension Cable | VU | Zalm, R | VU/F/BETA/CNCR/FGA | WN.A461A | - |  |  |  | 1
EQ003969 |  | Amplifier |  | Microelectrode Amplifier | Axon Instruments | Broeke, Jurjen | VU/F/BETA/CNCR/FGA | WN.A468 | - |  |  |  | 1 | MultiClamp 700B
EQ003968 |  | Balance |  | Balance | Ohaus | Zalm, R | VU/F/BETA/CNCR/FGA | WN.A459 | - |  |  |  | 1 | Explorer
EQ003967 |  | Balance |  | Precision Balance | Ohaus | Zalm, R | VU/F/BETA/CNCR/FGA | WN.A459 | - |  |  |  | 1 | Analytical Plus
EQ003966 |  | Extension Cable |  | Extension Cable | VU | Zalm, R | VU/F/BETA/CNCR/FGA | WN.A461A | - |  |  |  | 0
EQ003965 | 045591 | Computer |  | PC | Hewlett Packard (HP) | Zalm, R | VU/F/BETA/CNCR/FGA | WN.A461A | - |  |  |  | 1
EQ003964 | 058414 | External Hard Disk |  | External disk | Dell | Zalm, R | VU/F/BETA/CNCR/FGA | WN.A461A | - |  |  |  | 1
EQ003963 |  | Fridge |  | Fridge | Mart | Zalm, R | VU/F/BETA/CNCR/FGA | WN.A461A | - |  |  |  | 1
EQ003962 |  | Projector |  | Projector | Epson | Zalm, R | VU/F/BETA/CNCR/FGA | WN.A461A | - |  |  |  | 1
EQ003961 |  | Speakers |  | Speaker | Teufel | Zalm, R | VU/F/BETA/CNCR/FGA | WN.A461A | - |  |  |  | 1
EQ003960 |  | Kettle |  | Kettle | Tefal | Zalm, R | VU/F/BETA/CNCR/FGA | WN.A461A | - |  |  |  | 1
EQ003959 |  | Coffee machine |  | Coffee machine | Krups | Zalm, R | VU/F/BETA/CNCR/FGA | WN.A461A | - |  |  |  | 1
EQ003958 |  | Television |  | Television LG | LG | Zalm, R | VU/F/BETA/CNCR/FGA | WN.A461A | - |  |  |  | 1
EQ003957 |  | Microwave oven |  | Microwave | Bauknecht | Zalm, R | VU/F/BETA/CNCR/FGA | WN.A461A | - |  |  |  | 1
EQ003956 |  | Fridge |  | Fridge | Daewoo | Zalm, R | VU/F/BETA/CNCR/FGA | WN.A461A | - |  |  |  | 1
EQ003955 |  | Microwave oven |  | Microwave | Severin | Zalm, R | VU/F/BETA/CNCR/FGA | WN.A461A | - |  |  |  | 1
EQ003954 |  | Toaster |  | Toaster | Tristar | Zalm, R | VU/F/BETA/CNCR/FGA | WN.A461A | - |  |  |  | 0
EQ003953 | 009980; 405 | Fridge |  | Fridge | Liebherr | Zalm, R | VU/F/BETA/CNCR/FGA | WN.A461A | - |  |  |  | 1
EQ003952 |  | Ice Machine |  | Ice Machine | New Brunswick Scientific | Zalm, R | VU/F/BETA/CNCR/FGA | WN.A455 | - |  |  |  | 1 | Hoshizaki FM-120DE-50
EQ003951 |  | Hot Plate |  | Hot plate | Schott | Zalm, R | VU/F/BETA/CNCR/FGA | WN.A455 | - |  |  |  | 1 | SLK2
EQ003950 | Bibro-315 | Freezer |  | Ultra Low Temp Freezer | New Brunswick Scientific | Zalm, R | VU/F/BETA/CNCR/FGA | WN.A455 | - |  |  |  | 1
EQ003949 |  | Oven |  | Oven | Binder | Zalm, R | VU/F/BETA/CNCR/FGA | WN.A455 | - |  |  |  | 0
EQ003948 |  | Oven |  | Oven | Binder | Zalm, R | VU/F/BETA/CNCR/FGA | WN.A455 | - |  |  |  | 1
EQ003947 | FG 455-1; Bibro-219 | Freezer |  | Ultra Low Temp Freezer | New Brunswick Scientific | Zalm, R | VU/F/BETA/CNCR/FGA | WN.A455 | - |  |  |  | 1
EQ003946 |  | Luminescent image analyzer |  | Fluorescent Image Analyser | Fujifilm | Zalm, R | VU/F/BETA/CNCR/FGA | WN.A454 | - |  |  |  | 1 | FLA-5000
EQ003945 |  | Pipette |  | Centrifuge | Sorvall Centrifuges | Zalm, R | VU/F/BETA/CNCR/FGA | WN.A454 | - |  |  |  | 1 | Sorvall RC-4
EQ003944 |  | Pipette |  | Pipette controller | Falcon | Zalm, R | VU/F/BETA/CNCR/FGA | WN.A454 | - |  |  |  | 1
EQ003943 |  | Microwave oven |  | Microwave | Bosch | Zalm, R | VU/F/BETA/CNCR/FGA | WN.A454 | - |  |  |  | 0
EQ003942 |  | Vortex |  | Vortex | VWR | Zalm, R | VU/F/BETA/CNCR/FGA | WN.A454 | - |  |  |  | 1 | Mini
EQ003941 |  | Pipette |  | Pipette controller | Falcon | Zalm, R | VU/F/BETA/CNCR/FGA | WN.A454 | - |  |  |  | 1
EQ003940 |  | Spectrophotometer |  | Biowave DNA - spectrophotometer | WPA | Zalm, R | VU/F/BETA/CNCR/FGA | WN.A454 | - |  |  |  | 1
EQ003939 |  | Speakers |  | Sony speaker | Sony | Zalm, R | VU/F/BETA/CNCR/FGA | WN.A454 | - |  |  |  | 1
EQ003938 |  | Centrifuge |  | Centrifuge | Eppendorf | Zalm, R | VU/F/BETA/CNCR/FGA | WN.A454 | - |  |  |  | 1 | 5415 D
EQ003937 |  | Vacuum Pump |  | Vacuum pump system | Vacuubrand | Zalm, R | VU/F/BETA/CNCR/FGA | WN.A454 | - |  |  |  | 1
EQ003936 |  | Speakers |  | 3 Way Speaker System | Sony | Zalm, R | VU/F/BETA/CNCR/FGA | WN.A454 | - |  |  |  | 1 | SS-A 307
EQ003935 |  | Extension Cable |  | Extension Cable | VU | Zalm, R | VU/F/BETA/CNCR/FGA | WN.A454 | - |  |  |  | 1
EQ003934 |  | Vacuum Concentrators |  | Vacuum concentrator | New Brunswick Scientific | Zalm, R | VU/F/BETA/CNCR/FGA | WN.A454 | - |  |  |  | 1 | Savant Speed Vac SC110
EQ003933 | 012370 | Water Bath |  | Water Bath | Grant Instruments | Zalm, R | VU/F/BETA/CNCR/FGA | WN.A454 | - |  |  |  | 1 | GA100
EQ003932 | 011702 | Water Bath |  | Water Bath | Clifton | Zalm, R | VU/F/BETA/CNCR/FGA | WN.A454 | - |  |  |  | 1
EQ003931 |  | Computer Monitor |  | Computer Monitor | Hewlett Packard (HP) | Zalm, R | VU/F/BETA/CNCR/FGA | WN.A436 | - |  |  |  | 1 | HP L1950g
EQ003930 | 021548 | Computer |  | PC | Hewlett Packard (HP) | Zalm, R | VU/F/BETA/CNCR/FGA | WN.A436 | - |  |  |  | 1 | Compaq dc7900 CMT PC ALL
EQ003929 |  | Vortex |  | Mini Vortex | VWR | Zalm, R | VU/F/BETA/CNCR/FGA | WN.A436 | - |  |  |  | 1 | Mini Vortexer
EQ003928 |  | Orbital shaker |  | Refrigerated Incubator Shaker | New Brunswick Scientific | Zalm, R | VU/F/BETA/CNCR/FGA | WN.A436 | - |  |  |  | 1 | Innova 430
EQ003927 |  | Orbital shaker |  | Gyratory Shaker | New Brunswick Scientific | Zalm, R | VU/F/BETA/CNCR/FGA | WN.A436 | - |  |  |  | 1 | G10 gyratory shaker
EQ003926 |  | Pipette |  | Pipette controller | Brand | Zalm, R | VU/F/BETA/CNCR/FGA | WN.A454 | - |  |  |  | 1
EQ003925 |  | Pipette |  | Pipette controller | Brand | Zalm, R | VU/F/BETA/CNCR/FGA | WN.A454 | - |  |  |  | 1
EQ003924 |  | Pipette |  | Pipette controller | Brand | Zalm, R | VU/F/BETA/CNCR/FGA | WN.A454 | - |  |  |  | 1
EQ003923 |  | Fridge |  | Fridge | Liebherr | Zalm, R | VU/F/BETA/CNCR/FGA | WN.A454 | - |  |  |  | 1 | Gastro Line
EQ003922 |  | Pipette |  | Pipette controller | Brand | Zalm, R | VU/F/BETA/CNCR/FGA | WN.A454 | - |  |  |  | 1
EQ003921 | Bibro-377 | Fridge |  | Fridge | Liebherr | Zalm, R | VU/F/BETA/CNCR/FGA | WN.A454 | - |  |  |  | 1 | Comfort
EQ003920 |  | Pipette |  | Pipette | Gilson | Zalm, R | VU/F/BETA/CNCR/FGA | WN.A454 | - |  |  |  | 1
EQ003919 |  | Pipette |  | Pipette | Gilson | Zalm, R | VU/F/BETA/CNCR/FGA | WN.A454 | - |  |  |  | 1
EQ003918 |  | Pipette |  | Pipette | Gilson | Zalm, R | VU/F/BETA/CNCR/FGA | WN.A454 | - |  |  |  | 1
EQ003917 |  | Pipette |  | Pipette | Gilson | Zalm, R | VU/F/BETA/CNCR/FGA | WN.A454 | - |  |  |  | 1
EQ003916 | Bibro-358 | Freezer |  | Freezer | Liebherr | Zalm, R | VU/F/BETA/CNCR/FGA | WN.A454 | - |  |  |  | 1 | Premium
EQ003915 |  | Pipette |  | Pipette | Gilson | Zalm, R | VU/F/BETA/CNCR/FGA | WN.A454 | - |  |  |  | 1
EQ003914 |  | Pipette |  | Pipette | Nichiryo | Zalm, R | VU/F/BETA/CNCR/FGA | WN.A454 | - |  |  |  | 1
EQ003913 |  | Pipette |  | Pipette | Nichiryo | Zalm, R | VU/F/BETA/CNCR/FGA | WN.A454 | - |  |  |  | 1
EQ003912 |  | Pipette |  | Pipette | Nichiryo | Zalm, R | VU/F/BETA/CNCR/FGA | WN.A454 | - |  |  |  | 1
EQ003911 |  | Power Supply |  | PowerPac 300 Power supply | Bio-Rad | Zalm, R | VU/F/BETA/CNCR/FGA | WN.A436 | - |  |  |  | 1 | Powerpac 300
EQ003910 |  | Pipette |  | Pipette | Nichiryo | Zalm, R | VU/F/BETA/CNCR/FGA | WN.A454 | - |  |  |  | 1
EQ003909 |  | Power Supply |  | PowerPac 300 Power supply | Bio-Rad | Zalm, R | VU/F/BETA/CNCR/FGA | WN.A436 | - |  |  |  | 1 | Powerpac 300
EQ003908 |  | Blotter |  | Trans-Blot Turbo Transfer System | Bio-Rad | Zalm, R | VU/F/BETA/CNCR/FGA | WN.A436 | - |  |  |  | 1 | Trans-Blot Turbo
EQ003907 |  | Pipette |  | Pipette controller | Brand | Zalm, R | VU/F/BETA/CNCR/FGA | WN.A446 | - |  |  |  | 1
EQ003906 |  | Pipette |  | Pipette | Nichiryo | Zalm, R | VU/F/BETA/CNCR/FGA | WN.A446 | - |  |  |  | 1
EQ003905 |  | Pipette |  | Pipette | Gilson | Zalm, R | VU/F/BETA/CNCR/FGA | WN.A446 | - |  |  |  | 1
EQ003904 |  | Pipette |  | Pipette | Gilson | Zalm, R | VU/F/BETA/CNCR/FGA | WN.A446 | - |  |  |  | 1
EQ003903 |  | Pipette |  | Pipette | Gilson | Zalm, R | VU/F/BETA/CNCR/FGA | WN.A446 | - |  |  |  | 0
EQ003902 |  | Pipette |  | Pipette | Gilson | Zalm, R | VU/F/BETA/CNCR/FGA | WN.A446 | - |  |  |  | 1
EQ003901 |  | Pipette |  | Pipette | Gilson | Zalm, R | VU/F/BETA/CNCR/FGA | WN.A446 | - |  |  |  | 1
EQ003900 |  | Pipette |  | Pipette | Gilson | Zalm, R | VU/F/BETA/CNCR/FGA | WN.A446 | - |  |  |  | 1
EQ003899 |  | Pipette |  | Pipette | Gilson | Zalm, R | VU/F/BETA/CNCR/FGA | WN.A446 | - |  |  |  | 1
EQ003898 |  | Pipette |  | Pipette | Gilson | Zalm, R | VU/F/BETA/CNCR/FGA | WN.A446 | - |  |  |  | 1
EQ003897 |  | Pipette |  | Pipette | Gilson | Zalm, R | VU/F/BETA/CNCR/FGA | WN.A446 | - |  |  |  | 1
EQ003896 |  | Pipette |  | Pipette | Nichiryo | Zalm, R | VU/F/BETA/CNCR/FGA | WN.A446 | - |  |  |  | 1
EQ003895 |  | Pipette |  | Pipette | Nichiryo | Zalm, R | VU/F/BETA/CNCR/FGA | WN.A446 | - |  |  |  | 1
EQ003894 |  | Pipette |  | Pipette | Nichiryo | Zalm, R | VU/F/BETA/CNCR/FGA | WN.A446 | - |  |  |  | 1
EQ003893 |  | Vortex |  | Vortex mixer | VWR | Zalm, R | VU/F/BETA/CNCR/FGA | WN.A436 | - |  |  |  | 1
EQ003892 |  | Shaker/Mixer |  | Rotary Mixer | Labinco | Zalm, R | VU/F/BETA/CNCR/FGA | WN.A436 | - |  |  |  | 1
EQ003891 |  | Pipette |  | Pipette | Nichiryo | Zalm, R | VU/F/BETA/CNCR/FGA | WN.A436 | - |  |  |  | 1
EQ003890 |  | Pipette |  | Pipette | Nichiryo | Zalm, R | VU/F/BETA/CNCR/FGA | WN.A436 | - |  |  |  | 1
EQ003889 |  | Pipette |  | Pipette | Nichiryo | Zalm, R | VU/F/BETA/CNCR/FGA | WN.A436 | - |  |  |  | 1
EQ003888 |  | Radio |  | Hi-Fi System | JVC | Zalm, R | VU/F/BETA/CNCR/FGA | WN.A436 | - |  |  |  | 1
EQ003887 |  | Pipette |  | Pipette | Nichiryo | Zalm, R | VU/F/BETA/CNCR/FGA | WN.A436 | - |  |  |  | 1
EQ003886 |  | Pipette |  | Pipette | Nichiryo | Zalm, R | VU/F/BETA/CNCR/FGA | WN.A436 | - |  |  |  | 1
EQ003885 |  | Speakers |  | Speaker | JVC | Zalm, R | VU/F/BETA/CNCR/FGA | WN.A436 | - |  |  |  | 1
EQ003884 |  | Speakers |  | Speaker | JVC | Zalm, R | VU/F/BETA/CNCR/FGA | WN.A436 | - |  |  |  | 1
EQ003883 |  | Magnetic Stirrer |  | Magnetic Stirrer | Corning | Zalm, R | VU/F/BETA/CNCR/FGA | WN.A436 | - |  |  |  | 1 | PC-410D
EQ003882 |  | Block Heater |  | Standard Heatblock | VWR | Zalm, R | VU/F/BETA/CNCR/FGA | WN.A436 | - |  |  |  | 1 | Standard
EQ003881 |  | Pipette |  | Pipette | Nichiryo | Zalm, R | VU/F/BETA/CNCR/FGA | WN.A436 | - |  |  |  | 1
EQ003880 |  | Pipette |  | Pipette | Nichiryo | Zalm, R | VU/F/BETA/CNCR/FGA | WN.A436 | - |  |  |  | 1
EQ003879 |  | Vortex |  | Mini Vortex | VWR | Zalm, R | VU/F/BETA/CNCR/FGA | WN.A436 | - |  |  |  | 1 | Mini Vortexer
EQ003878 |  | Pipette |  | Pipette | Nichiryo | Zalm, R | VU/F/BETA/CNCR/FGA | WN.A436 | - |  |  |  | 1
EQ003877 |  | Pipette |  | Pipette | Gilson | Zalm, R | VU/F/BETA/CNCR/FGA | WN.A436 | - |  |  |  | 1
EQ003876 |  | Fume Cupboard |  | Fume Cupboard | Thermo | Zalm, R | VU/F/BETA/CNCR/FGA | WN.A436 | - |  |  |  | 1 | S2010 1.8 EN GE 1HNU-U (Holten LaminAir)
EQ003875 | FG 446-1; Bibro-229 | Freezer |  | Freezer | Liebherr | Zalm, R | VU/F/BETA/CNCR/FGA | WN.A436 | - |  |  |  | 1 | Premium
EQ003874 |  | Pipette |  | Pipette | Nichiryo | Zalm, R | VU/F/BETA/CNCR/FGA | WN.A436 | - |  |  |  | 1
EQ003873 |  | Pipette |  | Pipette | Nichiryo | Zalm, R | VU/F/BETA/CNCR/FGA | WN.A436 | - |  |  |  | 1
EQ003872 |  | Pipette |  | Pipette | Nichiryo | Zalm, R | VU/F/BETA/CNCR/FGA | WN.A436 | - |  |  |  | 1
EQ003871 |  | Pipette |  | Pipette | Nichiryo | Zalm, R | VU/F/BETA/CNCR/FGA | WN.A436 | - |  |  |  | 1
EQ003870 |  | Vortex |  | Vortex | Merck | Zalm, R | VU/F/BETA/CNCR/FGA | WN.A436 | - |  |  |  | 1 | LSE
EQ003869 |  | Orbital shaker |  | Orbital Shaker | Heidolph | Zalm, R | VU/F/BETA/CNCR/FGA | WN.A436 | - |  |  |  | 1 | Unimax 1010
EQ003868 |  | Centrifuge |  | Centrifuge Sorvall | Sorvall Centrifuges | Zalm, R | VU/F/BETA/CNCR/FGA | WN.A436 | - |  |  |  | 1 | Discovery M120 SE
EQ003867 |  | Power Supply |  | Power supply | Bio-Rad | Zalm, R | VU/F/BETA/CNCR/FGA | WN.A436 | - |  |  |  | 1 | Powerpac basic
EQ003866 |  | Pipette |  | Pipette | Nichiryo | Zalm, R | VU/F/BETA/CNCR/FGA | WN.A436 | - |  |  |  | 1
EQ003865 |  | Pipette |  | Pipette | Nichiryo | Zalm, R | VU/F/BETA/CNCR/FGA | WN.A436 | - |  |  |  | 1
EQ003864 |  | Pipette |  | Pipette | Nichiryo | Zalm, R | VU/F/BETA/CNCR/FGA | WN.A436 | - |  |  |  | 1
EQ003863 |  | Pipette |  | Pipette | Nichiryo | Zalm, R | VU/F/BETA/CNCR/FGA | WN.A436 | - |  |  |  | 1
EQ003862 |  | Pipette |  | Pipette | Nichiryo | Zalm, R | VU/F/BETA/CNCR/FGA | WN.A436 | - |  |  |  | 1
EQ003861 |  | Pipette |  | Pipette | Nichiryo | Zalm, R | VU/F/BETA/CNCR/FGA | WN.A436 | - |  |  |  | 1
EQ003860 |  | Pipette |  | Pipette | Nichiryo | Zalm, R | VU/F/BETA/CNCR/FGA | WN.A436 | - |  |  |  | 1
EQ003859 |  | Pipette |  | Pipette | Nichiryo | Zalm, R | VU/F/BETA/CNCR/FGA | WN.A436 | - |  |  |  | 1
EQ003858 |  | Light Source |  | Darkroom Safelight | Kodak | Zalm, R | VU/F/BETA/CNCR/FGA | WN.A436 | - |  |  |  | 1 | Ilford 902
EQ003857 |  | Thermal Cycler / PCR System |  | Peltier Thermal Cycler | MJ Research, Inc | Zalm, R | VU/F/BETA/CNCR/FGA | WN.A436 | - |  |  |  | 1 | PTC-200
EQ003856 |  | Pipette |  | Pipette | Nichiryo | Zalm, R | VU/F/BETA/CNCR/FGA | WN.A436 | - |  |  |  | 1
EQ003855 |  | Vortex |  | Vortex mixer | Merck | Zalm, R | VU/F/BETA/CNCR/FGA | WN.A436 | - |  |  |  | 1
EQ003854 |  | Water Bath |  | Water bath | GFL | Zalm, R | VU/F/BETA/CNCR/FGA | WN.A436 | - |  |  |  | 1
EQ003853 |  | Thermal Cycler / PCR System |  | Piko Thermal Cycler | Finnzymes Instruments | Zalm, R | VU/F/BETA/CNCR/FGA | WN.A436 | - |  |  |  | 1
EQ003852 |  | Thermal Cycler / PCR System |  | Lab Cycler Thermocyler | Sensoquest | Zalm, R | VU/F/BETA/CNCR/FGA | WN.A436 | - |  |  |  | 1 | Labcycler 48
EQ003851 |  | Power Supply |  | Power supply | Cobolt | Zalm, R | VU/F/BETA/CNCR/FGA | WN.A436 | - |  |  |  | 0 | PS-302A
EQ003850 |  | Thermal Cycler / PCR System |  | Peltier Thermal Cycler | MJ Research, Inc | Zalm, R | VU/F/BETA/CNCR/FGA | WN.A436 | - |  |  |  | 1 | PTC-200
EQ003849 |  | Thermal Cycler / PCR System |  | Peltier Thermal Cycler | MJ Research, Inc | Zalm, R | VU/F/BETA/CNCR/FGA | WN.A436 | - |  |  |  | 1 | PTC-200
EQ003848 | 008876 | Thermal Cycler / PCR System |  | Palm Cycler | Corbett Research | Zalm, R | VU/F/BETA/CNCR/FGA | WN.A436 | - |  |  |  | 0 | CG1-96
EQ003847 |  | Electrophoresis device |  | Capillary electrophoresis device | Eppendorf | Zalm, R | VU/F/BETA/CNCR/FGA | WN.A436 | - |  |  |  | 1 | QIAxcel Advanced
EQ003846 |  | Centrifuge |  | Centrifuge | Eppendorf | Zalm, R | VU/F/BETA/CNCR/FGA | WN.A436 | - |  |  |  | 1 | 5417R
EQ003845 |  | Power Supply |  | Power supply | Bio-Rad | Zalm, R | VU/F/BETA/CNCR/FGA | WN.A436 | - |  |  |  | 1 | Powerpac basic
EQ003844 | 007284 | Thermal Cycler / PCR System |  | Palm Cycler | Corbett Research | Zalm, R | VU/F/BETA/CNCR/FGA | WN.A436 | - |  |  |  | 1 | CG1-96
EQ003843 |  | Hybridizer |  | Hybridizer | UVP | Zalm, R | VU/F/BETA/CNCR/FGA | WN.A436 | - |  |  |  | 1 | HB-1000
EQ003842 |  | Power Supply |  | Power supply | Bio-Rad | Zalm, R | VU/F/BETA/CNCR/FGA | WN.A436 | - |  |  |  | 1 | PAC-300
EQ003841 | 004351; A444-001 | Gel imager |  | Gel Doc 2000 Darkroom Imager | Bio-Rad | Zalm, R | VU/F/BETA/CNCR/FGA | WN.A436 | - |  |  |  | 1 | Gel Doc 2000
EQ003840 |  | Power Supply |  | Power supply | Bio-Rad | Zalm, R | VU/F/BETA/CNCR/FGA | WN.A436 | - |  |  |  | 1 | PAC-300
EQ003839 |  | Printer |  | Video Copy Processor | Mitsubishi | Zalm, R | VU/F/BETA/CNCR/FGA | WN.A436 | - |  |  |  | 0 | P91E
EQ003838 |  | Pipette |  | Pipette controller | Brand | Zalm, R | VU/F/BETA/CNCR/FGA | WN.A436 | - |  |  |  | 1
EQ003837 |  | pH Meter |  | pH-meter | Schott | Zalm, R | VU/F/BETA/CNCR/FGA | WN.A436 | - |  |  |  | 1
EQ003836 |  | Hot Plate |  | Hot plate | Corning | Zalm, R | VU/F/BETA/CNCR/FGA | WN.A436 | - |  |  |  | 1 | PC-410D
EQ003835 | 021506 | Computer |  | PC | Hewlett Packard (HP) | Zalm, R | VU/F/BETA/CNCR/FGA | WN.A436 | - |  |  |  | 1
EQ003834 |  | Hot Plate |  | Hot plate | Labinco | Zalm, R | VU/F/BETA/CNCR/FGA | WN.A436 | - |  |  |  | 1
EQ003833 |  | Pipette |  | Pipette | Nichiryo | Zalm, R | VU/F/BETA/CNCR/FGA | WN.A436 | - |  |  |  | 1
EQ003832 |  | Pipette |  | Pipette | Nichiryo | Zalm, R | VU/F/BETA/CNCR/FGA | WN.A436 | - |  |  |  | 1
EQ003831 |  | Pipette |  | Pipette | Nichiryo | Zalm, R | VU/F/BETA/CNCR/FGA | WN.A436 | - |  |  |  | 1
EQ003830 | MONO5-084 | Computer Monitor |  | Monitor Computer Dell | Dell | Zalm, R | VU/F/BETA/CNCR/FGA | WN.A436 | - |  |  |  | 1
EQ003829 |  | Pipette |  | Pipette | Nichiryo | Zalm, R | VU/F/BETA/CNCR/FGA | WN.A436 | - |  |  |  | 1
EQ003828 |  | Extension Cable |  | Extension Cable | VU | Zalm, R | VU/F/BETA/CNCR/FGA | WN.A436 | - |  |  |  | 1
EQ003827 |  | Pipette |  | Pipette | Nichiryo | Zalm, R | VU/F/BETA/CNCR/FGA | WN.A436 | - |  |  |  | 1
EQ003826 |  | Fridge |  | Fridge | Liebherr | Zalm, R | VU/F/BETA/CNCR/FGA | WN.A436 | - |  |  |  | 1
EQ003825 |  | Water Filtration System |  | MiliQ Water | Liebherr | Zalm, R | VU/F/BETA/CNCR/FGA | WN.A436 | - |  |  |  | 1 | EQ 7000
EQ003824 | FG 436-3 | Freezer |  | Freezer | Liebherr | Zalm, R | VU/F/BETA/CNCR/FGA | WN.A436 | - |  |  |  | 1 | Comfort
EQ003823 | 308 | Fridge |  | Fridge | Liebherr | Zalm, R | VU/F/BETA/CNCR/FGA | WN.A436 | - |  |  |  | 1
EQ003822 | FG 436-2 | Freezer |  | Freezer | Liebherr | Zalm, R | VU/F/BETA/CNCR/FGA | WN.A446 | - |  |  |  | 1 | Comfort
EQ003821 | 007456; SL3026 | Fridge |  | Fridge | Liebherr | Zalm, R | VU/F/BETA/CNCR/FGA | WN.A436 | - |  |  |  | 1
EQ003820 |  | Microwave oven |  | Microwave | Moulinex | Zalm, R | VU/F/BETA/CNCR/FGA | WN.A436 | - |  |  |  | 0
EQ003819 |  | Microwave oven |  | Microwave | LG | Zalm, R | VU/F/BETA/CNCR/FGA | WN.A436 | - |  |  |  | 0
EQ003818 | 246 | Freezer |  | Freezer | Liebherr | Zalm, R | VU/F/BETA/CNCR/FGA | WN.A436 | - |  |  |  | 1
EQ003817 | 230 | Freezer |  | Freezer | Liebherr | Zalm, R | VU/F/BETA/CNCR/FGA | WN.A436 | - |  |  |  | 1
EQ003816 | 230 | Fridge |  | Fridge | Liebherr | Zalm, R | VU/F/BETA/CNCR/FGA | WN.A436 | - |  |  |  | 1
EQ003815 | 246 | Fridge |  | Fridge | Liebherr | Zalm, R | VU/F/BETA/CNCR/FGA | WN.A436 | - |  |  |  | 1
EQ003814 |  | Drying Cabinet |  | Semi-dry transfer cell | Bio-Rad | Zalm, R | VU/F/BETA/CNCR/FGA | WN.A436 | - |  |  |  | 1
EQ003813 |  | Blotter |  | Bench blotter | Benchmark scientific | Zalm, R | VU/F/BETA/CNCR/FGA | WN.A436 | - |  |  |  | 1
EQ003812 |  | Power Supply |  | Power supply | Bio-Rad | Zalm, R | VU/F/BETA/CNCR/FGA | WN.A436 | - |  |  |  | 1 | PAC200
EQ003811 |  | Pipette |  | Vortex | VWR | Zalm, R | VU/F/BETA/CNCR/FGA | WN.A436 | - |  |  |  | 1 | MiniStar
EQ003810 |  | Pipette |  | Pipette controller | Falcon | Zalm, R | VU/F/BETA/CNCR/FGA | WN.A436 | - |  |  |  | 1
EQ003809 |  | Hot Plate |  | Hot plate | Schott | Zalm, R | VU/F/BETA/CNCR/FGA | WN.A436 | - |  |  |  | 1 | SLK2
EQ003808 |  | Vortex |  | Vortex mixer | Merck | Zalm, R | VU/F/BETA/CNCR/FGA | WN.A436 | - |  |  |  | 1
EQ003807 |  | Centrifuge |  | Centrifuge | Thermo Fisher Scientific | Zalm, R | VU/F/BETA/CNCR/FGA | WN.A436 | - |  |  |  | 1 | MicroCL17
EQ003806 |  | Pipette |  | Pipette controller | Brand | Zalm, R | VU/F/BETA/CNCR/FGA | WN.A436 | - |  |  |  | 1
EQ003805 |  | Pipette |  | Pipette controller | Brand | Zalm, R | VU/F/BETA/CNCR/FGA | WN.A436 | - |  |  |  | 1
EQ003804 |  | Pipette |  | Pipette | Nichiryo | Zalm, R | VU/F/BETA/CNCR/FGA | WN.A436 | - |  |  |  | 1
EQ003803 |  | Pipette |  | Pipette | Nichiryo | Zalm, R | VU/F/BETA/CNCR/FGA | WN.A436 | - |  |  |  | 1
EQ003802 |  | Pipette |  | Pipette | Nichiryo | Zalm, R | VU/F/BETA/CNCR/FGA | WN.A436 | - |  |  |  | 1
EQ003801 |  | Pipette |  | Pipette | Nichiryo | Zalm, R | VU/F/BETA/CNCR/FGA | WN.A436 | - |  |  |  | 1
EQ003800 |  | Pipette |  | Pipette | Gilson | Zalm, R | VU/F/BETA/CNCR/FGA | WN.A436 | - |  |  |  | 1
EQ003799 | 008784 | Centrifuge |  | Centrifuge | Eppendorf | Zalm, R | VU/F/BETA/CNCR/FGA | WN.A436 | - |  |  |  | 1 | 5415D
EQ003798 |  | Vortex |  | Vortex mixer | Merck | Zalm, R | VU/F/BETA/CNCR/FGA | WN.A436 | - |  |  |  | 1
EQ003797 |  | Vortex |  | Vortex mixer | Rietschle | Zalm, R | VU/F/BETA/CNCR/FGA | WN.A436 | - |  |  |  | 0
EQ003796 |  | Speakers |  | Sony speaker | Sony | Zalm, R | VU/F/BETA/CNCR/FGA | WN.A436 | - |  |  |  | 1
EQ003795 |  | Radio |  | Disc player | Pioneer | Zalm, R | VU/F/BETA/CNCR/FGA | WN.A436 | - |  |  |  | 1
EQ003794 |  | Radio |  | Disc player | Pioneer | Zalm, R | VU/F/BETA/CNCR/FGA | WN.A436 | - |  |  |  | 1
EQ003793 |  | Radio |  | Stereo graphic equalizer - amplifier | Pioneer | Zalm, R | VU/F/BETA/CNCR/FGA | WN.A436 | - |  |  |  | 1
EQ003792 |  | Radio |  | Stereo graphic equalizer | Pioneer | Zalm, R | VU/F/BETA/CNCR/FGA | WN.A436 | - |  |  |  | 1
EQ003791 |  | Radio |  | Stereo double casette | Pioneer | Zalm, R | VU/F/BETA/CNCR/FGA | WN.A436 | - |  |  |  | 1
EQ003790 |  | Speakers |  | Sony speaker | Sony | Zalm, R | VU/F/BETA/CNCR/FGA | WN.A436 | - |  |  |  | 1
EQ003789 |  | Computer Monitor |  | HP monitor | Hewlett Packard (HP) | Zalm, R | VU/F/BETA/CNCR/FGA | WN.A436 | - |  |  |  | 1 | Compaq LA2306x
EQ003788 |  | Extension Cable |  | Extension Cable | VU | Brouwer, Fraukje | VU/F/BETA/AW/AEK | WN.F331 | - |  |  |  | 1
EQ003787 |  | Extension Cable |  | Extension Cable | VU | Brouwer, Fraukje | VU/F/BETA/AW/AEK | WN.F331 | - |  |  |  | 1
EQ003786 |  | Extension Cable |  | Extension Cable | VU | Brouwer, Fraukje | VU/F/BETA/AW/AEK | WN.F331 | - |  |  |  | 1
EQ003785 |  | Power Supply |  | Variable Power Supply | Olympus | Brouwer, Fraukje | VU/F/BETA/AW/AEK | WN.F331 | - |  |  |  | 1 | TGH
EQ003784 |  | Shutter Driver |  | Olympus Shutter Block | Olympus | Brouwer, Fraukje | VU/F/BETA/AW/AEK | WN.F331 | - |  |  |  | 1 | PM-10AK
EQ003783 |  | Microscope |  | Olympus Microscope | Olympus | Brouwer, Fraukje | VU/F/BETA/AW/AEK | WN.F331 | - |  |  |  | 1 | SZ60
EQ003782 |  | Cold light source |  | Fluorescent Lamp | Kaiser | Brouwer, Fraukje | VU/F/BETA/AW/AEK | WN.F331 | - |  |  |  | 1 | RB5000
EQ003781 |  | Lamp |  | Kaiser Lamps | Kaiser | Brouwer, Fraukje | VU/F/BETA/AW/AEK | WN.F331 | - |  |  |  | 1 | RB 5000 DL
EQ003780 |  | Transformer |  | Regal Transformer | Leitz | Brouwer, Fraukje | VU/F/BETA/AW/AEK | WN.F331 | - |  |  |  | 1 | REDXY
EQ003779 |  | Light Source |  | Kaiser Light Table | Kaiser | Brouwer, Fraukje | VU/F/BETA/AW/AEK | WN.F331 | - |  |  |  | 1 | prolite 5000
EQ003778 |  | Extension Cable |  | Extension Cable | VU | Brouwer, Fraukje | VU/F/BETA/AW/AEK | WN.F331 | - |  |  |  | 1
EQ003777 |  | Power/Energy Meter |  | Voltmeter | Leitz | Brouwer, Fraukje | VU/F/BETA/AW/AEK | WN.F331 | - |  |  |  | 1 | 301-314
EQ003776 |  | Computer Monitor |  | Apple Monitor | Apple | Brouwer, Fraukje | VU/F/BETA/AW/AEK | WN.F331 | - |  |  |  | 1
EQ003775 |  | Photoscanner |  | Epson Scanner | Epson | Brouwer, Fraukje | VU/F/BETA/AW/AEK | WN.F331 | - |  |  |  | 1 | Perfection 1670
EQ003774 |  | Microscope |  | Carl Zeiss Microscope | Carl Zeiss | Brouwer, Fraukje | VU/F/BETA/AW/AEK | WN.F331 | - |  |  |  | 1 | ZB5
EQ003773 | 009074 | Temperature Control Module |  | Cold Cathode Luminescence | CITL | Brouwer, Fraukje | VU/F/BETA/AW/AEK | WN.F331 | - |  |  |  | 1 | Cold Cathode Luminescence 8200mk3
EQ003772 |  | Cold light source |  | Fibrelight with gooseneck | Olympus | Brouwer, Fraukje | VU/F/BETA/AW/AEK | WN.F331 | - |  |  |  | 1 | Highlight 3000
EQ003771 |  | Power Supply |  | Carl Zeiss Power Supply | Carl Zeiss | Brouwer, Fraukje | VU/F/BETA/AW/AEK | WN.F331 | - |  |  |  | 1 | VHW 50f-2b
EQ003770 |  | Photoscanner |  | Epson Scanner | Epson | Brouwer, Fraukje | VU/F/BETA/AW/AEK | WN.F331 | - |  |  |  | 1 | Perfection 4990
EQ003769 |  | Camera controller |  | Digital Camera Controller | Nikon | Brouwer, Fraukje | VU/F/BETA/AW/AEK | WN.F331 | - |  |  |  | 1 | DS-U3
EQ003768 |  | Power Supply |  | Leitz Power Supply | Leitz | Brouwer, Fraukje | VU/F/BETA/AW/AEK | WN.F331 | - |  |  |  | 1 | 301-314.001
EQ003767 |  | Photoscanner |  | Photoscanner | Epson | Brouwer, Fraukje | VU/F/BETA/AW/AEK | WN.F331 | - |  |  |  | 1 | Perfection V700 Photo J221A
EQ003766 |  | Computer Monitor |  | Monitor Computer | Hewlett Packard (HP) | Brouwer, Fraukje | VU/F/BETA/AW/AEK | WN.F331 | - |  |  |  | 1 | HP L2245wg
EQ003765 |  | Computer |  | PC | Hewlett Packard (HP) | Brouwer, Fraukje | VU/F/BETA/AW/AEK | WN.F331 | - |  |  |  | 1 | Z620 Workshop
EQ003764 |  | Computer |  | PC | Dell | Brouwer, Fraukje | VU/F/BETA/AW/AEK | WN.F331 | - |  |  |  | 1 | Optiplex GX280
EQ003763 |  | Frequency counter |  | Swift Counter | Swift | Brouwer, Fraukje | VU/F/BETA/AW/AEK | WN.F331 | - |  |  |  | 1 | Model E
EQ003762 |  | Computer Monitor |  | Monitor Computer | Dell | Brouwer, Fraukje | VU/F/BETA/AW/AEK | WN.F331 | - |  |  |  | 1
EQ003761 |  | Computer |  | Apple Computer | Apple | Brouwer, Fraukje | VU/F/BETA/AW/AEK | WN.F331 | - |  |  |  | 1
EQ003760 |  | Power Supply |  | Zeiss Power Supply | Carl Zeiss | Brouwer, Fraukje | VU/F/BETA/AW/AEK | WN.F331 | - |  |  |  | 1
EQ003759 | EPY5; microscoop op 2 | Camera controller |  | Microscope Controller | Carl Zeiss | Brouwer, Fraukje | VU/F/BETA/AW/AEK | WN.F331 | - |  |  |  | 1 | 1698
EQ003758 |  | Camera |  | Jenoptik Camera | Jenoptik | Brouwer, Fraukje | VU/F/BETA/AW/AEK | WN.F331 | - |  |  |  | 1 | ProgRes CFcool
EQ003757 |  | Microscope |  | Microscope | Carl Zeiss | Brouwer, Fraukje | VU/F/BETA/AW/AEK | WN.F331 | - |  |  |  | 1 | 1698
EQ003756 |  | Microscope |  | Carl Zeiss Microscope | Carl Zeiss | Brouwer, Fraukje | VU/F/BETA/AW/AEK | WN.F331 | - |  |  |  | 1
EQ003755 |  | Power/Energy Meter |  | Voltmeter | Wild Heerbrugg | Brouwer, Fraukje | VU/F/BETA/AW/AEK | WN.F331 | - |  |  |  | 1 | SEK 8A
EQ003754 |  | Camera controller |  | Photoautomat | Leitz | Brouwer, Fraukje | VU/F/BETA/AW/AEK | WN.F331 | - |  |  |  | 1 | MPS46
EQ003753 |  | Microscope |  | Photomacroscope | Wild Heerbrugg | Brouwer, Fraukje | VU/F/BETA/AW/AEK | WN.F331 | - |  |  |  | 1 | M400
EQ003752 |  | Extension Cable |  | Extension Cable | VU | Brouwer, Fraukje | VU/F/BETA/AW/AEK | WN.F331 | - |  |  |  | 1
EQ003751 |  | Extension Cable |  | Extension Cable | VU | Brouwer, Fraukje | VU/F/BETA/AW/AEK | WN.F331 | - |  |  |  | 1
EQ003750 |  | Extension Cable |  | Extension Cable | VU | Brouwer, Fraukje | VU/F/BETA/AW/AEK | WN.F331 | - |  |  |  | 1
EQ003749 |  | Extension Cable |  | Extension Cable | VU | Brouwer, Fraukje | VU/F/BETA/AW/AEK | WN.F331 | - |  |  |  | 1
EQ003748 |  | Lamp |  | Lamp | Unilux | Brouwer, Fraukje | VU/F/BETA/AW/AEK | WN.F331 | - |  |  |  | 1
EQ003747 |  | Power Supply |  | Siewers Power Supply | Siewers en Niesel | Brouwer, Fraukje | VU/F/BETA/AW/AEK | WN.F331 | - |  |  |  | 1 | RL 107
EQ003746 |  | Vacuum Pump |  | Vacuum pump | Alcatel | Brouwer, Fraukje | VU/F/BETA/AW/AEK | WN.F331 | - |  |  |  | 1 | BH-2
EQ003745 |  | Microscope |  | Projection Macroscope | Mettler (Toledo) | Brouwer, Fraukje | VU/F/BETA/AW/AEK | WN.F331 | - |  |  |  | 1 | 33257
EQ003744 |  | Microscope |  | Microscope | Olympus | Brouwer, Fraukje | VU/F/BETA/AW/AEK | WN.F331 | - |  |  |  | 1 | BH-2
EQ003743 |  | Balance |  | Microbalance | Mettler (Toledo) | Verdegaal-Warmerdam, SJA | VU/F/BETA/AW/AEK | WN.F331 | - |  |  |  | 1 | XP2U
EQ003742 |  | Microscope |  | Microscope | Nikon | Brouwer, Fraukje | VU/F/BETA/AW/AEK | WN.F331 | - |  |  |  | 1 | DS-Fi2
EQ003741 |  | Lamp |  | Lamp | Ikea | Brouwer, Fraukje | VU/F/BETA/AW/AEK | WN.F331 | - |  |  |  | 1 | TYP B1422
EQ003740 | Binoc ID 31 AAW | Binoculars |  | Leica Binoculars | Leica | Peeters, Frank | VU/F/BETA/AW | WN.F346 | - |  |  |  | 1 | MZ 8
EQ003739 |  | Light Source |  | Photonic Light Source | Photonic Optics | Peeters, Frank | VU/F/BETA/AW | WN.F346 | - |  |  |  | 1
EQ003738 |  | Camera |  | Nikon Camera | Nikon | Peeters, Frank | VU/F/BETA/AW | WN.F346 | - |  |  |  | 1 | DS-Fi2
EQ003737 |  | Microscope |  | Nikon Microscope | Nikon | Peeters, Frank | VU/F/BETA/AW | WN.F346 | - |  |  |  | 1 | SMZ1500
EQ003736 |  | Motion Controller/Driver |  | Prior Motion Controller | Prior | Peeters, Frank | VU/F/BETA/AW | WN.F346 | - |  |  |  | 1 | ES10ZE
EQ003735 |  | LED Controller |  | LED Control Unit | Photonic Optics | Peeters, Frank | VU/F/BETA/AW | WN.F346 | - |  |  |  | 1 | LED Control Unit
EQ003734 |  | Camera controller |  | Microscope Camera Controller | Nikon | Peeters, Frank | VU/F/BETA/AW | WN.F346 | - |  |  |  | 1 | DS-U3
EQ003733 |  | External Hard Disk |  | WD External Hard Drive | Western Digital (WD) | Peeters, Frank | VU/F/BETA/AW | WN.F346 | - |  |  |  | 1 | G4c
EQ003732 |  | Computer Monitor |  | HP Computer Monitor | Hewlett Packard (HP) | Peeters, Frank | VU/F/BETA/AW | WN.F346 | - |  |  |  | 1 | Compaq LA2405wg
EQ003731 |  | Computer |  | HP Computer | Hewlett Packard (HP) | Peeters, Frank | VU/F/BETA/AW | WN.F346 | - |  |  |  | 1 | Z400
EQ003730 |  | Vacuum Cleaner |  | Vacuum cleaner | Viper | Hennig, Sven | VU/F/BETA/S&F/OrgCh | O2.04E22 | - |  |  |  | 1
EQ003729 |  | Vacuum Pump |  | Vacuum pump | Edwards | Preschel, Hans Daniel | VU/F/BETA/S&F/OrgCh | O2.04E22 | - |  |  |  | 1 | 28
EQ003728 |  | Thermostat |  | Ciclating thermostat unit | Jasco | Hennig, Sven | VU/F/BETA/S&F/OrgCh | O2.04E22 | - |  |  |  | 1 | CTU-100
EQ003727 |  | Column Oven |  | Column Oven | Shimadzu | Preschel, Hans Daniel | VU/F/BETA/S&F/OrgCh | O2.04E22 | - |  |  |  | 1 | FCV-34AH
EQ003726 |  | Autosampler |  | Column Compensation | Agilent | Hennig, Sven | VU/F/BETA/S&F/OrgCh | O2.04E22 | - |  |  |  | 1 | 1100 Series
EQ003725 |  | Autosampler |  | ALS Autosampler | Agilent | Hennig, Sven | VU/F/BETA/S&F/OrgCh | O2.04E22 | - |  |  |  | 1 | 1100 Series
EQ003724 |  | Pump/Compressor |  | Quaternary Pump | Agilent | Hennig, Sven | VU/F/BETA/S&F/OrgCh | O2.04E22 | - |  |  |  | 1 | 1100 Series
EQ003723 |  | Degasser |  | Degasser | Agilent | Hennig, Sven | VU/F/BETA/S&F/OrgCh | O2.04E22 | - |  |  |  | 1 | 1100 Series
EQ003722 |  | Thermostat |  | 1290 TCC Thermost column compartment | Agilent | Hennig, Sven | VU/F/BETA/S&F/OrgCh | O2.04E22 | - |  |  |  | 1 | 1260 infinity
EQ003721 |  | Thermostat |  | 1290 TCC Thermost column compartment | Agilent | Hennig, Sven | VU/F/BETA/S&F/OrgCh | O2.04E22 | - |  |  |  | 1 | 1260 infinity
EQ003720 |  | Autosampler |  | 1260 ALS autosampler | Agilent | Hennig, Sven | VU/F/BETA/S&F/OrgCh | O2.04E22 | - |  |  |  | 1 | 1260 infinity
EQ003719 |  | HPLC Pump |  | Binary pump | Agilent | Hennig, Sven | VU/F/BETA/S&F/OrgCh | O2.04E22 | - |  |  |  | 1 | 1260 infinity
EQ003718 |  | Degasser |  | HIP Degasser | Agilent | Hennig, Sven | VU/F/BETA/S&F/OrgCh | O2.04E22 | - |  |  |  | 1 | 1260 infinity
EQ003717 | 60615 | Liquid Chromatograph |  | Quadrupole LC/MS | Agilent | Hennig, Sven | VU/F/BETA/S&F/OrgCh | O2.04E22 | - |  |  |  | 1 | 6120
EQ003716 | 010090 | Gas Chromatograph |  | Gas cromatographer | Shimadzu | Preschel, Hans Daniel | VU/F/BETA/S&F/OrgCh | O2.04E22 | - | 2026-06-27 |  |  | 1 | GC-2010
EQ003715 |  | Sample Preparation Unit |  | Sample loader | Buchi | Hennig, Sven | VU/F/BETA/S&F/OrgCh | O2.04E22 | - |  |  |  | 1 | M-569
EQ003714 |  | Extension Cable |  | Extension Cable | Brennenstuhl | Hennig, Sven | VU/F/BETA/S&F/OrgCh | O2.04E26 | - |  |  |  | 1 | Super Solid (Safety First)
EQ003713 | 9166 | Vacuum Pump |  | Vacuum Pump | Pfeiffer | Hennig, Sven | VU/F/BETA/S&F/OrgCh | O2.04E26 | - |  |  |  | 1 | DUO 10
EQ003712 | 003835 | Centrifuge |  | Vacuum Centrifuge | Christ | Hennig, Sven | VU/F/BETA/S&F/OrgCh | O2.04E26 | - |  |  |  | 1 | Alpha 2-4
EQ003711 | 003836 | Centrifuge |  | Vacuum Centrifuge | Christ | Hennig, Sven | VU/F/BETA/S&F/OrgCh | O2.04E26 | - |  |  |  | 1 | Alpha RVC
EQ003710 |  | Freeze-Dryer |  | Freeze Dryer | Labconco | Hennig, Sven | VU/F/BETA/S&F/OrgCh | O2.04E26 | - |  |  |  | 1 | FreeZone
EQ003709 | 010550; 1 | Ice Machine |  | Ice Machine MF2 | Scotsman | Hennig, Sven | VU/F/BETA/S&F/OrgCh | O2.04E26 | - |  |  |  | 1 | MF22 AS-F 230/50/1
EQ003708 |  | HPLC System |  | LC system | Agilent | Hennig, Sven | VU/F/BETA/S&F/OrgCh | O2.04E22 | - |  |  |  | 1 | 1100 Series
EQ003707 | 005978 | Centrifuge |  | Centrifuge Mistral | MSE | Hennig, Sven | VU/F/BETA/S&F/OrgCh | O2.04E26 | - |  |  |  | 1 | Mistral 1000
EQ003706 |  | Extension Cable |  | Extension Cable | VU | Stoop, Albert | VU/F/BETA/N&S/BMB | WN.KA152 | - |  |  |  | 1
EQ003705 | Dishwasher 2 | Dishwasher |  | Dishwasher | Miele | Hennig, Sven | VU/F/BETA/S&F/OrgCh | O2.04E26 | - |  |  |  | 1 | G 7883 CD
EQ003704 | Dishwasher 1 | Dishwasher |  | Dishwasher | Miele | Hennig, Sven | VU/F/BETA/S&F/OrgCh | O2.04E26 | - |  |  |  | 1 | G 7883 CD
EQ003703 |  | HPLC System |  | Quaternary LC | Agilent | Hennig, Sven | VU/F/BETA/S&F/OrgCh | O2.04E22 | - |  |  |  | 1 | 1260 Infinity
EQ003702 |  | Pump/Compressor |  | Communications bus module | Shimadzu | Preschel, Hans Daniel | VU/F/BETA/S&F/OrgCh | O2.04E22 | - | 2028-06-28 |  |  | 1 | CBM-20A
EQ003701 |  | Pump Controller |  | Leybold Pump Controller | Leybold | Slaman, Martin | VU/F/BETA/N&S/FM | WN.KA152 | - |  |  |  | 1 | PT 150
EQ003700 |  | Pump/Compressor |  | CO2 pump | Shimadzu | Preschel, Hans Daniel | VU/F/BETA/S&F/OrgCh | O2.04E22 | - |  |  |  | 1 | LC-30D
EQ003699 | 002219 | Pump Controller |  | Leybold Pump Controller | Leybold | Slaman, Martin | VU/F/BETA/N&S/FM | WN.KA152 | - |  |  |  | 1 | Combitron CM 330
EQ003698 |  | Autosampler |  | Autosampler | Shimadzu | Preschel, Hans Daniel | VU/F/BETA/S&F/OrgCh | O2.04E22 | - |  |  |  | 1 | SIL-30AC
EQ003697 |  | Liquid Chromatograph |  | Liquid Chromatograph | Shimadzu | Preschel, Hans Daniel | VU/F/BETA/S&F/OrgCh | O2.04E22 | - |  |  |  | 1 | LC-30AD
EQ003696 | 002222 | Pump Controller |  | Leybold Pump Controller | Leybold | Slaman, Martin | VU/F/BETA/N&S/FM | WN.KA152 | - |  |  |  | 1 | Turbotronik NT 150/360 VH
EQ003695 |  | Vacuum Pump |  | Edwards Vacuum Pump | Edwards | Slaman, Martin | VU/F/BETA/N&S/FM | WN.KA152 | - |  |  |  | 1 | E2M-12
EQ003694 |  | Diaphragm Pump |  | ABM Diaphragm Pump | ABM | Slaman, Martin | VU/F/BETA/N&S/FM | WN.KA152 | - |  |  |  | 1 | 4ekgf63cx-4
EQ003693 |  | Degasser |  | Degasser | Shimadzu | Preschel, Hans Daniel | VU/F/BETA/S&F/OrgCh | O2.04E22 | - |  |  |  | 1 | DGU-20A
EQ003692 |  | UV/VIS Detector |  | Diode array detector | Shimadzu | Preschel, Hans Daniel | VU/F/BETA/S&F/OrgCh | O2.04E22 | - |  |  |  | 1 | SPD-M20A
EQ003691 |  | Laser |  | Coherent Laser | Coherent | Stoop, Albert | VU/F/BETA/N&S/BMB | WN.KA152 | - |  |  |  | 1 | ENT-621-BD
EQ003690 |  | Laser |  | Coherent Laser | Coherent | Stoop, Albert | VU/F/BETA/N&S/BMB | WN.KA152 | - |  |  |  | 1 | ENTERPRISE
EQ003689 |  | Computer |  | Switch Computer | Switch | Stoop, Albert | VU/F/BETA/N&S/BMB | WN.KA152 | - |  |  |  | 1
EQ003688 |  | Unknown |  | ULE? | Elipar | Stoop, Albert | VU/F/BETA/N&S/BMB | WN.KA152 | - |  |  |  | 1
EQ003687 |  | Diaphragm Pump |  | Diaphragm pump | Shimadzu | Preschel, Hans Daniel | VU/F/BETA/S&F/OrgCh | O2.04E22 | - |  |  |  | 1 | SFC 30A
EQ003686 |  | HPLC Pump |  | Knauer HPLC Pump | Knauer | Stoop, Albert | VU/F/BETA/N&S/BMB | WN.KA152 | - |  |  |  | 1 | K-500
EQ003685 |  | Computer Monitor |  | HP Computer Monitor | Hewlett Packard (HP) | Stoop, Albert | VU/F/BETA/N&S/BMB | WN.KA152 | - |  |  |  | 1 | L1940T
EQ003684 |  | Mass Spectrometer |  | Liquid Chromatograph Mass Spectrometer | Shimadzu | Preschel, Hans Daniel | VU/F/BETA/S&F/OrgCh | O2.04E22 | - | 2026-05-16 |  |  | 1 | LCMS-2020
EQ003683 |  | Computer Monitor |  | Monitor | Hewlett Packard (HP) | Hennig, Sven | VU/F/BETA/S&F/OrgCh | O2.04E22 | - |  |  |  | 1
EQ003682 |  | Spectrophotometer |  | Varian Fluorescence Spectrophotomer | Varian (Agilent) | Stoop, Albert | VU/F/BETA/N&S/BMB | WN.KA152 | - |  |  |  | 1 | Cary Eclipse
EQ003681 | 037206 | Computer |  | Computer | Dell | Preschel, Hans Daniel | VU/F/BETA/S&F/OrgCh | O2.04E22 | - |  |  |  | 1
EQ003680 |  | Computer Monitor |  | Monitor | Hewlett Packard (HP) | Preschel, Hans Daniel | VU/F/BETA/S&F/OrgCh | O2.04E22 | - |  |  |  | 1
EQ003679 | 020076 | Computer |  | HP computer | Hewlett Packard (HP) | Hennig, Sven | VU/F/BETA/S&F/OrgCh | O2.04E22 | - |  |  |  | 1
EQ003678 |  | Water Pump |  | Eheim Pump | Eheim | Stoop, Albert | VU/F/BETA/N&S/BMB | WN.KA152 | - |  |  |  | 1 | 1046
EQ003677 | 005993 | Spectrophotometer |  | Infrared Spectrophotometer | Shimadzu | Preschel, Hans Daniel | VU/F/BETA/S&F/OrgCh | O2.04E22 | - |  |  |  | 1 | FTIR 8400S
EQ003676 |  | Computer Monitor |  | Monitor | Hewlett Packard (HP) | Hennig, Sven | VU/F/BETA/S&F/OrgCh | O2.04E22 | - |  |  |  | 1
EQ003675 | 037759 | Computer |  | HP computer | Hewlett Packard (HP) | Hennig, Sven | VU/F/BETA/S&F/OrgCh | O2.04E22 | - |  |  |  | 1
EQ003674 |  | Computer Monitor |  | Monitor | Dell | Hennig, Sven | VU/F/BETA/S&F/OrgCh | O2.04E22 | - |  |  |  | 1
EQ003673 | 026468 | Computer |  | DELL computer | Dell | Hennig, Sven | VU/F/BETA/S&F/OrgCh | O2.04E22 | - |  |  |  | 1
EQ003672 |  | Temperature Control Module |  | Varian Peltier Accessory | Varian (Agilent) | Stoop, Albert | VU/F/BETA/N&S/BMB | WN.KA152 | - |  |  |  | 1 | SPVF-1x0
EQ003671 | 001806 | Power Supply |  | Delta Power Supply | Delta Elektronika | Slaman, Martin | VU/F/BETA/N&S/FM | WN.KA152 | - |  |  |  | 1 | E 015-2
EQ003670 |  | Flow Cytometer |  | Flow Cytometer | Becton Dickinson | Stoop, Albert | VU/F/BETA/N&S/BMB | WN.KA152 | - |  |  |  | 1 | FACS Vantage
EQ003669 |  | Spectrometer |  | CD spectrometer | Jasco | Hennig, Sven | VU/F/BETA/S&F/OrgCh | O2.04E22 | - |  |  |  | 1 | J-1500
EQ003668 | 60606 | Computer |  | HP computer | Hewlett Packard (HP) | Hennig, Sven | VU/F/BETA/S&F/OrgCh | O2.04E22 | - |  |  |  | 1
EQ003667 |  | Computer Monitor |  | IIyama monitor | Iiyama | Hennig, Sven | VU/F/BETA/S&F/OrgCh | O2.04E22 | - |  |  |  | 1
EQ003666 | 010097 | Melting Point Apparatus |  | Melting point | Buchi | Preschel, Hans Daniel | VU/F/BETA/S&F/OrgCh | O2.04W35 | - |  |  |  | 1 | M-565
EQ003665 |  | Polarimeter |  | Polarimeter | Kruss Optronic | Preschel, Hans Daniel | VU/F/BETA/S&F/OrgCh | O2.04W35 | - |  |  |  | 1 | P3000
EQ003664 |  | Vacuum Pump |  | Vacuum pump | Agilent | Hennig, Sven | VU/F/BETA/S&F/OrgCh | O2.04E22 | - |  |  |  | 1
EQ003663 |  | Computer Monitor |  | HP monitor | Hewlett Packard (HP) | Hennig, Sven | VU/F/BETA/S&F/OrgCh | O2.04E22 | - |  |  |  | 1
EQ003662 | 010095; 027000 | Computer |  | HP computer | Hewlett Packard (HP) | Hennig, Sven | VU/F/BETA/S&F/OrgCh | O2.04E22 | - |  |  |  | 1
EQ003661 |  | Extension Cable |  | Extension plug | VU | Hennig, Sven | VU/F/BETA/S&F/OrgCh | O2.04E22 | - |  |  |  | 1
EQ003660 |  | Computer Monitor |  | HP monitor | Hewlett Packard (HP) | Hennig, Sven | VU/F/BETA/S&F/OrgCh | O2.04E22 | - |  |  |  | 1
EQ003659 | 020141 | Computer |  | HP computer | Hewlett Packard (HP) | Hennig, Sven | VU/F/BETA/S&F/OrgCh | O2.04E22 | - |  |  |  | 1
EQ003658 | 010059 | Vacuum Pump |  | Vacuum pump | Vacuubrand | Hennig, Sven | VU/F/BETA/S&F/OrgCh | O2.04E22 | - |  |  |  | 1
EQ003657 | 006361 | Degasser |  | Degasser | Shimadzu | Hennig, Sven | VU/F/BETA/S&F/OrgCh | O2.04E22 | - |  |  |  | 1 | DGU-14A
EQ003656 | 006359 | HPLC Pump |  | VP pump | Shimadzu | Hennig, Sven | VU/F/BETA/S&F/OrgCh | O2.04E22 | - |  |  |  | 1 | LC-10AT
EQ003655 | 006360 | HPLC Pump |  | VP pump | Shimadzu | Hennig, Sven | VU/F/BETA/S&F/OrgCh | O2.04E22 | - |  |  |  | 1 | LC-10AT
EQ003654 | 006358 | HPLC System Controller |  | VP controller | Shimadzu | Hennig, Sven | VU/F/BETA/S&F/OrgCh | O2.04E22 | - |  |  |  | 1 | SCL-10A
EQ003653 | 006362 | HPLC System |  | HPLC Thermostat | Shimadzu | Hennig, Sven | VU/F/BETA/S&F/OrgCh | O2.04E22 | - |  |  |  | 1 | CTO-10AC
EQ003652 |  | Computer Monitor |  | Philips Computer Monitor | Philips | Stoop, Albert | VU/F/BETA/N&S/BMB | WN.KA152 | - |  |  |  | 1 | 170P7EG/00
EQ003651 |  | Computer |  | HP Compaq Computer | Hewlett Packard (HP) | Stoop, Albert | VU/F/BETA/N&S/BMB | WN.KA152 | - |  |  |  | 1 | Compaq dc7700 CMT
EQ003650 | 006356 | UV/VIS Detector |  | Diode array detector | Shimadzu | Hennig, Sven | VU/F/BETA/S&F/OrgCh | O2.04E22 | - |  |  |  | 1 | SPD-M10A
EQ003649 |  | Water Pump |  | Thermaltake Water Cooler | Thermaltake | Stoop, Albert | VU/F/BETA/N&S/BMB | WN.KA152 | - |  |  |  | 1 | P501
EQ003648 |  | Monochromator |  | TVC Monochromator | Thermo Vision Colorado (TVC) | Stoop, Albert | VU/F/BETA/N&S/BMB | WN.KA152 | - |  |  |  | 1 | MonoSpec 18
EQ003647 | 006357 | Autosampler |  | Autosampler | Shimadzu | Hennig, Sven | VU/F/BETA/S&F/OrgCh | O2.04E22 | - |  |  |  | 1 | SIL-10AD
EQ003646 |  | Electronic Signal Processing Device |  | Ortec Delay Box | Ortec | Stoop, Albert | VU/F/BETA/N&S/BMB | WN.KA152 | - |  |  |  | 1 | DB463
EQ003645 | 004313 | Cooling Unit |  | Hamamatsu Cooler | Hamamatsu | Stoop, Albert | VU/F/BETA/N&S/BMB | WN.KA152 | - |  |  |  | 1 | C4878-02
EQ003644 | 004385 | Power Supply |  | Fug High Voltage Power Supply | FuG | Stoop, Albert | VU/F/BETA/N&S/BMB | WN.KA152 | - |  |  |  | 1 | HCN 14-3500
EQ003643 |  | Electronic Signal Processing Device |  | Optical Constant Fraction Discriminator | Becker & Hickl GmbH | Stoop, Albert | VU/F/BETA/N&S/BMB | WN.KA152 | - |  |  |  | 1 | OCF-401
EQ003642 | 004329 | Power Supply |  | Nanolase Power Supply | NanoLase | Stoop, Albert | VU/F/BETA/N&S/BMB | WN.KA152 | - |  |  |  | 1 | PS-01402-100
EQ003641 |  | Oscilloscope |  | Tektronix Oscilloscope | Tektronix | Stoop, Albert | VU/F/BETA/N&S/BMB | WN.KA152 | - |  |  |  | 1 | TDS 2004C
EQ003640 | 004314 | Adapter |  | Power Adapter | VU | Stoop, Albert | VU/F/BETA/N&S/BMB | WN.KA152 | - |  |  |  | 1
EQ003639 | 004302 | Temperature Control Module |  | VU Temperature Controller | VU | Stoop, Albert | VU/F/BETA/N&S/BMB | WN.KA152 | - |  |  |  | 1
EQ003638 |  | Power Supply |  | Hamamatsu Power Supply | Hamamatsu | Stoop, Albert | VU/F/BETA/N&S/BMB | WN.KA152 | - |  |  |  | 1 | C3150
EQ003637 |  | Computer Monitor |  | HP monitor | Hewlett Packard (HP) | Hennig, Sven | VU/F/BETA/S&F/OrgCh/BMC | O2.04E77 | - |  |  |  | 1 | Compaq LA2306x
EQ003636 | 017004 | Computer |  | HP computer | Hewlett Packard (HP) | Hennig, Sven | VU/F/BETA/S&F/OrgCh/BMC | O2.04E77 | - |  |  |  | 1 | Compaq LA2306x
EQ003635 | 004373 | Laser power meter |  | Phase Sensitive Detector | Brookdeal Electronics Ltd. | Stoop, Albert | VU/F/BETA/N&S/BMB | WN.KA152 | - |  |  |  | 1 | 411
EQ003634 | 004404 | Adapter |  | Power Adapter | VU | Stoop, Albert | VU/F/BETA/N&S/BMB | WN.KA152 | - |  |  |  | 1
EQ003633 | 004403 | Adapter |  | Power Adapter | VU | Stoop, Albert | VU/F/BETA/N&S/BMB | WN.KA152 | - |  |  |  | 1
EQ003632 | 004402 | Extension Cable |  | Extension Cable | VU | Stoop, Albert | VU/F/BETA/N&S/BMB | WN.KA152 | - |  |  |  | 1
EQ003631 |  | Photoelastic Modulator (PEM) |  | Hinds PEM | Hinds | Stoop, Albert | VU/F/BETA/N&S/BMB | WN.KA152 | - |  |  |  | 1 | PEM-100
EQ003630 |  | Power Supply |  | Hamamatsu Power Supply | Hamamatsu | Stoop, Albert | VU/F/BETA/N&S/BMB | WN.KA152 | - |  |  |  | 1 | C9598-1070
EQ003629 |  | Lamp |  | UV lamp | Goobay | Hennig, Sven | VU/F/BETA/S&F/OrgCh/BMC | O2.04E77 | - |  |  |  | 1
EQ003628 |  | Pump Controller |  | Vacuum pump controller | Vacuubrand | Hennig, Sven | VU/F/BETA/S&F/OrgCh/BMC | O2.04E77 | - |  |  |  | 1 | CVC 3000
EQ003627 |  | Vacuum Pump |  | Vacuum pumping unit | Vacuubrand | Hennig, Sven | VU/F/BETA/S&F/OrgCh/BMC | O2.04E77 | - |  |  |  | 1 | PC 3004 VARIO
EQ003626 |  | Connecting Unit |  | Connector Block | National Instruments | Stoop, Albert | VU/F/BETA/N&S/BMB | WN.KA152 | - |  |  |  | 1 | BNC-2110
EQ003625 | 003893 | Rotary Evaporator |  | Rotary evaporator | Buchi | Hennig, Sven | VU/F/BETA/S&F/OrgCh/BMC | O2.04E77 | - |  |  |  | 1 | R-200
EQ003624 | 003965 | Water Bath |  | Water bath | Buchi | Hennig, Sven | VU/F/BETA/S&F/OrgCh/BMC | O2.04E77 | - |  |  |  | 1 | B-490
EQ003623 | 004301 | Temperature Control Module |  | Cuvet Temperature Controller | VU | Stoop, Albert | VU/F/BETA/N&S/BMB | WN.KA152 | - |  |  |  | 1
EQ003622 |  | Pipette |  | Gilson Pipetteman P1000 | Gilson | Stoop, Albert | VU/F/BETA/N&S/BMB | WN.KA152 | - |  |  |  | 1 | Pipetteman P1000
EQ003621 |  | Vacuum Pump |  | Vacuum pump | Vacuubrand | Hennig, Sven | VU/F/BETA/S&F/OrgCh/BMC | O2.04E77 | - |  |  |  | 1
EQ003620 | 017000 | Computer |  | HP computer | Hewlett Packard (HP) | Hennig, Sven | VU/F/BETA/S&F/OrgCh/BMC | O2.04E77 | - |  |  |  | 1 | Compaq LA2306x
EQ003619 | 000015 | Shutter Driver |  | Shutter Driver | VU | Stoop, Albert | VU/F/BETA/N&S/BMB | WN.KA152 | - |  |  |  | 1
EQ003618 |  | Computer Monitor |  | HP monitor | Hewlett Packard (HP) | Hennig, Sven | VU/F/BETA/S&F/OrgCh/BMC | O2.04E77 | - |  |  |  | 1 | Compaq LA2306x
EQ003617 | 003196 | Power Supply |  | PMT Power Supply | VU | Stoop, Albert | VU/F/BETA/N&S/BMB | WN.KA152 | - |  |  |  | 1
EQ003616 | 004324 | Laser |  | Coherent Laser | Coherent | Stoop, Albert | VU/F/BETA/N&S/BMB | WN.KA152 | - |  |  |  | 1 | Verdi-8M
EQ003615 |  | Water Bath |  | Neslab Water Chiller | Neslab | Stoop, Albert | VU/F/BETA/N&S/BMB | WN.KA152 | - |  |  |  | 1 | R-134A
EQ003614 |  | HPLC System |  | LC System | Agilent | Hennig, Sven | VU/F/BETA/S&F/OrgCh/BMC | O2.04E77 | - |  |  |  | 1 | 1260 Infinity II
EQ003613 |  | Vortex |  | Vortex | neoLab | Hennig, Sven | VU/F/BETA/S&F/OrgCh/BMC | O2.04E77 | - |  |  |  | 1
EQ003612 |  | Vortex |  | Vortex | neoLab | Hennig, Sven | VU/F/BETA/S&F/OrgCh/BMC | O2.04E77 | - |  |  |  | 1
EQ003611 | 011761 | Orbital shaker |  | Orbital shaker | GFL | Hennig, Sven | VU/F/BETA/S&F/OrgCh/BMC | O2.04E77 | - |  |  |  | 1 | 3005
EQ003610 |  | Balance |  | Digital scale | Kern | Hennig, Sven | VU/F/BETA/S&F/OrgCh/BMC | O2.04E77 | - |  |  |  | 1 | PFB
EQ003609 |  | Microplate reader |  | Microplate reader | Tecan | Hennig, Sven | VU/F/BETA/S&F/OrgCh/BMC | O2.04E77 | - |  |  |  | 1 | Spark 20M
EQ003608 |  | Vacuum Pump |  | Dual Vacuum Pump System | KNF | Hennig, Sven | VU/F/BETA/S&F/OrgCh/BMC | O2.04E77 | - |  |  |  | 1 | SC920g
EQ003607 | 60097 | Power Supply |  | Power Supply High Currently | Bio-Rad | Hennig, Sven | VU/F/BETA/S&F/OrgCh/BMC | O2.04E77 | - |  |  |  | 1 | PowerPac HC
EQ003606 |  | Centrifuge |  | Mini centrifuge | Nippon Genetics Europe GmbH | Hennig, Sven | VU/F/BETA/S&F/OrgCh/BMC | O2.04E77 | - |  |  |  | 1 | NG002B
EQ003605 |  | Vortex |  | Vortex | Starlab | Hennig, Sven | VU/F/BETA/S&F/OrgCh/BMC | O2.04E77 | - |  |  |  | 1
EQ003604 | 010084 | Rotary Evaporator |  | Rotary Evaporator Rotavapor | Buchi | Hennig, Sven | VU/F/BETA/S&F/OrgCh/BMC | O2.04E77 | - |  |  |  | 1 | R-114
EQ003603 | 003964 | Rotary Evaporator |  | Rotary Evaporator | Buchi | Hennig, Sven | VU/F/BETA/S&F/OrgCh/BMC | O2.04E77 | - |  |  |  | 1 | R-200
EQ003602 |  | Cooling Unit |  | Water Cooler | Van der Heijden labortechnik GmbH | Hennig, Sven | VU/F/BETA/S&F/OrgCh/BMC | O2.04E77 | - |  |  |  | 1 | VD-RB301
EQ003601 | 003894 | Water Bath |  | Heating Bath | Buchi | Hennig, Sven | VU/F/BETA/S&F/OrgCh/BMC | O2.04E77 | - |  |  |  | 1 | B-490
EQ003600 |  | Vacuum Pump |  | Vacuum Pump | Vacuubrand | Hennig, Sven | VU/F/BETA/S&F/OrgCh/BMC | O2.04E77 | - |  |  |  | 1 | 1C
EQ003599 |  | Hot Plate |  | Hot Plate Stirrer | Heidolph | Hennig, Sven | VU/F/BETA/S&F/OrgCh/BMC | O2.04E77 | - |  |  |  | 1 | MR Hei-Standard
EQ003598 | 1 | Hot Plate |  | Hot Plate Stirrer | Heidolph | Hennig, Sven | VU/F/BETA/S&F/OrgCh/BMC | O2.04E77 | - |  |  |  | 1 | MR 3001
EQ003597 |  | Orbital shaker |  | Orbital Shaker | GFL | Hennig, Sven | VU/F/BETA/S&F/OrgCh/BMC | O2.04E77 | - |  |  |  | 1 | 3005
EQ003596 |  | Oven |  | Oven | Binder | Hennig, Sven | VU/F/BETA/S&F/OrgCh/BMC | O2.04E77 | - |  |  |  | 1
EQ003595 |  | Balance |  | Balance Kern EMB | Kern | Hennig, Sven | VU/F/BETA/S&F/OrgCh/BMC | O2.04E77 | - |  |  |  | 1 | EMB
EQ003594 |  | Ultrasonic Cleaner |  | Ultrasonic Cleaner | VWR | Hennig, Sven | VU/F/BETA/S&F/OrgCh/BMC | O2.04E77 | - |  |  |  | 1
EQ003593 |  | Balance |  | Precision Balance | Ohaus | Hennig, Sven | VU/F/BETA/S&F/OrgCh/BMC | O2.04E77 | - |  |  |  | 1 | EX225DM
EQ003592 |  | Hot Plate |  | Hot Plate Stirrer | Heidolph | Hennig, Sven | VU/F/BETA/S&F/OrgCh/BMC | O2.04E77 | - |  |  |  | 1 | MR 3001 K
EQ003591 |  | Centrifuge |  | Mini centrifuge | Nippon Genetics Europe GmbH | Hennig, Sven | VU/F/BETA/S&F/OrgCh/BMC | O2.04E77 | - |  |  |  | 1 | NG002B
EQ003590 |  | Orbital shaker |  | Orbital Shaker | Starlab | Hennig, Sven | VU/F/BETA/S&F/OrgCh/BMC | O2.04E77 | - |  |  |  | 1
EQ003589 |  | Vortex |  | Vortex | Starlab | Hennig, Sven | VU/F/BETA/S&F/OrgCh/BMC | O2.04E77 | - |  |  |  | 1
EQ003588 |  | Block Heater |  | Block Heater | HTA-Biotec | Hennig, Sven | VU/F/BETA/S&F/OrgCh/BMC | O2.04E77 | - |  |  |  | 1
EQ003587 | 011443 | Centrifuge |  | Centrifuge | Hettich | Hennig, Sven | VU/F/BETA/S&F/OrgCh/BMC | O2.04E77 | - |  |  |  | 1 | Universal 320 R
EQ003586 |  | Computer Monitor |  | Computer monitor | Eizo | Hennig, Sven | VU/F/BETA/S&F/OrgCh/BMC | O2.04E17 | - |  |  |  | 1
EQ003585 | M0954 | Computer |  | Computer | Dell | Hennig, Sven | VU/F/BETA/S&F/OrgCh/BMC | O2.04E17 | - |  |  |  | 1
EQ003584 |  | Thermal Cycler / PCR System |  | Thermal cycler | Eppendorf | Hennig, Sven | VU/F/BETA/S&F/OrgCh/BMC | O2.04E17 | - |  |  |  | 1 | Vapo.protect Mastercycler Pro
EQ003583 |  | External Hard Disk |  | Hard disk | Epson | Hennig, Sven | VU/F/BETA/S&F/OrgCh/BMC | O2.04E17 | - |  |  |  | 1
EQ003582 |  | Shaker/Mixer |  | Thermoshaker | Biosan | Hennig, Sven | VU/F/BETA/S&F/OrgCh/BMC | O2.04E17 | - |  |  |  | 1 | TS-100C
EQ003581 |  | Centrifuge |  | Mini centrifuge | Nippon Genetics Europe GmbH | Hennig, Sven | VU/F/BETA/S&F/OrgCh/BMC | O2.04E17 | - |  |  |  | 1 | NG002B
EQ003580 |  | Centrifuge |  | Centrifuge | Eppendorf | Hennig, Sven | VU/F/BETA/S&F/OrgCh/BMC | O2.04E17 | - |  |  |  | 1 | 5418 R
EQ003579 |  | Centrifuge |  | Mini centrifuge | Nippon Genetics Europe GmbH | Hennig, Sven | VU/F/BETA/S&F/OrgCh/BMC | O2.04E17 | - |  |  |  | 1 | NG002B
EQ003578 |  | Centrifuge |  | Centrifuge | Eppendorf | Hennig, Sven | VU/F/BETA/S&F/OrgCh/BMC | O2.04E17 | - |  |  |  | 1
EQ003577 |  | Centrifuge |  | Microcentrifuge | Starlab | Hennig, Sven | VU/F/BETA/S&F/OrgCh/BMC | O2.04E17 | - |  |  |  | 1
EQ003576 |  | Centrifuge |  | Centrifuge | Eppendorf | Hennig, Sven | VU/F/BETA/S&F/OrgCh/BMC | O2.04E17 | - |  |  |  | 1 | Centrifuge 5418 R
EQ003575 |  | Shaker/Mixer |  | Heating thermoshaker | HTA-Biotec | Hennig, Sven | VU/F/BETA/S&F/OrgCh/BMC | O2.04E17 | - |  |  |  | 1
EQ003574 |  | Centrifuge |  | Centrifuge | Eppendorf | Hennig, Sven | VU/F/BETA/S&F/OrgCh/BMC | O2.04E17 | - |  |  |  | 1 | Centrifuge 5804 R
EQ003573 |  | Vortex |  | Advanced vortex mixer | Velp | Hennig, Sven | VU/F/BETA/S&F/OrgCh/BMC | O2.04E17 | - |  |  |  | 1 | ZX3
EQ003572 |  | Fluid Homogenizer |  | Microfluidizer | Unitronics | Hennig, Sven | VU/F/BETA/S&F/OrgCh/BMC | O2.04E17 | - |  |  |  | 1 | LM10
EQ003571 |  | Cooling Unit |  | Water Cooler | Van der Heijden labortechnik GmbH | Hennig, Sven | VU/F/BETA/S&F/OrgCh/BMC | O2.04E17 | - |  |  |  | 1 | VD-RB301
EQ003570 |  | Centrifuge |  | Centrifuge | Eppendorf | Hennig, Sven | VU/F/BETA/S&F/OrgCh/BMC | O2.04E17 | - |  |  |  | 1
EQ003569 |  | Pipette |  | Pipette | Gilson | Hennig, Sven | VU/F/BETA/S&F/OrgCh/BMC | O2.04E17 | - |  |  |  | 1
EQ003568 | JL 52099 | Pipette |  | Gilson Pipetman P20 | Gilson | Hennig, Sven | VU/F/BETA/S&F/OrgCh/BMC | O2.04E17 | - |  |  |  | 1 | Pipetman P20
EQ003567 | LB 50960 | Pipette |  | Gilson Pipetman P1000 | Gilson | Hennig, Sven | VU/F/BETA/S&F/OrgCh/BMC | O2.04E17 | - |  |  |  | 1 | Pipetman P1000
EQ003566 | QN 25115 | Pipette |  | Gilson Pipetman P2 | Gilson | Hennig, Sven | VU/F/BETA/S&F/OrgCh/BMC | O2.04E17 | - |  |  |  | 1 | Pipetman P2
EQ003565 |  | Pipette |  | Pipette | VWR | Hennig, Sven | VU/F/BETA/S&F/OrgCh/BMC | O2.04E17 | - |  |  |  | 1
EQ003564 |  | Pipette |  | Pipette | VWR | Hennig, Sven | VU/F/BETA/S&F/OrgCh/BMC | O2.04E17 | - |  |  |  | 1
EQ003563 |  | Pipette |  | Pipette | VWR | Hennig, Sven | VU/F/BETA/S&F/OrgCh/BMC | O2.04E17 | - |  |  |  | 1
EQ003562 |  | Pipette |  | Pipette | VWR | Hennig, Sven | VU/F/BETA/S&F/OrgCh/BMC | O2.04E17 | - |  |  |  | 1
EQ003561 | RA-033344 | Data Logger |  | Bibro IP | VU | Hennig, Sven | VU/F/BETA/S&F/OrgCh/BMC | O2.04E17 | - |  |  |  | 1 | BibroIPv2
EQ003560 |  | Pipette |  | Pipette | Gilson | Hennig, Sven | VU/F/BETA/S&F/OrgCh/BMC | O2.04E17 | - |  |  |  | 1
EQ003559 |  | Vortex |  | Vortex Genie 2 | Scientific Industries Inc. | Hennig, Sven | VU/F/BETA/S&F/OrgCh/BMC | O2.04E17 | - |  |  |  | 1 | Vortex Genie 2
EQ003558 |  | Pipette |  | Pipette | Eppendorf | Hennig, Sven | VU/F/BETA/S&F/OrgCh/BMC | O2.04E17 | - |  |  |  | 1
EQ003557 |  | Pipette |  | Pipette | Gilson | Hennig, Sven | VU/F/BETA/S&F/OrgCh/BMC | O2.04E17 | - |  |  |  | 1
EQ003556 |  | Pipette |  | Pipette | Gilson | Hennig, Sven | VU/F/BETA/S&F/OrgCh/BMC | O2.04E17 | - |  |  |  | 1
EQ003555 |  | Vortex |  | Vortex Genie 2 | Scientific Industries Inc. | Hennig, Sven | VU/F/BETA/S&F/OrgCh/BMC | O2.04E17 | - |  |  |  | 1 | Vortex Genie 2
EQ003554 |  | Pipette |  | Pipette | Eppendorf | Hennig, Sven | VU/F/BETA/S&F/OrgCh/BMC | O2.04E17 | - |  |  |  | 1
EQ003553 | 4E17-101; V2 | Fridge |  | Fridge | Liebherr | Hennig, Sven | VU/F/BETA/S&F/OrgCh/BMC | O2.04E17 | - |  |  |  | 1 | Comfort
EQ003552 |  | Pipette |  | Pipette | Eppendorf | Hennig, Sven | VU/F/BETA/S&F/OrgCh/BMC | O2.04E17 | - |  |  |  | 1
EQ003551 | 4E17-102; V1 | Fridge |  | Fridge | Liebherr | Hennig, Sven | VU/F/BETA/S&F/OrgCh/BMC | O2.04E17 | - |  |  |  | 1 | Comfort
EQ003550 |  | Pipette |  | Pipette | Gilson | Hennig, Sven | VU/F/BETA/S&F/OrgCh/BMC | O2.04E17 | - |  |  |  | 1
EQ003549 | 4E17-301 | Fridge |  | Fridge | Liebherr | Hennig, Sven | VU/F/BETA/S&F/OrgCh/BMC | O2.04E17 | - |  |  |  | 1 | MedLine
EQ003548 |  | Vortex |  | Vortex | Starlab | Hennig, Sven | VU/F/BETA/S&F/OrgCh/BMC | O2.04E17 | - |  |  |  | 1
EQ003547 |  | Block Heater |  | Dry Bath System | Starlab | Hennig, Sven | VU/F/BETA/S&F/OrgCh/BMC | O2.04E17 | - |  |  |  | 1
EQ003546 |  | Power Supply |  | Power Supply High Currently | Bio-Rad | Hennig, Sven | VU/F/BETA/S&F/OrgCh/BMC | O2.04E17 | - |  |  |  | 1 | PowerPac HC
EQ003545 |  | Microwave oven |  | Microwave Oven | Severin | Hennig, Sven | VU/F/BETA/S&F/OrgCh/BMC | O2.04E17 | - |  |  |  | 1
EQ003544 |  | Orbital shaker |  | Orbital Shaker | Phoenix | Hennig, Sven | VU/F/BETA/S&F/OrgCh/BMC | O2.04E17 | - |  |  |  | 1 | RS-OS 5
EQ003543 |  | Vacuum Pump |  | Diaphragm Vacuum Pump | Vacuubrand | Hennig, Sven | VU/F/BETA/S&F/OrgCh/BMC | O2.04E17 | - |  |  |  | 1 | MZ 2C/1,7
EQ003542 | 003990 | Hot Plate |  | Hot Plate Stirrer | IKA | Hennig, Sven | VU/F/BETA/S&F/OrgCh/BMC | O2.04E17 | - |  |  |  | 1 | IKAMAG RET
EQ003541 |  | Pipette |  | Pipette | Eppendorf | Hennig, Sven | VU/F/BETA/S&F/OrgCh/BMC | O2.04E17 | - |  |  |  | 1 | Research plus
EQ003540 |  | pH Meter |  | pH/ORP Benchtop Meter | Hanna Instruments | Hennig, Sven | VU/F/BETA/S&F/OrgCh/BMC | O2.04E17 | - |  |  |  | 1 | HI 2213
EQ003539 |  | Shaker/Mixer |  | Incubator Shaker | Infors ht | Hennig, Sven | VU/F/BETA/S&F/OrgCh/BMC | O2.04E17 | - |  |  |  | 1 | Multitron Standard
EQ003538 |  | Pipette |  | Pipette | Eppendorf | Hennig, Sven | VU/F/BETA/S&F/OrgCh/BMC | O2.04E17 | - |  |  |  | 1 | Research plus
EQ003537 |  | Pipette |  | Pipette | Eppendorf | Hennig, Sven | VU/F/BETA/S&F/OrgCh/BMC | O2.04E17 | - |  |  |  | 1 | Research plus
EQ003536 |  | Shaker/Mixer |  | Incubator Shaker | Infors ht | Hennig, Sven | VU/F/BETA/S&F/OrgCh/BMC | O2.04E17 | - |  |  |  | 1 | Multitron Standard
EQ003535 |  | Pipette |  | Pipette | Eppendorf | Hennig, Sven | VU/F/BETA/S&F/OrgCh/BMC | O2.04E17 | - |  |  |  | 1 | Research plus
EQ003534 | 3 | Shaker/Mixer |  | Incubator Shaker | New Brunswick Scientific | Hennig, Sven | VU/F/BETA/S&F/OrgCh/BMC | O2.04E17 | - |  |  |  | 1 | Eppendorf Innova 42R
EQ003533 |  | UV/VIS Detector |  | Microvolume UV/Vis Spectrometer | Thermo Fisher Scientific | Hennig, Sven | VU/F/BETA/S&F/OrgCh/BMC | O2.04E17 | - |  |  |  | 1 | Nanodrop One
EQ003532 |  | Sonification Array |  | Digital Sonifier | Branson | Hennig, Sven | VU/F/BETA/S&F/OrgCh/BMC | O2.04E17 | - |  |  |  | 1 | SFX550
EQ003531 |  | Balance |  | Balance Kern EMB | Kern | Hennig, Sven | VU/F/BETA/S&F/OrgCh/BMC | O2.04E17 | - |  |  |  | 1 | EMB
EQ003530 |  | HPLC Pump |  | Fraction collector | AKTA start | Hennig, Sven | VU/F/BETA/S&F/OrgCh/BMC | O2.04E17 | - |  |  |  | 1 | F9-R
EQ003529 |  | Balance |  | Balance Kern | Kern | Hennig, Sven | VU/F/BETA/S&F/OrgCh/BMC | O2.04E17 | - |  |  |  | 1 | EMS
EQ003528 |  | Orbital shaker |  | 3D Rocking Shaker | Starlab | Hennig, Sven | VU/F/BETA/S&F/OrgCh/BMC | O2.04E17 | - |  |  |  | 1 | Smart Instrument
EQ003527 | 60474 | HPLC System |  | FPLC | AKTA start | Hennig, Sven | VU/F/BETA/S&F/OrgCh/BMC | O2.04E17 | - |  |  |  | 1
EQ003526 |  | HPLC Pump |  | FPLC Pump | AKTA start | Hennig, Sven | VU/F/BETA/S&F/OrgCh/BMC | O2.04E17 | - |  |  |  | 1
EQ003525 |  | Fume Cupboard |  | Biowizard Fume Cupboard | Kojair | Hennig, Sven | VU/F/BETA/S&F/OrgCh/BMC | O2.04E17 | - |  |  |  | 1 | Biowizard Silverline
EQ003524 |  | Synthesizer |  | FPLC pump | Biotage | Hennig, Sven | VU/F/BETA/S&F/OrgCh/BMC | O2.04E17 | - |  |  |  | 0 | Syro I
EQ003523 |  | Centrifuge |  | Centrifuge | Beckman Coulter | Hennig, Sven | VU/F/BETA/S&F/OrgCh/BMC | O2.04E17 | - |  |  |  | 1 | Avanti JXN-26
EQ003522 |  | Synthesizer |  | Parallel Peptide Synthesizer | Biotage | Hennig, Sven | VU/F/BETA/S&F/OrgCh/BMC | O2.04E17 | - |  |  |  | 1 | Syro I
EQ003521 |  | Computer Monitor |  | DELL monitor | Dell | Hennig, Sven | VU/F/BETA/S&F/OrgCh/BMC | O2.04E17 | - |  |  |  | 1
EQ003520 |  | Computer |  | DELL computer | Dell | Hennig, Sven | VU/F/BETA/S&F/OrgCh/BMC | O2.04E17 | - |  |  |  | 1
EQ003519 |  | Centrifuge |  | Mini centrifuge | neoLab | Hennig, Sven | VU/F/BETA/S&F/OrgCh/BMC | O2.04E17 | - |  |  |  | 1 | D-6015
EQ003518 |  | Crystal imager |  | Gemfinder Crystal imager | Smidgentech | Hennig, Sven | VU/F/BETA/S&F/OrgCh/BMC | O2.04E82 | - |  |  |  | 1
EQ003517 |  | Computer Monitor |  | Computer Monitor | Samsung | Hennig, Sven | VU/F/BETA/S&F/OrgCh/BMC | O2.04E82 | - |  |  |  | 1
EQ003516 |  | HPLC Pump |  | FPLC Pump | AKTA start | Hennig, Sven | VU/F/BETA/S&F/OrgCh/BMC | O2.04E82 | - |  |  |  | 1 | LA900
EQ003515 |  | Liquid Chromatograph |  | FPLC | AKTA start | Hennig, Sven | VU/F/BETA/S&F/OrgCh/BMC | O2.04E82 | - |  |  |  | 1 | 2903181
EQ003514 |  | Cryogenic System |  | Cryogenic system 3 | Oxford Instruments | Hennig, Sven | VU/F/BETA/S&F/OrgCh/BMC | O2.04E24 | - |  |  |  | 1
EQ003513 |  | Cryogenic System |  | Cryogenic system 2 | Oxford Instruments | Hennig, Sven | VU/F/BETA/S&F/OrgCh/BMC | O2.04E24 | - |  |  |  | 1
EQ003512 |  | Microscope |  | Microscope | Leica | Hennig, Sven | VU/F/BETA/S&F/OrgCh/BMC | O2.04E82 | - |  |  |  | 1 | M125
EQ003511 | LEICA KL2500 LED | Cold light source |  | Microscope cold light source | Leica | Hennig, Sven | VU/F/BETA/S&F/OrgCh/BMC | O2.04E82 | - |  |  |  | 1 | KL2500
EQ003510 |  | Crystal imager |  | Gemfinder Crystal imager | Smidgentech | Hennig, Sven | VU/F/BETA/S&F/OrgCh/BMC | O2.04E24 | - |  |  |  | 1
EQ003509 | RA-035630 | Data Logger |  | Bibro IP | VU | Hennig, Sven | VU/F/BETA/S&F/OrgCh/BMC | O2.04E82 | - |  |  |  | 1 | BibroIPv1
EQ003508 |  | Multi channel pipet |  | Mosquito | Labtech | Hennig, Sven | VU/F/BETA/S&F/OrgCh/BMC | O2.04E24 | - |  |  |  | 1 | X1
EQ003507 |  | Shaker/Mixer |  | Turbo Revolver | Fisherbrand | Hennig, Sven | VU/F/BETA/S&F/OrgCh/BMC | O2.04E82 | - |  |  |  | 1 | 88861052
EQ003506 |  | Cryogenic System |  | Cryogenic system 1 | Oxford Instruments | Hennig, Sven | VU/F/BETA/S&F/OrgCh/BMC | O2.04E24 | - |  |  |  | 1
EQ003505 |  | Microscope |  | Mosquito | Labtech | Hennig, Sven | VU/F/BETA/S&F/OrgCh/BMC | O2.04E24 | - |  |  |  | 1 | X1
EQ003504 |  | Microscope |  | Microscope | Leica | Hennig, Sven | VU/F/BETA/S&F/OrgCh/BMC | O2.04E24 | - |  |  |  | 1 | M125
EQ003503 | BIBRO-876 | Fridge |  | Fridge | Liebherr | Hennig, Sven | VU/F/BETA/S&F/OrgCh/BMC | O2.04E82 | - |  |  |  | 1 | MedLine
EQ003502 |  | Incubator |  | Thermostatic X-tal incubator | Mytron | Hennig, Sven | VU/F/BETA/S&F/OrgCh/BMC | O2.04E24 | - |  |  |  | 1
EQ003501 | Slim Compact | Cooling Unit |  | Air Cooler | Güntner (Guntner) | Hennig, Sven | VU/F/BETA/S&F/OrgCh/BMC | O2.04E82 | - |  |  |  | 1 | GASC RX 031.1/1-70.E-1846307P
EQ003500 |  | Incubator |  | Thermostatic X-tal incubator | Mytron | Hennig, Sven | VU/F/BETA/S&F/OrgCh/BMC | O2.04E24 | - |  |  |  | 1
EQ003499 |  | Autosampler |  | Frac30 Autosampler | Cytiva | Hennig, Sven | VU/F/BETA/S&F/OrgCh/BMC | O2.04E82 | - |  |  |  | 1 | Frac30
EQ003498 | 003852 | Hot Plate |  | Hot Plate Stirrer | Heidolph | Hennig, Sven | VU/F/BETA/S&F/OrgCh/BMC | O2.04E82 | - |  |  |  | 1 | MR 3001 K
EQ003497 |  | X-ray |  | X-Ray Crystallography Unit | Bruker | Hennig, Sven | VU/F/BETA/S&F/OrgCh/BMC | O2.04E24 | - |  |  |  | 1 | D8 QUEST
EQ003496 | 003976 | Hot Plate |  | Hot Plate Stirrer | Heidolph | Hennig, Sven | VU/F/BETA/S&F/OrgCh/BMC | O2.04E82 | - |  |  |  | 1 | MR 3001 K
EQ003495 |  | Speakers |  | X-ray D8 QUEST | Bruker | Hennig, Sven | VU/F/BETA/S&F/OrgCh/BMC | O2.04E24 | - |  |  |  | 0 | D8 QUEST
EQ003494 |  | Speakers |  | Speakers | Sony | Hennig, Sven | VU/F/BETA/S&F/OrgCh/BMC | O2.04E24 | - |  |  |  | 1
EQ003493 |  | Radio |  | Radio | Sony | Hennig, Sven | VU/F/BETA/S&F/OrgCh/BMC | O2.04E24 | - |  |  |  | 1
EQ003492 |  | Computer |  | DELL computer | Dell | Hennig, Sven | VU/F/BETA/S&F/OrgCh/BMC | O2.04E24 | - |  |  |  | 1
EQ003491 |  | Computer Monitor |  | DELL monitor | Dell | Hennig, Sven | VU/F/BETA/S&F/OrgCh/BMC | O2.04E24 | - |  |  |  | 1
EQ003490 |  | Computer Monitor |  | DELL monitor | Dell | Hennig, Sven | VU/F/BETA/S&F/OrgCh/BMC | O2.04E24 | - |  |  |  | 1
EQ003489 |  | Speakers |  | Logitech Sound System | Logitech | Janssen, Elwin | VU/F/BETA/S&F/OrgCh/NMR | O2.04W24 | - |  |  |  | 1
EQ003488 | 029873 | Computer Monitor |  | DELL Monitor | Dell | Janssen, Elwin | VU/F/BETA/S&F/OrgCh/NMR | O2.04W24 | - |  |  |  | 1
EQ003487 |  | NMR magnet |  | NMR Magnet 600MHz | Bruker | Janssen, Elwin | VU/F/BETA/S&F/OrgCh/NMR | O2.04W24 | - |  |  |  | 1 | 600 MHz Ultrashield Plus
EQ003486 |  | Autosampler |  | NMR Auto sampler (600MHz) | Bruker | Janssen, Elwin | VU/F/BETA/S&F/OrgCh/NMR | O2.04W24 | - |  |  |  | 1
EQ003485 |  | NMR console |  | NMR Console (500MHz) | Bruker | Janssen, Elwin | VU/F/BETA/S&F/OrgCh/NMR | O2.04W24 | - |  |  |  | 1 | Avance II 500
EQ003484 |  | Cryoplatform |  | NMR Cryoplatform | Bruker | Janssen, Elwin | VU/F/BETA/S&F/OrgCh/NMR | O2.04W24 | - |  |  |  | 1 | Avance III HD
EQ003483 |  | Computer Monitor |  | HP Monitor Screen (NMR600) | Hewlett Packard (HP) | Janssen, Elwin | VU/F/BETA/S&F/OrgCh/NMR | O2.04W24 | - |  |  |  | 1
EQ003482 |  | Computer Monitor |  | HP Monitor Screen (NMR600) | Hewlett Packard (HP) | Janssen, Elwin | VU/F/BETA/S&F/OrgCh/NMR | O2.04W24 | - |  |  |  | 1
EQ003481 |  | Computer Monitor |  | HP Computer tower | Hewlett Packard (HP) | Janssen, Elwin | VU/F/BETA/S&F/OrgCh/NMR | O2.04W24 | - |  |  |  | 0
EQ003480 |  | Computer Monitor |  | HP Computer tower | Hewlett Packard (HP) | Janssen, Elwin | VU/F/BETA/S&F/OrgCh/NMR | O2.04W24 | - |  |  |  | 0
EQ003479 | 010713 | Computer Monitor |  | HP Monitor Screen (NMR 500) | Hewlett Packard (HP) | Janssen, Elwin | VU/F/BETA/S&F/OrgCh/NMR | O2.04W24 | - |  |  |  | 1
EQ003478 | 030018 | Computer Monitor |  | HP Monitor Screen (NMR 300) | Hewlett Packard (HP) | Janssen, Elwin | VU/F/BETA/S&F/OrgCh/NMR | O2.04W24 | - |  |  |  | 1
EQ003477 |  | NMR console |  | NMR Console (600MHz) | Bruker | Janssen, Elwin | VU/F/BETA/S&F/OrgCh/NMR | O2.04W24 | - |  |  |  | 1 | Avance III HD 600
EQ003476 | 005660 | Autosampler |  | B-ACS Auto sampler (NMR500) | Bruker | Janssen, Elwin | VU/F/BETA/S&F/OrgCh/NMR | O2.04W24 | - |  |  |  | 1 | B-ACS 60
EQ003475 |  | Spectrometer |  | NMR Magnet 500MHz | Bruker | Janssen, Elwin | VU/F/BETA/S&F/OrgCh/NMR | O2.04W24 | - |  |  |  | 0 | 500 MHz Ultrashield
EQ003474 |  | NMR magnet |  | NMR Magnet 500MHz | Bruker | Janssen, Elwin | VU/F/BETA/S&F/OrgCh/NMR | O2.04W24 | - |  |  |  | 1 | 500 MHz Ultrashield
EQ003473 |  | NMR magnet |  | NMR Magnet 300MHz | Bruker | Janssen, Elwin | VU/F/BETA/S&F/OrgCh/NMR | O2.04W24 | - |  |  |  | 1 | Fourier 300 Ultrashield
EQ003472 |  | NMR console |  | NMR Console (300MHz) | Bruker | Janssen, Elwin | VU/F/BETA/S&F/OrgCh/NMR | O2.04W24 | - |  |  |  | 1 | Fourier 300
EQ003471 | 005659 | Autosampler |  | B-ACS Auto sampler (NMR 300MHz) | Bruker | Janssen, Elwin | VU/F/BETA/S&F/OrgCh/NMR | O2.04W24 | - |  |  |  | 1 | B-ACS 60
EQ003470 |  | Laser |  | Cobolt Laser | Cobolt | Stoop, Albert | VU/F/BETA/N&S/BMB | WN.KA152 | - |  |  |  | 1 | MLD 473nm
EQ003469 |  | Extension Cable |  | Extension Cable | VU | Stoop, Albert | VU/F/BETA/N&S/BMB | WN.KA152 | - |  |  |  | 1
EQ003468 |  | Extension Cable |  | Extension Cable | VU | Stoop, Albert | VU/F/BETA/N&S/BMB | WN.KA152 | - |  |  |  | 1
EQ003467 | TFT778 | Computer Monitor |  | HP Computer Monitor | Hewlett Packard (HP) | Stoop, Albert | VU/F/BETA/N&S/BMB | WN.KA152 | - |  |  |  | 1
EQ003466 |  | Power Supply |  | Coherent Power Supply | Coherent | Stoop, Albert | VU/F/BETA/N&S/BMB | WN.KA152 | - |  |  |  | 0 | I90C-FRED
EQ003465 |  | Laser Controller Unit |  | Coherent Laser Controller | Coherent | Stoop, Albert | VU/F/BETA/N&S/BMB | WN.KA152 | - |  |  |  | 0 | I90C
EQ003464 | 012051 | Spectrometer Controller |  | Single 1U | Scientifica | Stoop, Albert | VU/F/BETA/N&S/BMB | WN.KA152 | - |  |  |  | 1 | Single 1U
EQ003463 |  | Laser |  | Coherent Laser | VU | Stoop, Albert | VU/F/BETA/N&S/BMB | WN.KA152 | - |  |  |  | 0 | I90C-FRED
EQ003462 | E.VON HAUFF | Temperature Control Module |  | Sample Probe Heater Supply | VSW | Slaman, Martin | VU/F/BETA/N&S/FM | WN.KA152 | - |  |  |  | 1
EQ003461 |  | Unknown |  | ULE? | VU | Stoop, Albert | VU/F/BETA/N&S/BMB | WN.KA152 | - |  |  |  | 0
EQ003460 |  | Microscope |  | Leica Microscope | Leica | Stoop, Albert | VU/F/BETA/N&S/BMB | WN.KA152 | - |  |  |  | 1 | DM2500 LED
EQ003459 | 004363 | Extension Cable |  | Extension Cable | VU | Stoop, Albert | VU/F/BETA/N&S/BMB | WN.KA152 | - |  |  |  | 1
EQ003458 |  | Laminar Air Flow Cabinet |  | Laminar Air Flow Unit | Interflow | Stoop, Albert | VU/F/BETA/N&S/BMB | WN.KA152 | - |  |  |  | 1
EQ003457 |  | Laser |  | Laser Source | Renishaw | Stoop, Albert | VU/F/BETA/N&S/BMB | WN.KA152 | - |  |  |  | 1 | HPNIR785
EQ003456 |  | Temperature Control Module |  | VU Heater Controller | VU | Stoop, Albert | VU/F/BETA/N&S/BMB | WN.KA152 | - |  |  |  | 1
EQ003455 |  | Computer Monitor |  | HP Computer Monitor | Hewlett Packard (HP) | Stoop, Albert | VU/F/BETA/N&S/BMB | WN.KA152 | - |  |  |  | 1 | EliteDisplay E232
EQ003454 |  | Microscope |  | Raman Microscope | Renishaw | Stoop, Albert | VU/F/BETA/N&S/BMB | WN.KA152 | - |  |  |  | 1 | inVia
EQ003453 |  | Computer |  | HP Computer | Hewlett Packard (HP) | Stoop, Albert | VU/F/BETA/N&S/BMB | WN.KA152 | - |  |  |  | 1 | ProDesk 600 G3 MT
EQ003452 |  | Light Source |  | Leica Light Source | Leica | Stoop, Albert | VU/F/BETA/N&S/BMB | WN.KA152 | - |  |  |  | 1 | EL6000
EQ003451 |  | Microscope |  | Leica Microscope | Leica | Stoop, Albert | VU/F/BETA/N&S/BMB | WN.KA152 | - |  |  |  | 1 | DM2500 LED
EQ003450 |  | Spectrometer |  | Varian UV/Vis-Spectrometer | Varian (Agilent) | Stoop, Albert | VU/F/BETA/N&S/BMB | WN.KA152 | - |  |  |  | 1 | Cary 50 Bio
EQ003449 |  | Spectrometer Controller |  | SPM System Controller | NT-MDT Spectrum Instruments | Stoop, Albert | VU/F/BETA/N&S/BMB | WN.KA152 | - |  |  |  | 1 | P9 XPM Systems Digital Controller Platform
EQ003448 |  | Computer |  | Dell Computer | Dell | Stoop, Albert | VU/F/BETA/N&S/BMB | WN.KA152 | - |  |  |  | 1 | Optiplex GX1
EQ003447 |  | Microscope |  | Optical Microscope | Carl Zeiss | Stoop, Albert | VU/F/BETA/N&S/BMB | WN.KA152 | - |  |  |  | 1 | Axiovert 200 MAT
EQ003446 |  | Temperature Control Module |  | Intelligent Temperature Controller | Oxford Instruments | Slaman, Martin | VU/F/BETA/N&S/FM | WN.KA152 | - |  |  |  | 1 | ITC503S
EQ003445 |  | Computer Monitor |  | Philips Computer Monitor | Philips | Stoop, Albert | VU/F/BETA/N&S/BMB | WN.KA152 | - |  |  |  | 1 | 170S4
EQ003444 |  | Lamp |  | Targetti Lamp | Targetti | Stoop, Albert | VU/F/BETA/N&S/BMB | WN.KA152 | - |  |  |  | 1
EQ003443 |  | Lamp |  | Targetti Lamp | Targetti | Stoop, Albert | VU/F/BETA/N&S/BMB | WN.KA152 | - |  |  |  | 1
EQ003442 |  | Extension Cable |  | Alternative Extension Cable | VU | Stoop, Albert | VU/F/BETA/N&S/BMB | WN.KA152 | - |  |  |  | 1
EQ003441 |  | Extension Cable |  | Extension Cable | VU | Stoop, Albert | VU/F/BETA/N&S/BMB | WN.KA152 | - |  |  |  | 1
EQ003440 | HP301 | Computer |  | HP PC | Hewlett Packard (HP) | Stoop, Albert | VU/F/BETA/N&S/BMB | WN.KA152 | - |  |  |  | 1
EQ003439 | MARTIN (U060) | Computer |  | HP PC | Hewlett Packard (HP) | Slaman, Martin | VU/F/BETA/N&S/FM | WN.KA152 | - |  |  |  | 1
EQ003438 | 38 | Computer |  | Switch PC | Switch | Stoop, Albert | VU/F/BETA/N&S/BMB | WN.KA152 | - |  |  |  | 1
EQ003437 |  | Extension Cable |  | Extension Cable | VU | Stoop, Albert | VU/F/BETA/N&S/BMB | WN.KA152 | - |  |  |  | 1
EQ003436 |  | Lamp |  | Targetti Lamp | Targetti | Stoop, Albert | VU/F/BETA/N&S/BMB | WN.KA152 | - |  |  |  | 1
EQ003435 | 020002 | Computer |  | Dell PC | Dell | Stoop, Albert | VU/F/BETA/N&S/BMB | WN.KA152 | - |  |  |  | 1 | Optiplex 990
EQ003434 |  | Magnifier Lamp |  | Magnifier Lamp | VU | Stoop, Albert | VU/F/BETA/N&S/BMB | WN.KA152 | - |  |  |  | 1
EQ003433 |  | Boiler |  | Daalderop Boiler | Daalderop (itho) | Stoop, Albert | VU/F/BETA/N&S/BMB | WN.KA152 | - |  |  |  | 1 | Close-In 15L
EQ003432 | 004368 | Water Bath |  | Steam Bath | VU | Stoop, Albert | VU/F/BETA/N&S/BMB | WN.KA152 | - |  |  |  | 1
EQ003431 | MARTIN (U060) | Computer Monitor |  | Dell Computer Monitor | Dell | Slaman, Martin | VU/F/BETA/N&S/FM | WN.KA152 | - |  |  |  | 1
EQ003430 |  | Computer Monitor |  | Dell Computer Monitor | Dell | Stoop, Albert | VU/F/BETA/N&S/BMB | WN.KA152 | - |  |  |  | 1
EQ003429 | 004388 | Extension Cable |  | Extension Cable | VU | Slaman, Martin | VU/F/BETA/N&S/FM | WN.KA152 | - |  |  |  | 0
EQ003428 | 004287 | Oven |  | Carbolite Muffle Furnace | Carbolite | Stoop, Albert | VU/F/BETA/N&S/BMB | WN.KA152 | - |  |  |  | 1 | LMF4 ELP4
EQ003427 | 008593 | Power Supply |  | Monacor PSU | Monacor | Stoop, Albert | VU/F/BETA/N&S/BMB | WN.KA151 | - |  |  |  | 1 | PSS-500
EQ003426 | 004330 | Extension Cable |  | Extension Cable | VU | Stoop, Albert | VU/F/BETA/N&S/BMB | WN.KA151 | - |  |  |  | 1
EQ003425 |  | Extension Cable |  | Extension Cable | VU | Stoop, Albert | VU/F/BETA/N&S/BMB | WN.KA151 | - |  |  |  | 1
EQ003424 | 004242 | Adapter |  | XP Power Adapter | XP Power | Stoop, Albert | VU/F/BETA/N&S/BMB | WN.KA151 | - |  |  |  | 1 | AEH80US24
EQ003423 |  | Power Supply |  | Andor Power Supply | Andor | Stoop, Albert | VU/F/BETA/N&S/BMB | WN.KA151 | - |  |  |  | 1 | PS-25
EQ003422 |  | Laser |  | Deep UV Laser | Photon Systems Instruments (PSI) | Stoop, Albert | VU/F/BETA/N&S/BMB | WN.KA151 | - |  |  |  | 1
EQ003421 |  | Spectrometer |  | Spex Spectrometer | Spex | Stoop, Albert | VU/F/BETA/N&S/BMB | WN.KA151 | - |  |  |  | 1 | 1870B
EQ003420 |  | Camera |  | Andor Detector | Andor | Stoop, Albert | VU/F/BETA/N&S/BMB | WN.KA151 | - |  |  |  | 1 | DV420-OE
EQ003419 |  | Laser |  | Renishaw Laser | Renishaw | Stoop, Albert | VU/F/BETA/N&S/BMB | WN.KA151 | - |  |  |  | 1 | RL532C100
EQ003418 |  | UV/VIS Detector |  | Andor Detector | Andor | Stoop, Albert | VU/F/BETA/N&S/BMB | WN.KA151 | - |  |  |  | 1 | DU970P-UVB
EQ003417 |  | Spectrometer |  | Andor Spectrograph | Andor | Stoop, Albert | VU/F/BETA/N&S/BMB | WN.KA151 | - |  |  |  | 1 | SR-303i-A
EQ003416 |  | Data Acquisition Instrument |  | VU USB DAQ | VU | Stoop, Albert | VU/F/BETA/N&S/BMB | WN.KA151 | - |  |  |  | 1
EQ003415 |  | Lamp |  | Oriel Spectral Calibration Lamp | Oriel | Stoop, Albert | VU/F/BETA/N&S/BMB | WN.KA151 | - |  |  |  | 1 | 6040
EQ003414 |  | Oscilloscope |  | Tektronix Oscilloscope | Stanford Research Systems (SRS) | Stoop, Albert | VU/F/BETA/N&S/BMB | WN.KA151 | - |  |  |  | 1 | TDS7104
EQ003413 | SRS DG535 | Signal Generator |  | SRS Digital Delay/Pulse Generator | Stanford Research Systems (SRS) | Stoop, Albert | VU/F/BETA/N&S/BMB | WN.TK30 | - |  |  |  | 1 | DG535
EQ003412 |  | Power Supply |  | Photon Systems Power Supply | Photon Systems Instruments (PSI) | Stoop, Albert | VU/F/BETA/N&S/BMB | WN.KA151 | - |  |  |  | 1 | LVPS 80Hz
EQ003411 | 004370 | Monochromator |  | VU Double Monochromator | VU | Stoop, Albert | VU/F/BETA/N&S/BMB | WN.KA151 | - |  |  |  | 1
EQ003410 |  | Laser Controller Unit |  | Precision Programmable Delay Line | Kentech Instruments Ltd. | Stoop, Albert | VU/F/BETA/N&S/BMB | WN.KA151 | - |  |  |  | 1 | 50 Ohm Delay Line
EQ003409 |  | Imager |  | High Rate Imager | Kentech Instruments Ltd. | Stoop, Albert | VU/F/BETA/N&S/BMB | WN.KA151 | - |  |  |  | 1 | PicoHR-HRI
EQ003408 |  | Laser Shaper |  | Micro-Drive | Mad City Labs Inc. (MCL) | Stoop, Albert | VU/F/BETA/N&S/BMB | WN.KA151 | - |  |  |  | 1
EQ003407 |  | Extension Cable |  | Extension Cable | VU | Stoop, Albert | VU/F/BETA/N&S/BMB | WN.KA151 | - |  |  |  | 1
EQ003406 |  | Extension Cable |  | Extension Cable | VU | Stoop, Albert | VU/F/BETA/N&S/BMB | WN.KA151 | - |  |  |  | 1
EQ003405 | tft1546 | Computer Monitor |  | HP Computer Monitor | Hewlett Packard (HP) | Stoop, Albert | VU/F/BETA/N&S/BMB | WN.KA151 | - |  |  |  | 1 | LA2405wg
EQ003404 |  | Computer |  | HP Computer | Hewlett Packard (HP) | Stoop, Albert | VU/F/BETA/N&S/BMB | WN.KA151 | - |  |  |  | 1 | dc7800p CMT
EQ003403 |  | Label Writer |  | Label Maker | Dymo | Stoop, Albert | VU/F/BETA/N&S/BMB | WN.KA151 | - |  |  |  | 1 | LabelManager 450D
EQ003402 | NOVA II - powermeter 2 TK30 | Laser power meter |  | Ophir Laser Power Meter | Ophir | Stoop, Albert | VU/F/BETA/N&S/BMB | WN.TK30 | - |  |  |  | 1 | Nova II Display
EQ003401 |  | Lamp |  | Philips Lamp | Philips | Stoop, Albert | VU/F/BETA/N&S/BMB | WN.KA151 | - |  |  |  | 1 | QTG 100
EQ003400 |  | Extension Cable |  | Extension Cable | VU | Stoop, Albert | VU/F/BETA/N&S/BMB | WN.KA151 | - |  |  |  | 1
EQ003399 | HP155 | Computer |  | HP Computer | Hewlett Packard (HP) | Stoop, Albert | VU/F/BETA/N&S/BMB | WN.KA151 | - |  |  |  | 1 | Compaq dc5750 Microtower
EQ003398 | 004243 | Extension Cable |  | Extension Cable | VU | Stoop, Albert | VU/F/BETA/N&S/BMB | WN.KA151 | - |  |  |  | 1
EQ003397 |  | Water Bath |  | Colora Water Bath | Colora | Stoop, Albert | VU/F/BETA/N&S/BMB | WN.KA151 | - |  |  |  | 1 | NB7DS
EQ003396 |  | Computer |  | Siemens Computer | Siemens | Stoop, Albert | VU/F/BETA/N&S/BMB | WN.KA151 | - |  |  |  | 1 | Esprimo P5615
EQ003395 |  | Vacuum Pump |  | Trivac Vacuum Pump | Leybold | Stoop, Albert | VU/F/BETA/N&S/BMB | WN.KA151 | - |  |  |  | 1 | Trivac D2A
EQ003394 | 004331 | Pressure controller |  | Vacuummeter | VU | Stoop, Albert | VU/F/BETA/N&S/BMB | WN.KA151 | - |  |  |  | 1
EQ003393 |  | Power Supply |  | Dye Selector Power Supply | Lambda Physik | Stoop, Albert | VU/F/BETA/N&S/BMB | WN.KA151 | - |  |  |  | 1
EQ003392 | 004272 | Photon Counter |  | SRS Photon Counter | Stanford Research Systems (SRS) | Stoop, Albert | VU/F/BETA/N&S/BMB | WN.KA151 | - |  |  |  | 1 | SR400
EQ003391 | 004359 | Photon Counter |  | SRS Photon Counter | Stanford Research Systems (SRS) | Stoop, Albert | VU/F/BETA/N&S/BMB | WN.KA151 | - |  |  |  | 1 | SR400
EQ003390 | 004401 | Extension Cable |  | Extension Cable | VU | Stoop, Albert | VU/F/BETA/N&S/BMB | WN.KA151 | - |  |  |  | 1
EQ003389 |  | Extension Cable |  | Extension Cable Long | VU | Stoop, Albert | VU/F/BETA/N&S/BMB | WN.KA151 | - |  |  |  | 1
EQ003388 |  | Laser power meter |  | Coherent Power Meter | Coherent | Stoop, Albert | VU/F/BETA/N&S/BMB | WN.KA151 | - |  |  |  | 1 | Fieldmax II-TO (ROHS)
EQ003387 | 004325 | Extension Cable |  | Extension Cable | VU | Stoop, Albert | VU/F/BETA/N&S/BMB | WN.KA151 | - |  |  |  | 1
EQ003386 |  | Laser Controller Unit |  | Autotracker | APE/ Angewandte Physik & Elektronik | Stoop, Albert | VU/F/BETA/N&S/BMB | WN.KA151 | - |  |  |  | 1 | Autotracker
EQ003385 |  | Laser |  | Laser | Coherent | Stoop, Albert | VU/F/BETA/N&S/BMB | WN.KA151 | - |  |  |  | 1 | Verdi 18W
EQ003384 | tft878 | Computer Monitor |  | HP Monitor | Hewlett Packard (HP) | Stoop, Albert | VU/F/BETA/N&S/BMB | WN.KA151 | - |  |  |  | 1 | HPL1950
EQ003383 | 004335 | Laser Controller Unit |  | Laser Controller Unit | Coherent | Stoop, Albert | VU/F/BETA/N&S/BMB | WN.KA151 | - |  |  |  | 1 | 1057799 UEBDI LSW
EQ003382 |  | Computer |  | Dell Computer | Dell | Stoop, Albert | VU/F/BETA/N&S/BMB | WN.KA151 | - |  |  |  | 1
EQ003381 |  | Power Supply |  | CryLas Laser Controller Power Unit | Crystal Laser | Stoop, Albert | VU/F/BETA/N&S/BMB | WN.KA151 | - |  |  |  | 1 | 2Q3-OEM
EQ003380 | Nova Display | Laser power meter |  | Ophir Laser Power Meter | Ophir | Stoop, Albert | VU/F/BETA/N&S/BMB | WN.KA151 | - |  |  |  | 1 | Nova Display
EQ003379 | Orion-PD | Power/Energy Meter |  | Ophir Laser Power Meter | Ophir | Stoop, Albert | VU/F/BETA/N&S/BMB | WN.KA151 | - |  |  |  | 1 | Orion-PD
EQ003378 |  | Laser Controller Unit |  | Pulse Check Autocorrelator | APE/ Angewandte Physik & Elektronik | Stoop, Albert | VU/F/BETA/N&S/BMB | WN.KA151 | - |  |  |  | 1 | S01146-06A3
EQ003377 |  | Camera |  | Andor Detector | Andor | Stoop, Albert | VU/F/BETA/N&S/BMB | WN.KA151 | - |  |  |  | 1 | DH720-25U
EQ003376 |  | Printer |  | HP Printer | Hewlett Packard (HP) | Stoop, Albert | VU/F/BETA/N&S/BMB | WN.KA151 | - |  |  |  | 1 | C8119A
EQ003375 | 004252 | Laser Controller Unit |  | Laser Mira 900 Controller | Coherent | Stoop, Albert | VU/F/BETA/N&S/BMB | WN.KA151 | - |  |  |  | 1 | Mira 900
EQ003374 |  | IR detector |  | Andor Detector | Andor | Stoop, Albert | VU/F/BETA/N&S/BMB | WN.KA151 | - |  |  |  | 1 | DV420-OE
EQ003373 |  | Laser Controller Unit |  | FS Tripler | U-Oplaz Technologies | Stoop, Albert | VU/F/BETA/N&S/BMB | WN.KA151 | - |  |  |  | 1 | 05852620
EQ003372 |  | Laser |  | Laser Mira 900 | Coherent | Stoop, Albert | VU/F/BETA/N&S/BMB | WN.KA151 | - |  |  |  | 1 | Mira 900
EQ003371 |  | UV/VIS Detector |  | UV/VIS Spectrophotometer | Perkin-Elmer | Stoop, Albert | VU/F/BETA/N&S/BMB | WN.KA151 | - |  |  |  | 1 | PTP-1 Peltier System
EQ003370 |  | Power/Energy Meter |  | Coherent Power Meter | Coherent | Stoop, Albert | VU/F/BETA/N&S/BMB | WN.KA151 | - |  |  |  | 1 | Field Master
EQ003369 |  | Label Writer |  | Label Maker | Dymo | Stoop, Albert | VU/F/BETA/N&S/BMB | WN.KA151 | - |  |  |  | 1 | LabelManager 420P
EQ003368 | TFT196 | Computer Monitor |  | Philips Computer Monitor | Philips | Stoop, Albert | VU/F/BETA/N&S/BMB | WN.KA151 | - |  |  |  | 1 | 180B2S/00 Z
EQ003367 | 004256 | Cooling Unit |  | Solid-State Temperature Control | Coherent | Stoop, Albert | VU/F/BETA/N&S/BMB | WN.KA151 | - |  |  |  | 1 | T251P
EQ003366 | 004257 | Cooling Unit |  | Laser Cooling System | Coherent | Stoop, Albert | VU/F/BETA/N&S/BMB | WN.KA151 | - |  |  |  | 1 | T255P
EQ003365 |  | Laser Shaper |  | APE PulseSelect | APE/ Angewandte Physik & Elektronik | Stoop, Albert | VU/F/BETA/N&S/BMB | WN.KA151 | - |  |  |  | 1 | Pulsepicker PulseSelect
EQ003364 |  | Extension Cable |  | Extension Cable | VU | Stoop, Albert | VU/F/BETA/N&S/BMB | WN.KA151 | - |  |  |  | 1
EQ003363 | 04339 | Laminar Air Flow Cabinet |  | Laminar Air Flow Unit | Interflow | Stoop, Albert | VU/F/BETA/N&S/BMB | WN.KA151 | - |  |  |  | 1
EQ003362 |  | Laminar Air Flow Cabinet |  | Laminar Air Flow Unit | Interflow | Stoop, Albert | VU/F/BETA/N&S/BMB | WN.KA151 | - |  |  |  | 1
EQ003361 |  | Camera |  | La Vision Detector | La Vision | Stoop, Albert | VU/F/BETA/N&S/BMB | WN.KA151 | - |  |  |  | 1 | Im3 QU
EQ003360 |  | Computer |  | Siemens Computer | Siemens | Stoop, Albert | VU/F/BETA/N&S/BMB | WN.KA151 | - |  |  |  | 1
EQ003359 |  | Computer Monitor |  | Samsung Monitor | Samsung | Stoop, Albert | VU/F/BETA/N&S/BMB | WN.KA151 | - |  |  |  | 1
EQ003358 |  | Computer |  | PC | Switch | Stoop, Albert | VU/F/BETA/N&S/BMB | WN.KA151 | - |  |  |  | 1
EQ003357 |  | Computer |  | Switch Computer | Switch | Stoop, Albert | VU/F/BETA/N&S/BMB | WN.KA151 | - |  |  |  | 1
EQ003356 |  | Speakers |  | Tivoli Docking Station | Tivoli Audio | Stoop, Albert | VU/F/BETA/N&S/BMB | WN.KA151 | - |  |  |  | 1 | iYiYi
EQ003355 |  | Extension Cable |  | Extension Cable | VU | Stoop, Albert | VU/F/BETA/N&S/BMB | WN.KA151 | - |  |  |  | 1
EQ003354 | 004328 | Spectrometer |  | Spex Spectrometer | Spex | Stoop, Albert | VU/F/BETA/N&S/BMB | WN.KA151 | - |  |  |  | 1 | 1877a 0.6m triple spectrometer
EQ003353 |  | Water Bath |  | Hot Water Bath | Neslab | Stoop, Albert | VU/F/BETA/N&S/BMB | WN.KA151 | - |  |  |  | 1 | RTE-111
EQ003352 |  | IR detector |  | Andor Detector | Andor | Stoop, Albert | VU/F/BETA/N&S/BMB | WN.KA151 | - |  |  |  | 1 | DV420-OE
EQ003351 | 033542 | Computer |  | PC | VU | Stoop, Albert | VU/F/BETA/N&S/BMB | WN.KA151 | - |  |  |  | 1
EQ003350 |  | Amplifier |  | Isomet RF Amplifier | Isomet | Stoop, Albert | VU/F/BETA/N&S/BMB | WN.KA151 | - |  |  |  | 1 | iMS4-L
EQ003349 |  | Power Supply |  | Voltcraft Power Supply | Voltcraft | Stoop, Albert | VU/F/BETA/N&S/BMB | WN.KA151 | - |  |  |  | 1 | FSP 1243
EQ003348 | 004792 | Water Bath |  | Hot Water Bath | Colora | Stoop, Albert | VU/F/BETA/N&S/BMB | WN.KA151 | - |  |  |  | 1
EQ003347 |  | Computer |  | PC | Switch | Stoop, Albert | VU/F/BETA/N&S/BMB | WN.KA151 | - |  |  |  | 1
EQ003346 | FS394 | Computer |  | PC | Siemens | Stoop, Albert | VU/F/BETA/N&S/BMB | WN.KA151 | - |  |  |  | 1 | Esprimo
EQ003345 |  | Power Supply |  | Voltcraft Power Supply | Voltcraft | Stoop, Albert | VU/F/BETA/N&S/BMB | WN.KA151 | - |  |  |  | 1 | FSP 1122
EQ003344 | HP036 | Computer |  | HP Computer | Hewlett Packard (HP) | Stoop, Albert | VU/F/BETA/N&S/BMB | WN.KA151 | - |  |  |  | 1 | dc7700 CMT
EQ003343 |  | Laser Controller Unit |  | Laser Controller Innova | Coherent | Stoop, Albert | VU/F/BETA/N&S/BMB | WN.KA151 | - |  |  |  | 0 | Innova-Fred
EQ003342 |  | Transformer |  | Filec Transformer | Filec | Stoop, Albert | VU/F/BETA/N&S/BMB | WN.KA151 | - |  |  |  | 1 | 2422 530
EQ003341 |  | Laser Controller Unit |  | Laser Controller Innova | Coherent | Stoop, Albert | VU/F/BETA/N&S/BMB | WN.KA151 | - |  |  |  | 1 | I70c
EQ003340 |  | Laser Controller Unit |  | Laser Quantum Ignis | Innovative Reliable Intelligent | Stoop, Albert | VU/F/BETA/N&S/BMB | WN.KA151 | - |  |  |  | 1 | smd 6000 IGNIS HP
EQ003339 | 004262 | Lamp |  | Lamp | Ledu | Stoop, Albert | VU/F/BETA/N&S/BMB | WN.KA151 | - |  |  |  | 1 | 231
EQ003338 |  | Laser Controller Unit |  | Laser Quantum Ignis | Innovative Reliable Intelligent | Stoop, Albert | VU/F/BETA/N&S/BMB | WN.KA151 | - |  |  |  | 1 | smd 6000
EQ003337 | 000872 | Lamp |  | Kumewa Lamp | Kumewa | Stoop, Albert | VU/F/BETA/N&S/BMB | WN.KA151 | - |  |  |  | 1 | CH-5610 type B
EQ003336 | 021339 | Computer |  | HP Computer Z600 | Hewlett Packard (HP) | Stoop, Albert | VU/F/BETA/N&S/BMB | WN.KA151 | - |  |  |  | 1
EQ003335 |  | Router/Switch |  | Siemens Router | Siemens | Stoop, Albert | VU/F/BETA/N&S/BMB | WN.KA151 | - |  |  |  | 1 | ADSL C2-010-I
EQ003334 | FS188 | Computer |  | PC | Siemens | Stoop, Albert | VU/F/BETA/N&S/BMB | WN.KA151 | - |  |  |  | 1 | Esprimo
EQ003333 | 021317 | Computer |  | HP Computer | Hewlett Packard (HP) | Stoop, Albert | VU/F/BETA/N&S/BMB | WN.KA151 | - |  |  |  | 1
EQ003332 |  | Computer |  | HP Computer | Hewlett Packard (HP) | Stoop, Albert | VU/F/BETA/N&S/BMB | WN.KA151 | - |  |  |  | 1 | Compaq
EQ003331 | HP609 | Computer |  | HP Compaq Computer | Hewlett Packard (HP) | Stoop, Albert | VU/F/BETA/N&S/BMB | WN.KA151 | - |  |  |  | 1 | Compaq dc7900 SFF
EQ003330 |  | Motion Controller/Driver |  | Controller | APE/ Angewandte Physik & Elektronik | Stoop, Albert | VU/F/BETA/N&S/BMB | WN.KA151 | - |  |  |  | 1
EQ003329 |  | Motion Controller/Driver |  | Controller | APE/ Angewandte Physik & Elektronik | Stoop, Albert | VU/F/BETA/N&S/BMB | WN.KA151 | - |  |  |  | 1
EQ003328 |  | Computer |  | HP Computer Z600 | Hewlett Packard (HP) | Stoop, Albert | VU/F/BETA/N&S/BMB | WN.KA151 | - |  |  |  | 1
EQ003327 |  | Computer Monitor |  | HP monitor | Hewlett Packard (HP) | Stoop, Albert | VU/F/BETA/N&S/BMB | WN.KA151 | - |  |  |  | 1
EQ003326 |  | Computer Monitor |  | Philips monitor | Philips | Stoop, Albert | VU/F/BETA/N&S/BMB | WN.KA151 | - |  |  |  | 1
EQ003325 |  | Imager |  | Micro-drive | Kentech Instruments Ltd. | Stoop, Albert | VU/F/BETA/N&S/BMB | WN.KA151 | - |  |  |  | 1
EQ003324 |  | Lamp |  | Xenon flashlamp | IBH | Stoop, Albert | VU/F/BETA/N&S/BMB | WN.KA151 | - |  |  |  | 1
EQ003323 |  | Computer Monitor |  | Philips monitor | Philips | Stoop, Albert | VU/F/BETA/N&S/BMB | WN.KA151 | - |  |  |  | 1
EQ003322 |  | Computer Monitor |  | Philips monitor | Philips | Stoop, Albert | VU/F/BETA/N&S/BMB | WN.KA151 | - |  |  |  | 1
EQ003321 |  | Multimeter |  | Multimeter | Delta Elektronika | Stoop, Albert | VU/F/BETA/N&S/BMB | WN.KA151 | - |  |  |  | 1
EQ003320 | 004239 | Flow Controller |  | Laminar Flow Isolator | Newport | Stoop, Albert | VU/F/BETA/N&S/BMB | WN.KA151 | - |  |  |  | 1 | S-2000
EQ003319 | 004239 | Flow Controller |  | Laminar Flow Isolator | Newport | Stoop, Albert | VU/F/BETA/N&S/BMB | WN.KA151 | - |  |  |  | 1 | S-2000
EQ003318 |  | Imager |  | High rate imager | Kentech Instruments Ltd. | Stoop, Albert | VU/F/BETA/N&S/BMB | WN.KA151 | - |  |  |  | 1
EQ003317 |  | Oscilloscope |  | Oscilloscope TDS 380 | Tektronix | Stoop, Albert | VU/F/BETA/N&S/BMB | WN.KA151 | - |  |  |  | 1
EQ003316 |  | Laser |  | Invictus laser | Kaiser | Stoop, Albert | VU/F/BETA/N&S/BMB | WN.KA151 | - |  |  |  | 1
EQ003315 |  | Optical Parametric Oscillator |  | OPO Levante | APE/ Angewandte Physik & Elektronik | Stoop, Albert | VU/F/BETA/N&S/BMB | WN.KA151 | - |  |  |  | 1 | Levante
EQ003314 |  | Laser Controller Unit |  | Coherent Laser Chiller | Coherent | Stoop, Albert | VU/F/BETA/N&S/BMB | WN.KA151 | - |  |  |  | 1 | 532-20000
EQ003313 |  | Laser Controller Unit |  | Coherent Power supply | Coherent | Stoop, Albert | VU/F/BETA/N&S/BMB | WN.KA151 | - |  |  |  | 1 | 532-20000
EQ003312 |  | Laser |  | Coherent Paladin | Coherent | Stoop, Albert | VU/F/BETA/N&S/BMB | WN.KA151 | - |  |  |  | 1 | 532-20000
EQ003311 |  | Laser power meter |  | Laser power meter | Coherent | Stoop, Albert | VU/F/BETA/N&S/BMB | WN.KA151 | - |  |  |  | 1 | Lasermate
EQ003310 |  | Laser power meter |  | Laser power meter | Coherent | Stoop, Albert | VU/F/BETA/N&S/BMB | WN.KA151 | - |  |  |  | 1 | Lasermate
EQ003309 |  | Laser power meter |  | Power meter | Coherent | Stoop, Albert | VU/F/BETA/N&S/BMB | WN.KA151 | - |  |  |  | 1 | 210
EQ003308 |  | Unknown |  | ULE? | Autolab | Stoop, Albert | VU/F/BETA/N&S/BMB | WN.KA151 | - |  |  |  | 1
EQ003307 |  | Printer |  | HP Printer | Hewlett Packard (HP) | Stoop, Albert | VU/F/BETA/N&S/BMB | WN.KA151 | - |  |  |  | 1 | LaserJet 2200dn
EQ003306 | 004386 | Laser power meter |  | Power and energy meter | Scientech | Stoop, Albert | VU/F/BETA/N&S/BMB | WN.KA151 | - |  |  |  | 1 | 372
EQ003305 | SRS DS345 | Generator |  | Synthesized function generator | Stanford Research Systems (SRS) | Stoop, Albert | VU/F/BETA/N&S/BMB | WN.TK30 | - |  |  |  | 1 | DS345
EQ003304 |  | Computer Monitor |  | Siemens monitor | Siemens | Stoop, Albert | VU/F/BETA/N&S/BMB | WN.KA151 | - |  |  |  | 1
EQ003303 | 20014504 | Shutter Driver |  | Saftyshutter | VU | Stoop, Albert | VU/F/BETA/N&S/BMB | WN.KA151 | - |  |  |  | 1
EQ003302 | 20049101 | Potentiostat |  | Potentiostat | VU | Stoop, Albert | VU/F/BETA/N&S/BMB | WN.KA151 | - |  |  |  | 1
EQ003301 |  | Spectrometer |  | Laserspectrometer | APE/ Angewandte Physik & Elektronik | Stoop, Albert | VU/F/BETA/N&S/BMB | WN.KA151 | - |  |  |  | 1 | Pulse check
EQ003300 |  | Spectrometer |  | Laserspectrometer | APE/ Angewandte Physik & Elektronik | Stoop, Albert | VU/F/BETA/N&S/BMB | WN.KA151 | - |  |  |  | 1 | Wave scan
EQ003299 |  | Spectrometer |  | SPEX Spectrometer | Spex | Stoop, Albert | VU/F/BETA/N&S/BMB | WN.KA151 | - |  |  |  | 1
EQ003298 |  | Power Supply |  | Hub Power supply | Thorlabs | Stoop, Albert | VU/F/BETA/N&S/BMB | WN.KA151 | - |  |  |  | 1 | T-cube Controller
EQ003297 |  | Power Supply |  | Power supply | Andor | Stoop, Albert | VU/F/BETA/N&S/BMB | WN.KA151 | - |  |  |  | 1 | PS-25
EQ003296 | 004244 | Laser Controller Unit |  | Power supply | Carl Zeiss | Stoop, Albert | VU/F/BETA/N&S/BMB | WN.KA151 | - |  |  |  | 1 | NAG 2
EQ003295 |  | Laser Controller Unit |  | High-end USB2.0 | Andor | Stoop, Albert | VU/F/BETA/N&S/BMB | WN.KA151 | - |  |  |  | 1 | Newton 920
EQ003294 | TFT526 | Computer Monitor |  | Siemens monitor | Siemens | Stoop, Albert | VU/F/BETA/N&S/BMB | WN.KA151 | - |  |  |  | 1
EQ003293 |  | Laser |  | Laser | Andor | Stoop, Albert | VU/F/BETA/N&S/BMB | WN.KA151 | - |  |  |  | 1 | SR-303i-A
EQ003292 |  | Computer Monitor |  | HP monitor | Hewlett Packard (HP) | Stoop, Albert | VU/F/BETA/N&S/BMB | WN.KA151 | - |  |  |  | 1 | HP L1950g
EQ003291 |  | Microscope |  | Microscope | Carl Zeiss | Stoop, Albert | VU/F/BETA/N&S/BMB | WN.KA151 | - |  |  |  | 0
EQ003290 | 012540 | Power Supply |  | Power supply | Delta Elektronika | Stoop, Albert | VU/F/BETA/N&S/BMB | WN.KA151 | - |  |  |  | 1 | ES030-10
EQ003289 |  | Laser |  | Fiber coupled laser source | Thorlabs | Stoop, Albert | VU/F/BETA/N&S/BMB | WN.KA151 | - |  |  |  | 1 | S1FC635
EQ003288 |  | Laser |  | Fiber coupled laser source | Thorlabs | Stoop, Albert | VU/F/BETA/N&S/BMB | WN.KA151 | - |  |  |  | 1 | S1FC635
EQ003287 |  | Laser |  | Laser | Coherent | Stoop, Albert | VU/F/BETA/N&S/BMB | WN.KA151 | - |  |  |  | 1
EQ003286 |  | Laser |  | Laser | Coherent | Stoop, Albert | VU/F/BETA/N&S/BMB | WN.KA151 | - |  |  |  | 1 | Innova fred
EQ003285 |  | Temperature Control Module |  | Temperature Controller | Agilent | Stoop, Albert | VU/F/BETA/N&S/BMB | WN.KA151 | - |  |  |  | 1
EQ003284 |  | Laser |  | Laser | Coherent | Stoop, Albert | VU/F/BETA/N&S/BMB | WN.KA151 | - |  |  |  | 0 | Innova fred
EQ003283 |  | Extension Cable |  | Extension plug | Mart | Stoop, Albert | VU/F/BETA/N&S/BMB | WN.KA151 | - |  |  |  | 1
EQ003282 |  | Spectrometer |  | Agilent Optical Analyzer | Agilent | Stoop, Albert | VU/F/BETA/N&S/BMB | WN.KA151 | - |  |  |  | 1 | 861428
EQ003281 |  | Lamp |  | Lamp | Sunnex | Stoop, Albert | VU/F/BETA/N&S/BMB | WN.KA151 | - |  |  |  | 1
EQ003280 |  | Laser |  | Laser | Coherent | Stoop, Albert | VU/F/BETA/N&S/BMB | WN.KA151 | - |  |  |  | 1 | Innova
EQ003279 |  | Laser Shaper |  | Harmonix | APE/ Angewandte Physik & Elektronik | Stoop, Albert | VU/F/BETA/N&S/BMB | WN.KA151 | - |  |  |  | 1 | HarmoniXX
EQ003278 |  | Laser | 0 | Laser | Coherent | Stoop, Albert | VU/F/BETA/N&S/BMB | WN.KA151 | - |  |  |  | 0 | Innova 300
EQ003277 |  | Oscilloscope |  | Oscilloscope | Tektronix | Stoop, Albert | VU/F/BETA/N&S/BMB | WN.KA151 | - |  |  |  | 1 | TDS3054
EQ003276 |  | Computer Monitor |  | HP monitor | Hewlett Packard (HP) | Stoop, Albert | VU/F/BETA/N&S/BMB | WN.KA151 | - |  |  |  | 1
EQ003275 | 004979 | HPLC Pump |  | HPLC pump | Knauer | Stoop, Albert | VU/F/BETA/N&S/BMB | WN.KA151 | - |  |  |  | 1 | K-500
EQ003274 | 004239 | Flow Controller |  | Laminar Flow Isolator | Newport | Stoop, Albert | VU/F/BETA/N&S/BMB | WN.KA151 | - |  |  |  | 1 | S-2000
EQ003273 |  | Power Supply |  | Gas laser power unit | Nec | Stoop, Albert | VU/F/BETA/N&S/BMB | WN.KA151 | - |  |  |  | 1
EQ003272 |  | Spectrophotometer |  | Spectra Pro | Action Research Corporation | Stoop, Albert | VU/F/BETA/N&S/BMB | WN.KA151 | - |  |  |  | 1 | SpectraPro 2500i
EQ003271 |  | Computer Monitor |  | HP Monitor | Hewlett Packard (HP) | Stoop, Albert | VU/F/BETA/N&S/BMB | WN.KA151 | - |  |  |  | 1
EQ003270 |  | Computer Monitor |  | HP Monitor | Hewlett Packard (HP) | Stoop, Albert | VU/F/BETA/N&S/BMB | WN.KA151 | - |  |  |  | 1
EQ003269 |  | Computer Monitor |  | HP Monitor | Hewlett Packard (HP) | Stoop, Albert | VU/F/BETA/N&S/BMB | WN.KA151 | - |  |  |  | 1
EQ003268 |  | Computer |  | Siemens PC | Siemens | Stoop, Albert | VU/F/BETA/N&S/BMB | WN.KA151 | - |  |  |  | 1
EQ003267 |  | Computer |  | Siemens PC | Siemens | Stoop, Albert | VU/F/BETA/N&S/BMB | WN.KA151 | - |  |  |  | 1
EQ003266 | 004239 | Power Supply |  | Laboratory power supply | Conrad | Stoop, Albert | VU/F/BETA/N&S/BMB | WN.KA151 | - |  |  |  | 1 | PS-303A
EQ003265 |  | Computer |  | Dell PC | Dell | Stoop, Albert | VU/F/BETA/N&S/BMB | WN.KA151 | - |  |  |  | 1 | Optiplex 990
EQ003264 |  | Microscope |  | microscope | Carl Zeiss | Stoop, Albert | VU/F/BETA/N&S/BMB | WN.N179 | - |  |  |  | 1
EQ003263 |  | Unknown |  | ULE? | Carl Zeiss | Stoop, Albert | VU/F/BETA/N&S/BMB | WN.N179 | - |  |  |  | 1
EQ003262 |  | Unknown |  | ULE? | Carl Zeiss | Stoop, Albert | VU/F/BETA/N&S/BMB | WN.N179 | - |  |  |  | 1
EQ003261 |  | Extension Cable |  | Extension plug | Mart | Stoop, Albert | VU/F/BETA/N&S/BMB | WN.N179 | - |  |  |  | 1
EQ003260 |  | Extension Cable |  | Extension plug | Mart | Stoop, Albert | VU/F/BETA/N&S/BMB | WN.N179 | - |  |  |  | 1
EQ003259 |  | Extension Cable |  | Extension plug | Mart | Stoop, Albert | VU/F/BETA/N&S/BMB | WN.N179 | - |  |  |  | 1
EQ003258 |  | Vibration Isolator |  | Pneumatic vibration isolator | Newport | Stoop, Albert | VU/F/BETA/N&S/BMB | WN.N179 | - |  |  |  | 1 | Stabilizer I-2000 series
EQ003257 |  | Vibration Isolator |  | Pneumatic vibration isolator | Newport | Stoop, Albert | VU/F/BETA/N&S/BMB | WN.N179 | - |  |  |  | 1 | Stabilizer I-2000 series
EQ003256 |  | Vibration Isolator |  | Pneumatic vibration isolator | Newport | Stoop, Albert | VU/F/BETA/N&S/BMB | WN.N179 | - |  |  |  | 1 | Stabilizer I-2000 series
EQ003255 |  | Computer |  | Lian Li B-10 | Lian Li | Stoop, Albert | VU/F/BETA/N&S/BMB | WN.N179 | - |  |  |  | 1
EQ003254 |  | Computer |  | Lian Li B-10 | Lian Li | Stoop, Albert | VU/F/BETA/N&S/BMB | WN.N179 | - |  |  |  | 1
EQ003253 |  | Vibration Isolator |  | Pneumatic vibration isolator | Newport | Stoop, Albert | VU/F/BETA/N&S/BMB | WN.N179 | - |  |  |  | 1 | Stabilizer I-2000 series
EQ003252 |  | Extension Cable |  | Extension plug | Avestin | Stoop, Albert | VU/F/BETA/N&S/BMB | WN.N179 | - |  |  |  | 1
EQ003251 |  | Computer |  | Computer Z800 | Hewlett Packard (HP) | Stoop, Albert | VU/F/BETA/N&S/BMB | WN.N179 | - |  |  |  | 1
EQ003250 |  | Computer Monitor |  | Computer monitor | Eizo | Stoop, Albert | VU/F/BETA/N&S/BMB | WN.N179 | - |  |  |  | 1
EQ003249 |  | Computer Monitor |  | Monitor Dell | Dell | Stoop, Albert | VU/F/BETA/N&S/BMB | WN.N179 | - |  |  |  | 1
EQ003248 |  | Computer Monitor |  | Monitor HP | Hewlett Packard (HP) | Stoop, Albert | VU/F/BETA/N&S/BMB | WN.N179 | - |  |  |  | 1 | HP ZR30w
EQ003247 |  | Laser |  | Lumera Laser GmbH | Lumera laser | Stoop, Albert | VU/F/BETA/N&S/BMB | WN.N179 | - |  |  |  | 1 | Plecter duo
EQ003246 |  | Water Bath |  | Water bath Branson | Branson | Stoop, Albert | VU/F/BETA/N&S/BMB | WN.N179 | - |  |  |  | 1 | 2510
EQ003245 |  | Oscilloscope |  | Digital Storage Oscilloscope | Agilent | Stoop, Albert | VU/F/BETA/N&S/BMB | WN.N179 | - |  |  |  | 1 | DSO9404A
EQ003244 |  | Laser |  | Laser | Avestin | Stoop, Albert | VU/F/BETA/N&S/BMB | WN.N179 | - |  |  |  | 1
EQ003243 |  | Computer Monitor |  | Philips monitor | Philips | Stoop, Albert | VU/F/BETA/N&S/BMB | WN.N179 | - |  |  |  | 1
EQ003242 | SRS SR560 | Amplifier |  | Low noise Preamplifier | Stanford Research Systems (SRS) | Stoop, Albert | VU/F/BETA/N&S/BMB | WN.N179 | - |  |  |  | 1 | SR560
EQ003241 |  | Laser |  | Tunable NIR OPO - Green Pump Laser | APE/ Angewandte Physik & Elektronik | Stoop, Albert | VU/F/BETA/N&S/BMB | WN.N179 | - |  |  |  | 1 | Levante Emerald
EQ003240 |  | Spectrometer Controller |  | Controller hub | Thorlabs | Stoop, Albert | VU/F/BETA/N&S/BMB | WN.N179 | - |  |  |  | 1 | KCH601
EQ003239 |  | Generator |  | BNC terminal block | National Instruments | Stoop, Albert | VU/F/BETA/N&S/BMB | WN.N179 | - |  |  |  | 1 | BNC-2120
EQ003238 |  | Frequency counter |  | Frequency converter | APE/ Angewandte Physik & Elektronik | Stoop, Albert | VU/F/BETA/N&S/BMB | WN.N179 | - |  |  |  | 1 | Harmonixx
EQ003237 |  | Spectrometer |  | Andor Spectrograph | Andor | Stoop, Albert | VU/F/BETA/N&S/BMB | WN.N179 | - |  |  |  | 1 | SR 303i B SIL
EQ003236 |  | Computer Monitor |  | Monitor HP L1950 | Hewlett Packard (HP) | Stoop, Albert | VU/F/BETA/N&S/BMB | WN.N179 | - |  |  |  | 1
EQ003235 |  | Computer |  | PC HP | Hewlett Packard (HP) | Stoop, Albert | VU/F/BETA/N&S/BMB | WN.N179 | - |  |  |  | 1
EQ003234 |  | Camera |  | Camera | Newport | Stoop, Albert | VU/F/BETA/N&S/BMB | WN.N179 | - |  |  |  | 1
EQ003233 |  | Pump/Compressor |  | Isocratic Pump | Postnova | Stoop, Albert | VU/F/BETA/N&S/BMB | WN.N179 | - |  |  |  | 1 | PN1130
EQ003232 | S 5464 | Tube Tester |  | Valve(tube) Characteristic Meter | AVO Ltd | Limburg, Rob | VU/F/BETA/TC/Electronica | WN.P043 | - |  |  |  | 1 | 163
EQ003231 |  | Degasser |  | Solvent Degasser | Postnova | Stoop, Albert | VU/F/BETA/N&S/BMB | WN.N179 | - |  |  |  | 1 | PN7520
EQ003230 | 003-19624 | Microscope |  | Microscope | Carl Zeiss | Stoop, Albert | VU/F/BETA/N&S/BMB | WN.N179 | - |  |  |  | 1 | Examiner.Z1
EQ003229 |  | Power Supply |  | Power supply | Mart | Stoop, Albert | VU/F/BETA/N&S/BMB | WN.N179 | - |  |  |  | 1
EQ003228 |  | Amplifier |  | HF2LI Lock-in amplifier | Zurich Instruments | Stoop, Albert | VU/F/BETA/N&S/BMB | WN.N179 | - |  |  |  | 1 | HF2LI
EQ003227 |  | Power Supply |  | Power supply | Mart | Stoop, Albert | VU/F/BETA/N&S/BMB | WN.N179 | - |  |  |  | 1
EQ003226 |  | Generator |  | Acoustooptical modulator | APE/ Angewandte Physik & Elektronik | Stoop, Albert | VU/F/BETA/N&S/BMB | WN.N179 | - |  |  |  | 1
EQ003225 |  | Computer |  | PC HP | Hewlett Packard (HP) | Stoop, Albert | VU/F/BETA/N&S/BMB | WN.N179 | - |  |  |  | 1
EQ003224 |  | Computer Monitor |  | Monitor HP | Hewlett Packard (HP) | Stoop, Albert | VU/F/BETA/N&S/BMB | WN.N179 | - |  |  |  | 1 | EliteDisplay E231
EQ003223 |  | Computer Monitor |  | Monitor HP | Hewlett Packard (HP) | Stoop, Albert | VU/F/BETA/N&S/BMB | WN.N179 | - |  |  |  | 1 | EliteDisplay E231
EQ003222 | SRS DS345 | Generator |  | Synthesized function generator | Stanford Research Systems (SRS) | Stoop, Albert | VU/F/BETA/N&S/BMB | WN.TK30 | - |  |  |  | 1 | DS345
EQ003221 |  | Computer |  | PC HP | Hewlett Packard (HP) | Stoop, Albert | VU/F/BETA/N&S/BMB | WN.N179 | - |  |  |  | 1
EQ003220 | 008894 | Soldering Iron/Machine |  | Soldering station | Weller | Stoop, Albert | VU/F/BETA/N&S/BMB | WN.KA168 | - |  |  |  | 1
EQ003219 |  | Extension Cable |  | Extension plug | Brennenstuhl | Stoop, Albert | VU/F/BETA/N&S/BMB | WN.KA168 | - |  |  |  | 1
EQ003218 |  | Pipette |  | Pipette | Rainin | Stoop, Albert | VU/F/BETA/N&S/BMB | WN.KA168 | - |  |  |  | 1 | Pipete-Lite
EQ003217 |  | Pipette |  | Pipette | Rainin | Stoop, Albert | VU/F/BETA/N&S/BMB | WN.KA168 | - |  |  |  | 1 | Pipete-Lite XLS
EQ003216 |  | Pipette |  | Pipette | Rainin | Stoop, Albert | VU/F/BETA/N&S/BMB | WN.KA168 | - |  |  |  | 1 | Pipete-Lite XLS
EQ003215 |  | Pipette |  | Pipette | Rainin | Stoop, Albert | VU/F/BETA/N&S/BMB | WN.KA168 | - |  |  |  | 1 | Pipete-Lite XLS
EQ003214 |  | Pipette |  | Pipette | Rainin | Stoop, Albert | VU/F/BETA/N&S/BMB | WN.KA168 | - |  |  |  | 1 | Pipete-Lite XLS
EQ003213 |  | Pipette |  | Pipette | Rainin | Stoop, Albert | VU/F/BETA/N&S/BMB | WN.KA168 | - |  |  |  | 1 | Pipete-Lite XLS
EQ003212 |  | Pipette |  | Pipette | Rainin | Stoop, Albert | VU/F/BETA/N&S/BMB | WN.KA168 | - |  |  |  | 1 | Pipete-Lite XLS
EQ003211 |  | Oven |  | Oven | Binder | Stoop, Albert | VU/F/BETA/N&S/BMB | WN.KA168 | - |  |  |  | 1
EQ003210 | 010370 | Ultrasonic Cleaner |  | Ultrasonic cleaner | VWR | Stoop, Albert | VU/F/BETA/N&S/BMB | WN.KA168 | - |  |  |  | 1
EQ003209 |  | Vacuum Pump |  | Vacuum pump | KNF | Stoop, Albert | VU/F/BETA/N&S/BMB | WN.KA168 | - |  |  |  | 1
EQ003208 |  | Shaker/Mixer |  | Shaker | IKA | Stoop, Albert | VU/F/BETA/N&S/BMB | WN.KA168 | - |  |  |  | 1 | MS3 basic
EQ003207 | 007798 | Magnetic Stirrer |  | Magnetic stirrer | Heidolph | Stoop, Albert | VU/F/BETA/N&S/BMB | WN.KA168 | - |  |  |  | 1 | MR Hei-Standard
EQ003206 |  | Vacuum Pump |  | Vacuum pump | VWR | Stoop, Albert | VU/F/BETA/N&S/BMB | WN.KA168 | - |  |  |  | 1
EQ003205 |  | Microwave oven |  | Microwave | Siemens | Stoop, Albert | VU/F/BETA/N&S/BMB | WN.KA168 | - |  |  |  | 1
EQ003204 |  | Balance |  | Digital scale | Sartorius | Stoop, Albert | VU/F/BETA/N&S/BMB | WN.KA168 | - |  |  |  | 1 | CPA225D
EQ003203 | SL4040 | Freezer |  | Freezer | Liebherr | Stoop, Albert | VU/F/BETA/N&S/BMB | WN.KA168 | - |  |  |  | 1
EQ003202 | SL4029 | Fridge |  | Fridge | Liebherr | Stoop, Albert | VU/F/BETA/N&S/BMB | WN.KA168 | - |  |  |  | 1
EQ003201 |  | Pipette |  | Pipette | Rainin | Stoop, Albert | VU/F/BETA/N&S/BMB | WN.KA162 | - |  |  |  | 1 | Pipet-Lite XLS
EQ003200 |  | Pipette |  | Pipette | Nichiryo | Stoop, Albert | VU/F/BETA/N&S/BMB | WN.KA162 | - |  |  |  | 1 | Nichipet EX
EQ003199 |  | Pipette |  | Pipette | Gilson | Stoop, Albert | VU/F/BETA/N&S/BMB | WN.KA162 | - |  |  |  | 1
EQ003198 |  | Pipette |  | Pipette | Gilson | Stoop, Albert | VU/F/BETA/N&S/BMB | WN.KA162 | - |  |  |  | 1
EQ003197 |  | Pipette |  | Pipette | Gilson | Stoop, Albert | VU/F/BETA/N&S/BMB | WN.KA162 | - |  |  |  | 1
EQ003196 |  | Pipette |  | Pipette | Gilson | Stoop, Albert | VU/F/BETA/N&S/BMB | WN.KA162 | - |  |  |  | 1
EQ003195 |  | Unknown |  | ULE? | Camag | Stoop, Albert | VU/F/BETA/N&S/BMB | WN.KA162 | - |  |  |  | 1
EQ003194 | 004304 | Shaker/Mixer |  | Reagenzien mixer | AE | Stoop, Albert | VU/F/BETA/N&S/BMB | WN.KA162 | - |  |  |  | 1
EQ003193 |  | Shaker/Mixer |  | Vortex mixer | Scientific Industries Inc. | Stoop, Albert | VU/F/BETA/N&S/BMB | WN.KA162 | - |  |  |  | 1 | Vortex genie 2
EQ003192 |  | pH Meter |  | SympHony meter | VWR | Stoop, Albert | VU/F/BETA/N&S/BMB | WN.KA162 | - |  |  |  | 1 | SB70P
EQ003191 |  | Magnetic Stirrer |  | Magnetic stirrer | Heidolph | Stoop, Albert | VU/F/BETA/N&S/BMB | WN.KA162 | - |  |  |  | 1
EQ003190 | 005211 | Magnetic Stirrer |  | Magnetic stirrer | Heidolph | Stoop, Albert | VU/F/BETA/N&S/BMB | WN.KA162 | - |  |  |  | 1 | MR3002
EQ003189 |  | Magnetic Stirrer |  | Magnetic stirrer | Heidolph | Stoop, Albert | VU/F/BETA/N&S/BMB | WN.KA162 | - |  |  |  | 1 | MR2000
EQ003188 |  | Magnetic Stirrer |  | Magnetic stirrer | Heidolph | Stoop, Albert | VU/F/BETA/N&S/BMB | WN.KA162 | - |  |  |  | 1 | MR2000
EQ003187 | 004953 | Vacuum Pump |  | Vacuum pump | VWR | Stoop, Albert | VU/F/BETA/N&S/BMB | WN.KA162 | - |  |  |  | 1
EQ003186 | 004293 | Oven |  | Oven | Heraeus | Stoop, Albert | VU/F/BETA/N&S/BMB | WN.KA162 | - |  |  |  | 1
EQ003185 | 004393 | Lamp |  | Lamp | VU | Stoop, Albert | VU/F/BETA/N&S/BMB | WN.KA162 | - |  |  |  | 1
EQ003184 |  | Extension Cable |  | Extension plug | Brennenstuhl | Stoop, Albert | VU/F/BETA/N&S/BMB | WN.KA162 | - |  |  |  | 1
EQ003183 |  | Balance |  | Digital scale | Sartorius | Stoop, Albert | VU/F/BETA/N&S/BMB | WN.KA162 | - |  |  |  | 1 | LE225D
EQ003182 |  | Water Bath |  | Student water bath | VU | Stoop, Albert | VU/F/BETA/N&S/BMB | WN.KA162 | - |  |  |  | 1 | PR 5426/22
EQ003181 | 009744 | HPLC Pump |  | Laboratory HPLC pump | Lab alliance | Stoop, Albert | VU/F/BETA/N&S/BMB | WN.KA162 | - |  |  |  | 1
EQ003180 |  | HPLC Pump |  | Laboratory HPLC pump | Lab alliance | Stoop, Albert | VU/F/BETA/N&S/BMB | WN.KA162 | - |  |  |  | 1
EQ003179 | SL4067 | Fridge |  | Fridge & Freezer | Elipar | Stoop, Albert | VU/F/BETA/N&S/BMB | WN.KA162 | - |  |  |  | 1
EQ003178 |  | Battery Charger |  | Battery | Ametek | Stoop, Albert | VU/F/BETA/N&S/BMB | WN.KA191C | - |  |  |  | 1 | Phantom
EQ003177 |  | Oscilloscope |  | Oscilloscope | Rigol | Stoop, Albert | VU/F/BETA/N&S/BMB | WN.KA191C | - |  |  |  | 1 | DS1054
EQ003176 |  | Extension Cable |  | Extension plug | VU | Stoop, Albert | VU/F/BETA/N&S/BMB | WN.KA191C | - |  |  |  | 1
EQ003175 |  | Camera |  | High-speed camera | Ametek | Stoop, Albert | VU/F/BETA/N&S/BMB | WN.KA191C | - |  |  |  | 1 | TMX Phantom
EQ003174 |  | Light Source |  | High Power tunable Light source | Superlum | Stoop, Albert | VU/F/BETA/N&S/BMB | WN.KA191C | - |  |  |  | 1
EQ003173 | Slimline 2 | Equipment |  | Touch Slim Plus | Tecniplast | Bos, Natasja | VU/F/BETA/UPC | WN.BK30 | - |  |  |  | 0 | BOXUNSS
EQ003172 | Wisselstation | Equipment |  | Changing Station | Tecniplast | Bos, Natasja | VU/F/BETA/UPC | WN.BK30 | - |  |  |  | 0 | 9CS601TNNN
EQ003171 | Slimline | Equipment |  | Smartflow | Tecniplast | Bos, Natasja | VU/F/BETA/UPC | WN.BK30 | - |  |  |  | 0 | BOXUNSFEU
EQ003170 | Slimline 9 | Equipment |  | Smartflow | Tecniplast | Bos, Natasja | VU/F/BETA/UPC | AMC.VU1 | - | 2025-03-10 |  |  | 1 | BOXUNSFEU
EQ003169 | Slimline | Equipment |  | Smartflow | Tecniplast | Bos, Natasja | VU/F/BETA/UPC | WN.BK40 | - |  |  |  | 0 | BOXUNSFEU
EQ003168 | Wisselstation 6 | Equipment |  | Changing Station | Tecniplast | Bos, Natasja | VU/F/BETA/UPC | O2.12W27A | - | 2025-03-05 |  |  | 1 | 9CS601TNNN
EQ003167 | Wisselstation 3 | Equipment |  | Changing Station | Tecniplast | Bos, Natasja | VU/F/BETA/UPC | WN.BK39 | - |  |  |  | 0 | 9CS601TNNN
EQ003166 | Slimline | Equipment |  | Smartflow | Tecniplast | Bos, Natasja | VU/F/BETA/UPC | WN.A003 | - | 2022-10-25 |  |  | 1 | BOXUNSFEU
EQ003165 | Slimline 6 | Equipment |  | Smartflow | Tecniplast | Bos, Natasja | VU/F/BETA/UPC | WN.BK39 | - |  |  |  | 0 | BOXUNSFEU
EQ003164 | Flowkast 2 | Equipment |  | BS60 | Tecniplast | Bos, Natasja | VU/F/BETA/UPC | WN.BK47 | - |  |  |  | 0
EQ003163 | Slimline 4 | Equipment |  | Touch Slim Plus | Tecniplast | Bos, Natasja | VU/F/BETA/UPC | WN.BK47 | - |  |  |  | 0 | BOXUNSS
EQ003162 | Slimline 16 | Equipment |  | Touch Slim Plus | Tecniplast | Bos, Natasja | VU/F/BETA/UPC | WN.A003 | - |  |  |  | 0 | BOXUNSS
EQ003161 | Wisselstation 5 | Equipment |  | Changing Station | Tecniplast | Bos, Natasja | VU/F/BETA/UPC | WN.BK50 | - |  |  |  | 0 | 9CS601TRNN
EQ003160 | Slimline 21 | Equipment |  | Touch Slim Plus | Tecniplast | Bos, Natasja | VU/F/BETA/UPC | WN.BK50 | - |  |  |  | 0 | BOXUNSS
EQ003159 | Slimline 19 | Equipment |  | Smartflow | Tecniplast | Bos, Natasja | VU/F/BETA/UPC | O2.12W27A | - | 2025-03-05 |  |  | 1 | BOXUNSFEU
EQ003158 |  | Temperature Control Module |  | Temperature controller | VU | Stoop, Albert | VU/F/BETA/N&S/BMB | WN.U037 | - |  |  |  | 1 | 2022-2869-01
EQ003157 |  | Motor driver |  | Vacuum pump | Nitto Kohki | Stoop, Albert | VU/F/BETA/N&S/BMB | WN.U037 | - |  |  |  | 1 | Linicon LV125-A
EQ003156 |  | Motor driver |  | DC-Motor controller | PI | Stoop, Albert | VU/F/BETA/N&S/BMB | WN.U037 | - |  |  |  | 1 | C-804
EQ003155 |  | Lamp |  | Lamp | VU | Stoop, Albert | VU/F/BETA/N&S/BMB | WN.U037 | - |  |  |  | 1
EQ003154 |  | Laser |  | Fiber coupled laser source | Thorlabs | Stoop, Albert | VU/F/BETA/N&S/BMB | WN.U037 | - |  |  |  | 1
EQ003153 | 043012 | Computer Monitor |  | Computer tower | VU | Stoop, Albert | VU/F/BETA/N&S/BMB | WN.U037 | - |  |  |  | 1
EQ003152 |  | Extension Cable |  | Extension plug | VU | Stoop, Albert | VU/F/BETA/N&S/BMB | WN.U037 | - |  |  |  | 1
EQ003151 |  | Extension Cable |  | Extension plug | VU | Stoop, Albert | VU/F/BETA/N&S/BMB | WN.U037 | - |  |  |  | 1
EQ003150 |  | Extension Cable |  | Extension plug | VU | Stoop, Albert | VU/F/BETA/N&S/BMB | WN.U037 | - |  |  |  | 1
EQ003149 |  | Extension Cable |  | Extension plug | VU | Stoop, Albert | VU/F/BETA/N&S/BMB | WN.U037 | - |  |  |  | 1
EQ003148 |  | Computer Monitor |  | Computer monitor | Hewlett Packard (HP) | Stoop, Albert | VU/F/BETA/N&S/BMB | WN.U037 | - |  |  |  | 1
EQ003147 |  | Computer Monitor |  | Computer monitor | Dell | Stoop, Albert | VU/F/BETA/N&S/BMB | WN.U037 | - |  |  |  | 1
EQ003146 |  | Computer Monitor |  | Computer monitor | Hewlett Packard (HP) | Stoop, Albert | VU/F/BETA/N&S/BMB | WN.U037 | - |  |  |  | 1
EQ003145 | 007671 | Illumination Experiment Setup |  | Illuminator | Techniquip | Stoop, Albert | VU/F/BETA/N&S/BMB | WN.U037 | - |  |  |  | 1 | 21DC
EQ003144 | 007671 | Illumination Experiment Setup |  | Illuminator with power supply | Thales Optem | Stoop, Albert | VU/F/BETA/N&S/BMB | WN.U037 | - |  |  |  | 1 | Lamplink 2 ps
EQ003143 |  | Laser Amplifier |  | LVPTZ-Amplifier / SERVO | PI | Stoop, Albert | VU/F/BETA/N&S/BMB | WN.U037 | - |  |  |  | 1 | E-665
EQ003142 |  | Laser Amplifier |  | LVPTZ-Amplifier / SERVO | PI | Stoop, Albert | VU/F/BETA/N&S/BMB | WN.U037 | - |  |  |  | 1 | E-663
EQ003141 |  | Laser Amplifier |  | LVPTZ-Amplifier / SERVO | PI | Stoop, Albert | VU/F/BETA/N&S/BMB | WN.U037 | - |  |  |  | 1 | E-665 CR
EQ003140 |  | Laser Amplifier |  | LVPTZ-Amplifier / SERVO | PI | Stoop, Albert | VU/F/BETA/N&S/BMB | WN.U037 | - |  |  |  | 1 | E-665 CR
EQ003139 |  | Laser Amplifier |  | LVPTZ-Amplifier / SERVO | PI | Stoop, Albert | VU/F/BETA/N&S/BMB | WN.U037 | - |  |  |  | 1 | E-665
EQ003138 |  | Laser |  | Supercontinuum laser | Thorlabs | Stoop, Albert | VU/F/BETA/N&S/BMB | WN.U037 | - |  |  |  | 1 | SC4500 Mid-IR
EQ003137 |  | Temperature Control Module |  | Temperature controller | Thorlabs | Stoop, Albert | VU/F/BETA/N&S/BMB | WN.U037 | - |  |  |  | 1 | TC200
EQ003136 |  | Laser |  | Fiber coupled DFB laser source | Thorlabs | Stoop, Albert | VU/F/BETA/N&S/BMB | WN.U037 | - |  |  |  | 1 | S3FC1310
EQ003135 |  | Laser Controller Unit |  | FSL controller | Thorlabs | Stoop, Albert | VU/F/BETA/N&S/BMB | WN.U037 | - |  |  |  | 1
EQ003134 | 001478 | Power Supply |  | Power supply | Delta Elektronika | Stoop, Albert | VU/F/BETA/N&S/BMB | WN.U037 | - |  |  |  | 1 | E0300-3
EQ003133 |  | Extension Cable |  | Extension plug | VU | Stoop, Albert | VU/F/BETA/N&S/BMB | WN.U037 | - |  |  |  | 1
EQ003132 |  | Extension Cable |  | USB-switch 3 | Cleware | Stoop, Albert | VU/F/BETA/N&S/BMB | WN.U037 | - |  |  |  | 1
EQ003131 |  | Extension Cable |  | USB-switch 3 | Cleware | Stoop, Albert | VU/F/BETA/N&S/BMB | WN.U037 | - |  |  |  | 1
EQ003130 |  | Extension Cable |  | Extension plug | VU | Stoop, Albert | VU/F/BETA/N&S/BMB | WN.U037 | - |  |  |  | 1
EQ003129 |  | Extension Cable |  | Extension plug | VU | Stoop, Albert | VU/F/BETA/N&S/BMB | WN.U037 | - |  |  |  | 1
EQ003128 | 001791 | Extension Cable |  | Extension plug | VU | Stoop, Albert | VU/F/BETA/N&S/BMB | WN.U037 | - |  |  |  | 1
EQ003127 |  | Extension Cable |  | Extension plug | Ehmann | Stoop, Albert | VU/F/BETA/N&S/BMB | WN.U037 | - |  |  |  | 1
EQ003126 |  | Power Supply |  | Diode pumped crystal laser power supply | Crystal Laser | Stoop, Albert | VU/F/BETA/N&S/BMB | WN.U037 | - |  |  |  | 1 | CL200
EQ003125 |  | Microscope |  | Microscope | Leica | Stoop, Albert | VU/F/BETA/N&S/BMB | WN.U037 | - |  |  |  | 1 | A60
EQ003124 |  | Spectrometer Controller |  | Optical spectrum analyzer | Yokogawa | Stoop, Albert | VU/F/BETA/N&S/BMB | WN.U037 | - |  |  |  | 1 | AQ6370B
EQ003123 |  | Laser |  | Supercontinuum lasers | NKT Photonics | Stoop, Albert | VU/F/BETA/N&S/BMB | WN.U037 | - |  |  |  | 1 | Superk Extreme
EQ003122 |  | Power Supply |  | Triple channel DC power supply | Keithley | Stoop, Albert | VU/F/BETA/N&S/BMB | WN.U037 | - |  |  |  | 1 | 2230G-30-6
EQ003121 |  | Interferometer |  | Optical fiber Interferometer | Attocube | Stoop, Albert | VU/F/BETA/N&S/BMB | WN.U037 | - |  |  |  | 1 | ARP100
EQ003120 |  | Interferometer |  | Laser interferometer | Attocube | Stoop, Albert | VU/F/BETA/N&S/BMB | WN.U037 | - |  |  |  | 1 | LDM 1300
EQ003119 |  | Motion Controller/Driver |  | Motion controller | Attocube | Stoop, Albert | VU/F/BETA/N&S/BMB | WN.U037 | - |  |  |  | 1 | ANC350
EQ003118 |  | Laser |  | Laser | Spectra Physics | Stoop, Albert | VU/F/BETA/N&S/BMB | WN.U037 | - |  |  |  | 1 | 127-35
EQ003117 |  | Motion Controller/Driver |  | Compact Laser Diode Driver | Thorlabs | Stoop, Albert | VU/F/BETA/N&S/BMB | WN.U037 | - |  |  |  | 1 | CLD1015
EQ003116 |  | Power Supply |  | Power supply | Delta Elektronika | Stoop, Albert | VU/F/BETA/N&S/BMB | WN.U037 | - |  |  |  | 1 | E0300-0.1
EQ003115 |  | Interferometer |  | Tunable wavelength interferometer | Optics11 | Stoop, Albert | VU/F/BETA/N&S/BMB | WN.U037 | - |  |  |  | 1 | OP1550
EQ003114 |  | Temperature Control Module |  | Incubator heating temperature control | VU | Stoop, Albert | VU/F/BETA/N&S/BMB | WN.U037 | - |  |  |  | 1 | 2021-2869-03
EQ003113 | 001219 | Power Supply |  | Power supply | Delta Elektronika | Stoop, Albert | VU/F/BETA/N&S/BMB | WN.U037 | - |  |  |  | 1 | E030-3
EQ003112 |  | Laser Controller Unit |  | Laser diode controller | Thorlabs | Stoop, Albert | VU/F/BETA/N&S/BMB | WN.U037 | - |  |  |  | 1 | LDC 205 C
EQ003111 | 004399 | Power Supply |  | Power supply | Delta Elektronika | Stoop, Albert | VU/F/BETA/N&S/BMB | WN.U037 | - |  |  |  | 1 | E030-3
EQ003110 | 001209 | Power Supply |  | Dual power supply | Delta Elektronika | Stoop, Albert | VU/F/BETA/N&S/BMB | WN.U037 | - |  |  |  | 1 | E018-06D
EQ003109 |  | Microscope |  | Microscope | Thales Optem | Stoop, Albert | VU/F/BETA/N&S/BMB | WN.U037 | - |  |  |  | 1 | 48-40-32-03
EQ003108 |  | Microscope |  | Microscope | Olympus | Stoop, Albert | VU/F/BETA/N&S/BMB | WN.U037 | - |  |  |  | 1 | CKX53
EQ003107 |  | Microscope |  | Microscope | Bresser | Stoop, Albert | VU/F/BETA/N&S/BMB | WN.U037 | - |  |  |  | 1 | Advance ICD
EQ003106 |  | Laser Controller Unit |  | Thorlabs Laser Controller | Thorlabs | Stoop, Albert | VU/F/BETA/N&S/BMB | WN.U037 | - |  |  |  | 1 | Pro 800
EQ003105 |  | Laser Amplifier |  | VU HV-Amp 100V | VU | Stoop, Albert | VU/F/BETA/N&S/BMB | WN.U037 | - |  |  |  | 1
EQ003104 |  | Power Supply |  | Optoelectronics Power Supply | AA Opto-Electronic | Stoop, Albert | VU/F/BETA/N&S/BMB | WN.U037 | - |  |  |  | 1 | LD-WL206 / MBL-III-473-20mW
EQ003103 |  | Oscilloscope |  | Tektronix Oscilloscope | Tektronix | Stoop, Albert | VU/F/BETA/N&S/BMB | WN.U037 | - |  |  |  | 1 | TBS1064
EQ003102 |  | Oscilloscope |  | Tektronix Oscilloscope | Tektronix | Stoop, Albert | VU/F/BETA/N&S/BMB | WN.U037 | - |  |  |  | 1 | TDS1001B
EQ003101 |  | IR detector |  | VU Photodetector | VU | Stoop, Albert | VU/F/BETA/N&S/BMB | WN.U037 | - |  |  |  | 1 | 20083003
EQ003100 |  | IR detector |  | VU Photodetector | VU | Stoop, Albert | VU/F/BETA/N&S/BMB | WN.U037 | - |  |  |  | 1 | 20083003
EQ003099 |  | Motion Controller/Driver |  | PI Piezo Controller | Physik Instrumente | Stoop, Albert | VU/F/BETA/N&S/BMB | WN.U037 | - |  |  |  | 1 | E-625.SR
EQ003098 |  | Motion Controller/Driver |  | PI Piezo Controller | Physik Instrumente | Stoop, Albert | VU/F/BETA/N&S/BMB | WN.U037 | - |  |  |  | 1 | E-871.1A1
EQ003097 |  | Motion Controller/Driver |  | PI Piezo Controller | Physik Instrumente | Stoop, Albert | VU/F/BETA/N&S/BMB | WN.U037 | - |  |  |  | 1 | E-871.1A1
EQ003096 |  | Motion Controller/Driver |  | PI Piezo Controller | Physik Instrumente | Stoop, Albert | VU/F/BETA/N&S/BMB | WN.U037 | - |  |  |  | 1 | E-625.SR
EQ003095 |  | Motion Controller/Driver |  | PI Piezo Controller | Physik Instrumente | Stoop, Albert | VU/F/BETA/N&S/BMB | WN.U037 | - |  |  |  | 1 | E-625.CR
EQ003094 |  | Motion Controller/Driver |  | PI Piezo Controller | Physik Instrumente | Stoop, Albert | VU/F/BETA/N&S/BMB | WN.U037 | - |  |  |  | 1 | E-625.SR
EQ003093 |  | Thermometer |  | Heitronics Thermometer | Heitronics | Stoop, Albert | VU/F/BETA/N&S/BMB | WN.U037 | - |  |  |  | 1 | KT19.01 B
EQ003092 |  | Thermometer |  | Heitronics Thermometer | Heitronics | Stoop, Albert | VU/F/BETA/N&S/BMB | WN.U037 | - |  |  |  | 1 | KT19.01 B
EQ003091 |  | Power Supply |  | Power LED Current Source | VU | Stoop, Albert | VU/F/BETA/N&S/BMB | WN.U037 | - |  |  |  | 1
EQ003090 |  | Data Acquisition Instrument |  | Terminal Block | National Instruments | Stoop, Albert | VU/F/BETA/N&S/BMB | WN.U037 | - |  |  |  | 1 | SCB-68A
EQ003089 |  | Data Acquisition Instrument |  | NIDAQ USB Driver | National Instruments | Stoop, Albert | VU/F/BETA/N&S/BMB | WN.U037 | - |  |  |  | 1 | USB-6211
EQ003088 |  | Connecting Unit |  | Connector Block | National Instruments | Stoop, Albert | VU/F/BETA/N&S/BMB | WN.U037 | - |  |  |  | 1 | BNC-2120
EQ003087 |  | Connecting Unit |  | Connector Block | National Instruments | Stoop, Albert | VU/F/BETA/N&S/BMB | WN.U037 | - |  |  |  | 1 | BNC-2120
EQ003086 |  | Motion Controller/Driver |  | Thorlabs Piezo Controller | Thorlabs | Stoop, Albert | VU/F/BETA/N&S/BMB | WN.U037 | - |  |  |  | 1 | MDT693A
EQ003085 |  | Motion Controller/Driver |  | Thorlabs Piezo Controller | Thorlabs | Stoop, Albert | VU/F/BETA/N&S/BMB | WN.U037 | - |  |  |  | 1 | MDT693A
EQ003084 |  | IR detector |  | New Focus Photoreceiver | New Focus | Stoop, Albert | VU/F/BETA/N&S/BMB | WN.U037 | - |  |  |  | 1 | 1811
EQ003083 |  | Signal Generator |  | Keithley Waveform Generator | Keithley | Stoop, Albert | VU/F/BETA/N&S/BMB | WN.U037 | - |  |  |  | 1 | 3390
EQ003082 |  | Signal Generator |  | Keithley Waveform Generator | Keithley | Stoop, Albert | VU/F/BETA/N&S/BMB | WN.U037 | - |  |  |  | 1 | 3390
EQ003081 |  | Light Source |  | Fiber Coupled SLD Source | Thorlabs | Stoop, Albert | VU/F/BETA/N&S/BMB | WN.UK16 | - |  |  |  | 1 | S5FC1550P-A2
EQ003080 |  | Extension Cable |  | Extension Cable | VU | Stoop, Albert | VU/F/BETA/N&S/BMB | WN.UK16 | - |  |  |  | 1
EQ003079 |  | Extension Cable |  | Extension Cable | VU | Stoop, Albert | VU/F/BETA/N&S/BMB | WN.UK16 | - |  |  |  | 1
EQ003078 |  | Extension Cable |  | Extension Cable | VU | Stoop, Albert | VU/F/BETA/N&S/BMB | WN.UK16 | - |  |  |  | 1
EQ003077 |  | Extension Cable |  | Extension Cable | VU | Stoop, Albert | VU/F/BETA/N&S/BMB | WN.UK16 | - |  |  |  | 1
EQ003076 |  | Adapter |  | AC Adaptor | Pulse Research | Stoop, Albert | VU/F/BETA/N&S/BMB | WN.UK16 | - |  |  |  | 1 | PRL-760C4
EQ003075 |  | Motion Controller/Driver |  | PI Piezo Controller | Physik Instrumente | Stoop, Albert | VU/F/BETA/N&S/BMB | WN.UK16 | - |  |  |  | 1 | E-625.SR
EQ003074 |  | Power Supply |  | Confocal Power Module | Confocal | Stoop, Albert | VU/F/BETA/N&S/BMB | WN.UK16 | - |  |  |  | 1 | Power Module
EQ003073 |  | Laser Controller Unit |  | Connector Block | National Instruments | Stoop, Albert | VU/F/BETA/N&S/BMB | WN.UK16 | - |  |  |  | 1 | BNC-2120
EQ003072 |  | Camera |  | Hamamatsu Camera | Hamamatsu | Stoop, Albert | VU/F/BETA/N&S/BMB | WN.UK16 | - |  |  |  | 1 | C13440-20CU
EQ003071 |  | Spectroscopy accessory |  | Confocal RCM Bypass | Confocal | Stoop, Albert | VU/F/BETA/N&S/BMB | WN.UK16 | - |  |  |  | 1 | RCM-BYPASS
EQ003070 | 031697 | Computer Monitor |  | Acer Computer Monitor | Acer | Stoop, Albert | VU/F/BETA/N&S/BMB | WN.UK16 | - |  |  |  | 1 | V246HL
EQ003069 |  | Computer |  | Dell Computer | Dell | Stoop, Albert | VU/F/BETA/N&S/BMB | WN.UK16 | - |  |  |  | 1 | Optiplex 990
EQ003068 |  | Motion Controller/Driver |  | Scientifica Control Cube | Scientifica | Stoop, Albert | VU/F/BETA/N&S/BMB | WN.UK16 | - |  |  |  | 1 | Control Cube
EQ003067 |  | Interferometer |  | Optics11 Interferometer | Optics11 | Stoop, Albert | VU/F/BETA/N&S/BMB | WN.UK16 | - |  |  |  | 1 | OP1550-03
EQ003066 |  | Light Source |  | CoolLED Light Source | CoolLED | Stoop, Albert | VU/F/BETA/N&S/BMB | WN.UK16 | - |  |  |  | 1 | pE-100
EQ003065 |  | Laser Controller Unit |  | Toptica Multi-Layer Engine | Toptica | Stoop, Albert | VU/F/BETA/N&S/BMB | WN.UK16 | - |  |  |  | 1 | iChrome MLE SFG
EQ003064 |  | Spectroscopy accessory |  | Thorlabs OCT Scan Head | Thorlabs | Stoop, Albert | VU/F/BETA/N&S/BMB | WN.UK16 | - |  |  |  | 1 | OCTP-1300M
EQ003063 |  | Spectrometer Controller |  | Thorlabs OCT Imager | Thorlabs | Stoop, Albert | VU/F/BETA/N&S/BMB | WN.UK16 | - |  |  |  | 1 | TELESTO-II-SP8
EQ003062 | 008398 | Vibration Isolator |  | Halcyonics Vibration Isolation | Halcyonics | Stoop, Albert | VU/F/BETA/N&S/BMB | WN.UK16 | - |  |  |  | 1 | Mcrio 40 M6/25
EQ003061 |  | Computer |  | Dell Computer | Dell | Stoop, Albert | VU/F/BETA/N&S/BMB | WN.UK16 | - |  |  |  | 1 | Precision T1700
EQ003060 | 06.099.6505 | Computer Monitor |  | Dell Computer Monitor | Dell | Stoop, Albert | VU/F/BETA/N&S/BMB | WN.UK16 | - |  |  |  | 1 | 2007FPb
EQ003059 | 120.099.5557 | Computer |  | HP Probook | Hewlett Packard (HP) | Stoop, Albert | VU/F/BETA/N&S/BMB | WN.UK16 | - |  |  |  | 1 | ProBook 6560b
EQ003058 |  | Motion Controller/Driver |  | Cedrat Piezo Controller | Cedrat Technologies | Stoop, Albert | VU/F/BETA/N&S/BMB | WN.UK16 | - |  |  |  | 1
EQ003057 |  | Motion Controller/Driver |  | Scientifica Control Cube | Scientifica | Stoop, Albert | VU/F/BETA/N&S/BMB | WN.UK16 | - |  |  |  | 1 | Control Cube
EQ003056 |  | Motion Controller/Driver |  | PI Piezo Controller | Physik Instrumente | Stoop, Albert | VU/F/BETA/N&S/BMB | WN.UK16 | - |  |  |  | 1 | E-625.SR
EQ003055 |  | Motion Controller/Driver |  | PI Piezo Controller | Physik Instrumente | Stoop, Albert | VU/F/BETA/N&S/BMB | WN.UK16 | - |  |  |  | 1 | E-625.SR
EQ003054 |  | Interferometer |  | Optics11 Interferometer | Optics11 | Stoop, Albert | VU/F/BETA/N&S/BMB | WN.UK16 | - |  |  |  | 1 | OP1550
EQ003053 |  | Interferometer |  | Optics11 Interferometer | Optics11 | Stoop, Albert | VU/F/BETA/N&S/BMB | WN.UK16 | - |  |  |  | 1 | OP1550-03
EQ003052 |  | Interferometer |  | Optics11 Interferometer | Optics11 | Stoop, Albert | VU/F/BETA/N&S/BMB | WN.UK16 | - |  |  |  | 1 | OP1550-03
EQ003051 |  | Spectroscopy accessory |  | Lumedica Stratascope | Lumedica | Stoop, Albert | VU/F/BETA/N&S/BMB | WN.UK16 | - |  |  |  | 1 | OQ Stratascope
EQ003050 |  | Computer Monitor |  | Acer Computer Monitor | Acer | Stoop, Albert | VU/F/BETA/N&S/BMB | WN.UK16 | - |  |  |  | 1 | HA240Y
EQ003049 |  | Magnifier Lamp |  | Waldmann Lamp | Waldmann | Stoop, Albert | VU/F/BETA/N&S/BMB | WN.UK16 | - |  |  |  | 1 | RLL 122 T
EQ003048 |  | Light Source |  | Waldmann Light Source | Waldmann | Stoop, Albert | VU/F/BETA/N&S/BMB | WN.UK16 | - |  |  |  | 1 | LLGT 120
EQ003047 | 850995402 | Power Supply |  | Delta Power Supply | Delta Elektronika | Stoop, Albert | VU/F/BETA/N&S/BMB | WN.UK16 | - |  |  |  | 1 | E018-0.6D
EQ003046 |  | Fridge |  | Bosch Fridge | Bosch | Stoop, Albert | VU/F/BETA/N&S/BMB | WN.UK16 | - |  |  |  | 1 | KTR1572
EQ003045 |  | Freezer |  | Liebherr Freezer | Liebherr | Stoop, Albert | VU/F/BETA/N&S/BMB | WN.UK16 | - |  |  |  | 1 | GX 821
EQ003044 |  | Oscilloscope |  | Tektronix Oscilloscope | Tektronix | Stoop, Albert | VU/F/BETA/N&S/BMB | WN.UK16 | - |  |  |  | 1 | TBS1064
EQ003043 |  | Computer Monitor |  | HP Computer Monitor | Hewlett Packard (HP) | Stoop, Albert | VU/F/BETA/N&S/BMB | WN.UK16 | - |  |  |  | 1 | EliteDisplay E232
EQ003042 |  | Light Source |  | Waldmann Light Source | Waldmann | Stoop, Albert | VU/F/BETA/N&S/BMB | WN.UK16 | - |  |  |  | 1 | LLGT 120
EQ003041 |  | Motion Controller/Driver |  | Scientifica Control Cube | Scientifica | Stoop, Albert | VU/F/BETA/N&S/BMB | WN.UK16 | - |  |  |  | 1 | Control Cube
EQ003040 |  | Motion Controller/Driver |  | Scientifica Micromanipulator | Scientifica | Stoop, Albert | VU/F/BETA/N&S/BMB | WN.UK16 | - |  |  |  | 1 | PatchStar
EQ003039 |  | Syringe Pump |  | Nemesys Syringe Pump | Cetoni | Stoop, Albert | VU/F/BETA/N&S/BMB | WN.UK16 | - |  |  |  | 1 | NEM-B101-02 E Nemesys Base 120
EQ003038 |  | Motion Controller/Driver |  | Digital Piezo Controller | Physik Instrumente | Stoop, Albert | VU/F/BETA/N&S/BMB | WN.UK16 | - |  |  |  | 1 | E-709.CRG
EQ003037 |  | Camera |  | QImaging CCD Camera | QImaging | Stoop, Albert | VU/F/BETA/N&S/BMB | WN.UK16 | - |  |  |  | 1 | Retiga R1
EQ003036 | 002340 | Power Supply |  | VU Main Switch | VU | Stoop, Albert | VU/F/BETA/N&S/BMB | WN.UK16 | - |  |  |  | 1
EQ003035 |  | Linear Stage |  | Thorlabs Long Travel Stage | Thorlabs | Stoop, Albert | VU/F/BETA/N&S/BMB | WN.UK16 | - |  |  |  | 1 | LTS
EQ003034 |  | Nanoposition Controller |  | Scientifica Micromanipulator | Scientifica | Stoop, Albert | VU/F/BETA/N&S/BMB | WN.UK16 | - |  |  |  | 1 | PatchStar
EQ003033 |  | Data Acquisition Instrument |  | Data Acquisition Card | National Instruments | Stoop, Albert | VU/F/BETA/N&S/BMB | WN.UK16 | - |  |  |  | 1 | USB-6009
EQ003032 |  | Motion Controller/Driver |  | Scientifica Controller | Scientifica | Stoop, Albert | VU/F/BETA/N&S/BMB | WN.UK16 | - |  |  |  | 1
EQ003031 |  | Motion Controller/Driver |  | Scientifica Control Cube | Scientifica | Stoop, Albert | VU/F/BETA/N&S/BMB | WN.UK16 | - |  |  |  | 1 | Control Cube
EQ003030 |  | Optical Unit |  | Acceleration Sensing System | Optics11 | Stoop, Albert | VU/F/BETA/N&S/BMB | WN.UK16 | - |  |  |  | 1 | DeltaSens V1
EQ003029 | 07.099.6034 | Connecting Unit |  | Configurable Connector Accessory Enclosure | National Instruments | Stoop, Albert | VU/F/BETA/N&S/BMB | WN.UK16 | - |  |  |  | 1 | CA-1000
EQ003028 |  | Power Supply |  | VU Power Supply | VU | Stoop, Albert | VU/F/BETA/N&S/BMB | WN.UK16 | - |  |  |  | 1
EQ003027 |  | Power Supply |  | elc Power Supply | elc | Stoop, Albert | VU/F/BETA/N&S/BMB | WN.UK16 | - |  |  |  | 1 | ALF1502D
EQ003026 |  | Computer Monitor |  | HP Computer Monitor | Hewlett Packard (HP) | Stoop, Albert | VU/F/BETA/N&S/BMB | WN.UK16 | - |  |  |  | 1 | EliteDisplayE231
EQ003025 |  | Cold light source |  | Volpi Cold Light Source | Volpi | Stoop, Albert | VU/F/BETA/N&S/BMB | WN.UK16 | - |  |  |  | 1 | intralux 6000
EQ003024 |  | Beam Selector |  | Thorlabs Beam Profiler | Thorlabs | Stoop, Albert | VU/F/BETA/N&S/BMB | WN.UK16 | - |  |  |  | 1 | BP209-IR/M
EQ003023 |  | Light Source |  | Fiber Coupled SLD Source | Thorlabs | Stoop, Albert | VU/F/BETA/N&S/BMB | WN.UK16 | - |  |  |  | 1 | S5FC1005S
EQ003022 |  | Nanoposition Controller |  | Veeco Controller | Veeco | Stoop, Albert | VU/F/BETA/N&S/BMB | WN.UK16 | - |  |  |  | 1
EQ003021 |  | Power Supply |  | Veeco Power Supply | Veeco | Stoop, Albert | VU/F/BETA/N&S/BMB | WN.UK16 | - |  |  |  | 1 | 831-355
EQ003020 |  | Microscope |  | Veeco Optical Profiler | Veeco | Stoop, Albert | VU/F/BETA/N&S/BMB | WN.UK16 | - |  |  |  | 1 | Wyko NT9100
EQ003019 |  | Computer |  | Dell Computer | Dell | Stoop, Albert | VU/F/BETA/N&S/BMB | WN.UK16 | - |  |  |  | 1 | Precision T3400
EQ003018 | TFT920 | Computer Monitor |  | HP Computer Monitor | Hewlett Packard (HP) | Stoop, Albert | VU/F/BETA/N&S/BMB | WN.UK16 | - |  |  |  | 1 | L1950g
EQ003017 | TFT1128 | Computer Monitor |  | HP Computer Monitor | Hewlett Packard (HP) | Stoop, Albert | VU/F/BETA/N&S/BMB | WN.UK16 | - |  |  |  | 1 | L1950g
EQ003016 |  | Pipette |  | Eppendorf Pipette 10-100uL | Eppendorf | Stoop, Albert | VU/F/BETA/N&S/BMB | WN.UK16 | - |  |  |  | 1 | Research 10-100
EQ003015 | 002341 | Power Supply |  | Tascom Power Supply | Tascom | Stoop, Albert | VU/F/BETA/N&S/BMB | WN.UK16 | - |  |  |  | 1 | TPS150-12S-2
EQ003014 |  | Sample Preparation Unit |  | Vytran Fiber Cleaver | Vytran | Stoop, Albert | VU/F/BETA/N&S/BMB | WN.UK16 | - |  |  |  | 1 | LDC-200
EQ003013 |  | Nanoposition Controller |  | Vytran Controller | Vytran | Stoop, Albert | VU/F/BETA/N&S/BMB | WN.UK16 | - |  |  |  | 1 | LDC-200-CX
EQ003012 | 026772 | Computer |  | HP Computer | Hewlett Packard (HP) | Stoop, Albert | VU/F/BETA/N&S/BMB | WN.UK16 | - |  |  |  | 1 | Compaq Elite 8300 MT
EQ003011 |  | Balance |  | Sartorius Balance | Sartorius | Stoop, Albert | VU/F/BETA/N&S/BMB | WN.UK16 | - |  |  |  | 1 | MSE125P-100-DU
EQ003010 |  | Light Source |  | UV Curing Unit | Norland | Stoop, Albert | VU/F/BETA/N&S/BMB | WN.UK16 | - |  |  |  | 1 | Opticure 4 5082T
EQ003009 |  | Power Supply |  | RE power supply NRF 3 | VU | Slaman, Martin | VU/F/BETA/N&S/FM | WN.UK14 | - |  |  |  | 0
EQ003008 |  | Generator |  | Plasma generator | Advanced Energy Industries | Slaman, Martin | VU/F/BETA/N&S/FM | WN.UK14 | - |  |  |  | 1 | RF-5S
EQ003007 |  | Pump Controller |  | Vacuum pump controller | Leybold | Slaman, Martin | VU/F/BETA/N&S/FM | WN.UK14 | - |  |  |  | 1 | NT 450
EQ003006 |  | Barometer |  | Barometer IT 230 | Leybold | Slaman, Martin | VU/F/BETA/N&S/FM | WN.UK14 | - |  |  |  | 1 | Combivac IT 230
EQ003005 |  | Generator |  | Plasma generator | Advanced Energy Industries | Slaman, Martin | VU/F/BETA/N&S/FM | WN.UK14 | - |  |  |  | 1 | RF-5S
EQ003004 |  | Power Supply |  | DC Power Supply | VU | Slaman, Martin | VU/F/BETA/N&S/FM | WN.UK14 | - |  |  |  | 0
EQ003003 | 002933 | Extension Cable |  | Extension plug | VU | Slaman, Martin | VU/F/BETA/N&S/FM | WN.UK14 | - |  |  |  | 1
EQ003002 |  | Motor driver |  | Dual Stepper Motor Driver | AML | Slaman, Martin | VU/F/BETA/N&S/FM | WN.UK14 | - |  |  |  | 0
EQ003001 | DC1 | Power Supply |  | DC Power Supply | Advanced Energy Industries | Slaman, Martin | VU/F/BETA/N&S/FM | WN.UK14 | - |  |  |  | 1 | MDX 500
EQ003000 |  | Shutter Driver |  | Model B 5878 | VU | Slaman, Martin | VU/F/BETA/N&S/FM | WN.UK14 | - |  |  |  | 1 | 5878
EQ002999 |  | Shutter Driver |  | Model B 5878 | VU | Slaman, Martin | VU/F/BETA/N&S/FM | WN.UK14 | - |  |  |  | 0 | 5878
EQ002998 |  | Motor driver |  | Dual Stepper Motor Driver | AML | Slaman, Martin | VU/F/BETA/N&S/FM | WN.UK14 | - |  |  |  | 1
EQ002997 | 001190 | Power Supply |  | Philips Power Supply | Philips | Slaman, Martin | VU/F/BETA/N&S/FM | WN.UK14 | - |  |  |  | 1
EQ002996 |  | Multimeter |  | Barometer | Edwards | Slaman, Martin | VU/F/BETA/N&S/FM | WN.UK14 | - |  |  |  | 1 | AGD
EQ002995 | 004005 | Multimeter |  | Penningvac | Leybold | Slaman, Martin | VU/F/BETA/N&S/FM | WN.UK14 | - |  |  |  | 1
EQ002994 | 001185 | Incubator |  | MMM Medcenter | MMM Group | Slaman, Martin | VU/F/BETA/N&S/FM | WN.UK14 | - |  |  |  | 1
EQ002993 |  | Power Supply |  | High Voltage Power Supply | Advanced Energy Industries | Slaman, Martin | VU/F/BETA/N&S/FM | WN.UK14 | - |  |  |  | 1 | AM-5
EQ002992 |  | Power Supply |  | Limited power supply | New Focus | Stoop, Albert | VU/F/BETA/N&S/BMB | WN.TK30 | - |  |  |  | 1 | 0901
EQ002991 | VFF-55Mhz-10-V-B1-F0.4 | Motion Controller/Driver |  | Acoustic-optic driver | Brimrose | Stoop, Albert | VU/F/BETA/N&S/BMB | WN.TK30 | - |  |  |  | 1 | VFF-55-10-V-B1-F0.4
EQ002990 | FFF-20/40Mhz-B1-F0.3/0.7-BPL_ER1 | Motion Controller/Driver |  | Acoustic-optic driver | Brimrose | Stoop, Albert | VU/F/BETA/N&S/BMB | WN.TK30 | - |  |  |  | 1 | FFF-20/40-B1-F0.3/0.7-BPL_ER1
EQ002989 | VFF-55Mhz-10-V--A-F1.5 | Motion Controller/Driver |  | Acoustic-optic driver | Brimrose | Stoop, Albert | VU/F/BETA/N&S/BMB | WN.TK30 | - |  |  |  | 1 | VFF-55-10-V--A-F1.5
EQ002988 | 002210 | Cold light source |  | Fiber Optic Light Source | Euromex | Slaman, Martin | VU/F/BETA/N&S/FM | WN.UK14 | - |  |  |  | 1 | EK-1
EQ002987 |  | Power Supply |  | DC power supply | Elipar | Stoop, Albert | VU/F/BETA/N&S/BMB | WN.TK30 | - |  |  |  | 1 | SNT
EQ002986 |  | Power Supply |  | DC power supply | Agilent | Stoop, Albert | VU/F/BETA/N&S/BMB | WN.TK30 | - |  |  |  | 1 | E3630A
EQ002985 |  | Power Supply |  | DC power supply | BK Precision | Stoop, Albert | VU/F/BETA/N&S/BMB | WN.TK30 | - |  |  |  | 1 | 1652
EQ002984 |  | Laser |  | Laser diode controller | Thorlabs | Stoop, Albert | VU/F/BETA/N&S/BMB | WN.TK30 | - |  |  |  | 1 | LDC 202C
EQ002983 |  | Laser |  | Precision pulsed current source | Newport | Stoop, Albert | VU/F/BETA/N&S/BMB | WN.TK30 | - |  |  |  | 1 | ILX Lightwave LDP-3811
EQ002982 | IANNUZZI | Balance |  | Kern Balance | Kern | Slaman, Martin | VU/F/BETA/N&S/FM | WN.UK14 | - |  |  |  | 1 | PCB
EQ002981 |  | Laser |  | Precision pulsed current source | Newport | Stoop, Albert | VU/F/BETA/N&S/BMB | WN.TK30 | - |  |  |  | 1 | ILX Lightwave LDP-3811
EQ002980 |  | Vacuum Pump |  | Vacuum pump Edwards | Edwards | Slaman, Martin | VU/F/BETA/N&S/FM | WN.UK14 | - |  |  |  | 1 | II3GDT4X
EQ002979 |  | Laser |  | Precision pulsed current source | Newport | Stoop, Albert | VU/F/BETA/N&S/BMB | WN.TK30 | - |  |  |  | 1 | ILX Lightwave LDP-3811
EQ002978 |  | Power Supply |  | Seren power supply | Seren | Slaman, Martin | VU/F/BETA/N&S/FM | WN.UK14 | - |  |  |  | 1 | AT3
EQ002977 |  | Computer Monitor |  | Philips monitor | Philips | Slaman, Martin | VU/F/BETA/N&S/FM | WN.UK14 | - |  |  |  | 1 | Brilliance 190P
EQ002976 |  | Hot Plate |  | Hot plate stirrer | Thermo Fisher Scientific | Slaman, Martin | VU/F/BETA/N&S/FM | WN.UK14 | - |  |  |  | 0 | Cimarec+
EQ002975 |  | Computer |  | Fujitsu Computer | Siemens | Slaman, Martin | VU/F/BETA/N&S/FM | WN.UK14 | - |  |  |  | 1 | FS376
EQ002974 |  | Vacuum Pump |  | Pfeiffer vacuum pump | Pfeiffer | Slaman, Martin | VU/F/BETA/N&S/FM | WN.UK14 | - |  |  |  | 1 | DCU
EQ002973 |  | Hot Plate |  | Hot plate stirrer | Velp | Slaman, Martin | VU/F/BETA/N&S/FM | WN.UK14 | - |  |  |  | 1 | Cimarec+
EQ002972 |  | Fan |  | Ventilation System and Pump | Hürner Luft- und Umwelttechnik GmbH (Formerly Hürner Funken) | Slaman, Martin | VU/F/BETA/N&S/FM | WN.UK14 | - |  |  |  | 1 | HP-R 260 17 13
EQ002971 |  | Power Supply |  | Pfeiffer power supply | Pfeiffer | Slaman, Martin | VU/F/BETA/N&S/FM | WN.UK14 | - |  |  |  | 1 | TCP30
EQ002970 |  | Coater |  | Spin coater | Ossila | Slaman, Martin | VU/F/BETA/N&S/FM | WN.UK14 | - |  |  |  | 1
EQ002969 |  | Active Gauge |  | Balzers dual gauge | Balzers | Slaman, Martin | VU/F/BETA/N&S/FM | WN.UK14 | - |  |  |  | 1
EQ002968 | 001191 | Ultrasonic Cleaner |  | Ultrasonic bath | Branson | Slaman, Martin | VU/F/BETA/N&S/FM | WN.UK14 | - |  |  |  | 1 | 3200
EQ002967 | 008639 | Power Supply |  | AJA 100 | AJA | Slaman, Martin | VU/F/BETA/N&S/FM | WN.UK14 | - |  |  |  | 1 | 100/300
EQ002966 |  | Dishwasher |  | Dishwasher | Etna | Slaman, Martin | VU/F/BETA/N&S/FM | WN.UK14 | - |  |  |  | 1
EQ002965 | 008637 | Network controller |  | MC2 Network Controller | AJA | Slaman, Martin | VU/F/BETA/N&S/FM | WN.UK14 | - |  |  |  | 1 | MC2
EQ002964 | 008638 | Pressure controller |  | PM-3 Pressure controller | VAT | Slaman, Martin | VU/F/BETA/N&S/FM | WN.UK14 | - |  |  |  | 1
EQ002963 |  | Motion Controller/Driver |  | XY Galvo scanner driver | VU | Stoop, Albert | VU/F/BETA/N&S/BMB | WN.TK30 | - |  |  |  | 1 | FC/APC 8deg
EQ002962 |  | Laser |  | Fiber coupled driver | VU | Stoop, Albert | VU/F/BETA/N&S/BMB | WN.TK30 | - |  |  |  | 1 | FC/APC 8deg
EQ002961 |  | Extension Cable |  | Extension Cable |  | Slaman, Martin | VU/F/BETA/N&S/FM | WN.UK14 | - |  |  |  | 1
EQ002960 |  | Light Source |  | SLD light source | Superlum | Stoop, Albert | VU/F/BETA/N&S/BMB | WN.TK30 | - |  |  |  | 1
EQ002959 |  | Photon Counter |  | Photon counting unit | VU | Stoop, Albert | VU/F/BETA/N&S/BMB | WN.TK30 | - |  |  |  | 1
EQ002958 | 005722 | Motion Controller/Driver |  | Galvo driver | VU | Stoop, Albert | VU/F/BETA/N&S/BMB | WN.TK30 | - |  |  |  | 1 | Mirror positioning driver
EQ002957 |  | Photon Counter |  | Photon counting unit | VU | Stoop, Albert | VU/F/BETA/N&S/BMB | WN.TK30 | - |  |  |  | 1
EQ002956 |  | Laser Controller Unit |  | MRU 1000 Air dryer | Coherent | Stoop, Albert | VU/F/BETA/N&S/BMB | WN.TK30 | - |  |  |  | 1
EQ002955 |  | Shutter Driver |  | Integral shutter driver | Femto Lasers | Stoop, Albert | VU/F/BETA/N&S/BMB | WN.TK30 | - |  |  |  | 1
EQ002954 |  | Cooling Unit |  | Melcor Solid state Cooler | Melcor | Stoop, Albert | VU/F/BETA/N&S/BMB | WN.TK30 | - |  |  |  | 1
EQ002953 |  | Cooling Unit |  | Melcor Solid state Cooler | Melcor | Stoop, Albert | VU/F/BETA/N&S/BMB | WN.TK30 | - |  |  |  | 1
EQ002952 |  | Optical Unit |  | PSEYE ocular interface | Photon Systems Instruments (PSI) | Stoop, Albert | VU/F/BETA/N&S/BMB | WN.TK30 | - |  |  |  | 1 | PSEYE ocular interface
EQ002951 |  | Computer Monitor |  | Computer monitor | Philips | Stoop, Albert | VU/F/BETA/N&S/BMB | WN.TK30 | - |  |  |  | 1
EQ002950 |  | Computer Monitor |  | Computer monitor | Dell | Stoop, Albert | VU/F/BETA/N&S/BMB | WN.TK30 | - |  |  |  | 1
EQ002949 |  | Computer Monitor |  | Computer monitor | Dell | Stoop, Albert | VU/F/BETA/N&S/BMB | WN.TK30 | - |  |  |  | 1
EQ002948 | SRS SR560 | Amplifier |  | Low-noise preamplifier | Stanford Research Systems (SRS) | Stoop, Albert | VU/F/BETA/N&S/BMB | WN.TK30 | - |  |  |  | 1 | SR560
EQ002947 |  | Power Supply |  | DC power supply | Hewlett Packard (HP) | Stoop, Albert | VU/F/BETA/N&S/BMB | WN.TK30 | - |  |  |  | 1 | E3620A
EQ002946 | 025592 | Temperature Control Module |  | Temperature controller | Thorlabs | Stoop, Albert | VU/F/BETA/N&S/BMB | WN.TK30 | - |  |  |  | 1 | TED200
EQ002945 |  | Generator |  | Function generator | BK Precision | Stoop, Albert | VU/F/BETA/N&S/BMB | WN.TK30 | - |  |  |  | 1 | 4079
EQ002944 |  | Temperature Control Module |  | Temperature controller | Thorlabs | Stoop, Albert | VU/F/BETA/N&S/BMB | WN.TK30 | - |  |  |  | 1 | TED350
EQ002943 |  | Laser |  | Fiber coupled laser source | Thorlabs | Stoop, Albert | VU/F/BETA/N&S/BMB | WN.TK30 | - |  |  |  | 1 | S1FC635
EQ002942 |  | Amplifier |  | PI piezoamplifier | PI | Stoop, Albert | VU/F/BETA/N&S/BMB | WN.TK30 | - |  |  |  | 1 | E665CR
EQ002941 |  | Transformer |  | Isolation transformer | Sedlbauer AG | Stoop, Albert | VU/F/BETA/N&S/BMB | WN.TK30 | - |  |  |  | 1 | PolyMIT 1000e
EQ002940 |  | Motion Controller/Driver |  | MCL nanodrive | Mad City Labs Inc. (MCL) | Stoop, Albert | VU/F/BETA/N&S/BMB | WN.TK30 | - |  |  |  | 1
EQ002939 |  | NAS |  | Thecus N7510 | Thecus | Stoop, Albert | VU/F/BETA/N&S/BMB | WN.TK30 | - |  |  |  | 1
EQ002938 | 006308 | Transfer System |  | PPM transmitter | VU | Stoop, Albert | VU/F/BETA/N&S/BMB | WN.TK30 | - |  |  |  | 1 | PPM, 2X PDT-R2-6R
EQ002937 |  | Optical Unit |  | Photon counting head | Hamamatsu | Stoop, Albert | VU/F/BETA/N&S/BMB | WN.TK30 | - |  |  |  | 1
EQ002936 |  | NAS |  | Thecus NAS | Thecus | Stoop, Albert | VU/F/BETA/N&S/BMB | WN.TK30 | - |  |  |  | 1
EQ002935 |  | Laser |  | Integral Laser | Femto Lasers | Stoop, Albert | VU/F/BETA/N&S/BMB | WN.TK30 | - |  |  |  | 1 | Integral Pro
EQ002934 |  | Computer Monitor |  | HP Monitor | Hewlett Packard (HP) | Stoop, Albert | VU/F/BETA/N&S/BMB | WN.TK30 | - |  |  |  | 1 | Zdisplay
EQ002933 | 006750 | Power Supply |  | PMT power supply | VU | Stoop, Albert | VU/F/BETA/N&S/BMB | WN.TK30 | - |  |  |  | 1 | 2010-268-01
EQ002932 |  | Laser Controller Unit |  | Laser Diode Controller | Thorlabs | Stoop, Albert | VU/F/BETA/N&S/BMB | WN.TK30 | - |  |  |  | 1 | LDC 220
EQ002931 |  | Temperature Control Module |  | Temperature controller | Thorlabs | Stoop, Albert | VU/F/BETA/N&S/BMB | WN.TK30 | - |  |  |  | 1 | TED350
EQ002930 |  | Motion Controller/Driver |  | Laser diode driver | Newport | Stoop, Albert | VU/F/BETA/N&S/BMB | WN.TK30 | - |  |  |  | 1 | 525B
EQ002929 |  | Cold light source |  | Microscope Light | Olympus | Stoop, Albert | VU/F/BETA/N&S/BMB | WN.TK30 | - |  |  |  | 1 | U-LH100L-3
EQ002928 |  | Power Supply |  | Microscope Light Power Supply | Olympus | Stoop, Albert | VU/F/BETA/N&S/BMB | WN.TK30 | - |  |  |  | 1 | TH4-200
EQ002927 |  | Laser |  | Tunable Ti:Saphirre Laser | Coherent | Stoop, Albert | VU/F/BETA/N&S/BMB | WN.TK30 | - |  |  |  | 1 | Chameleon
EQ002926 | HP452 | Computer |  | PC | Hewlett Packard (HP) | Stoop, Albert | VU/F/BETA/N&S/BMB | WN.TK30 | - |  |  |  | 1
EQ002925 |  | Microscope |  | Microscope | Olympus | Stoop, Albert | VU/F/BETA/N&S/BMB | WN.TK30 | - |  |  |  | 1 | IX71
EQ002924 |  | Microscope |  | Microscope | Olympus | Stoop, Albert | VU/F/BETA/N&S/BMB | WN.TK30 | - |  |  |  | 1 | IX71
EQ002923 |  | Motion Controller/Driver |  | Galvo Driver | VU | Stoop, Albert | VU/F/BETA/N&S/BMB | WN.TK30 | - |  |  |  | 1
EQ002922 | 008643 | Photoscanner |  | OFDI Galvo scanner | VU | Stoop, Albert | VU/F/BETA/N&S/BMB | WN.TK30 | - |  |  |  | 1 | 2012-2869-03
EQ002921 |  | Optical Unit |  | Photon Counter | VU | Stoop, Albert | VU/F/BETA/N&S/BMB | WN.TK30 | - |  |  |  | 1
EQ002920 |  | Optical Unit |  | Photon Counting Unit | VU | Stoop, Albert | VU/F/BETA/N&S/BMB | WN.TK30 | - |  |  |  | 1
EQ002919 |  | Splicer |  | Endface Prep Station | 3Sae | Stoop, Albert | VU/F/BETA/N&S/BMB | WN.TK30 | - |  |  |  | 1 | EPS II
EQ002918 |  | Frequency counter |  | Fixed frequency driver | VU | Stoop, Albert | VU/F/BETA/N&S/BMB | WN.TK30 | - |  |  |  | 1 | FFE-20/40-B1-F0.3/0.7-BPL-ERI
EQ002917 |  | Extension Cable |  | Extension Cable | Brennenstuhl | Stoop, Albert | VU/F/BETA/N&S/BMB | WN.TK30 | - |  |  |  | 1 | Super Solid
EQ002916 |  | Laser |  | Laser | Cinch | Stoop, Albert | VU/F/BETA/N&S/BMB | WN.TK30 | - |  |  |  | 1 | SL132120
EQ002915 |  | Computer |  | PC | Dell | Stoop, Albert | VU/F/BETA/N&S/BMB | WN.TK30 | - |  |  |  | 1 | Optiplex 3010
EQ002914 | 008939 | Power Supply |  | Power Supply | Ericsson | Stoop, Albert | VU/F/BETA/N&S/BMB | WN.TK30 | - |  |  |  | 1 | 42ST082
EQ002913 |  | Computer Monitor |  | Computer monitor | Dell | Stoop, Albert | VU/F/BETA/N&S/BMB | WN.TK30 | - |  |  |  | 1
EQ002912 |  | Laser Shaper |  | Glass Working Station | VU | Stoop, Albert | VU/F/BETA/N&S/BMB | WN.TK30 | - |  |  |  | 1 | LDS
EQ002911 |  | Computer Monitor |  | Computer Monitor | Dell | Stoop, Albert | VU/F/BETA/N&S/BMB | WN.TK30 | - |  |  |  | 1
EQ002910 | 021440; HP171 | Computer |  | PC | Hewlett Packard (HP) | Stoop, Albert | VU/F/BETA/N&S/BMB | WN.TK30 | - |  |  |  | 1 | xw4600 Workstation
EQ002909 | 668537 | Motion Controller/Driver |  | Picomotor driver | New Focus | Stoop, Albert | VU/F/BETA/N&S/BMB | WN.TK30 | - |  |  |  | 1
EQ002908 |  | Splicer |  | Fibre Splicer | Ericsson | Stoop, Albert | VU/F/BETA/N&S/BMB | WN.TK30 | - |  |  |  | 1 | FSU 975
EQ002907 |  | Motor driver |  | Brushless DC Motor Controller | Thorlabs | Stoop, Albert | VU/F/BETA/N&S/BMB | WN.TK30 | - |  |  |  | 1 | BBD202
EQ002906 |  | Workbench |  | Electric Work Bench | Luxvision | Stoop, Albert | VU/F/BETA/N&S/BMB | WN.TK30 | - |  |  |  | 1
EQ002905 | 668353 | Power Supply |  | microDMS-Multi | Boston micromachines | Stoop, Albert | VU/F/BETA/N&S/BMB | WN.TK30 | - |  |  |  | 1
EQ002904 |  | Unknown |  | ULE? | Acme | Stoop, Albert | VU/F/BETA/N&S/BMB | WN.TK30 | - |  |  |  | 1
EQ002903 | 012261 | Photoscanner |  | Resonant Scanner | Electro-Optical Products Inc (EOPC) | Stoop, Albert | VU/F/BETA/N&S/BMB | WN.TK30 | - |  |  |  | 1 | PLD:XYG
EQ002902 |  | Camera |  | Line scan camera | Atmel | Stoop, Albert | VU/F/BETA/N&S/BMB | WN.TK30 | - |  |  |  | 1 | M2
EQ002901 |  | Camera |  | Line scan camera | Atmel | Stoop, Albert | VU/F/BETA/N&S/BMB | WN.TK30 | - |  |  |  | 1 | M4
EQ002900 |  | Laser Controller Unit |  | Varia Tuneable Filter | NKT Photonics | Stoop, Albert | VU/F/BETA/N&S/BMB | WN.TK30 | - |  |  |  | 1 | A301-100-000 SuperK Varia
EQ002899 |  | Computer |  | PC | Dell | Stoop, Albert | VU/F/BETA/N&S/BMB | WN.TK30 | - |  |  |  | 1
EQ002898 |  | Extension Cable |  | Extension Cable |  | Stoop, Albert | VU/F/BETA/N&S/BMB | WN.TK30 | - |  |  |  | 1
EQ002897 |  | Camera |  | Digital CCD camera | Uniq | Stoop, Albert | VU/F/BETA/N&S/BMB | WN.TK30 | - |  |  |  | 1
EQ002896 |  | Motion Controller/Driver |  | Covega mount | Newport | Stoop, Albert | VU/F/BETA/N&S/BMB | WN.TK30 | - |  |  |  | 1 | 744
EQ002895 | 025591 | Amplifier |  | Amplifier?? | Elipar | Stoop, Albert | VU/F/BETA/N&S/BMB | WN.TK30 | - |  |  |  | 1
EQ002894 |  | Motion Controller/Driver |  | Laser diode driver | Newport | Stoop, Albert | VU/F/BETA/N&S/BMB | WN.TK30 | - |  |  |  | 1 | 505
EQ002893 | 006019 | Motion Controller/Driver |  | Polygon driver | VU | Stoop, Albert | VU/F/BETA/N&S/BMB | WN.TK30 | - |  |  |  | 1
EQ002892 | 006018 | Motion Controller/Driver |  | Polygon driver | VU | Stoop, Albert | VU/F/BETA/N&S/BMB | WN.TK30 | - |  |  |  | 1
EQ002891 | 006017 | Motion Controller/Driver |  | Polygon driver | VU | Stoop, Albert | VU/F/BETA/N&S/BMB | WN.TK30 | - |  |  |  | 1
EQ002890 | 006016 | Motion Controller/Driver |  | Polygon driver | VU | Stoop, Albert | VU/F/BETA/N&S/BMB | WN.TK30 | - |  |  |  | 1
EQ002889 |  | Optical Unit |  | Photon counting head | Hamamatsu | Stoop, Albert | VU/F/BETA/N&S/BMB | WN.TK30 | - |  |  |  | 1
EQ002888 | 006749 | Power Supply |  | PMT power supply | VU | Stoop, Albert | VU/F/BETA/N&S/BMB | WN.TK30 | - |  |  |  | 1 | 2010-2868-01
EQ002887 |  | Power Supply |  | DC power supply | GW Instek | Stoop, Albert | VU/F/BETA/N&S/BMB | WN.TK30 | - |  |  |  | 1 | GPR-30H10D
EQ002886 | 0001403972; 668344 | Amplifier |  | High voltage amplifier | New Focus | Stoop, Albert | VU/F/BETA/N&S/BMB | WN.TK30 | - |  |  |  | 1
EQ002885 |  | Temperature Control Module |  | SLD Current and temperature controller | Superlum | Stoop, Albert | VU/F/BETA/N&S/BMB | WN.TK30 | - |  |  |  | 1 | Pilot-2
EQ002884 |  | Laser |  | Laser driver | Covega | Stoop, Albert | VU/F/BETA/N&S/BMB | WN.TK30 | - |  |  |  | 1
EQ002883 |  | Amplifier |  | Differential amplifier | Warner | Stoop, Albert | VU/F/BETA/N&S/BMB | WN.TK30 | - |  |  |  | 1 | DP-301
EQ002882 |  | Laser |  | LSLO imager | VU | Stoop, Albert | VU/F/BETA/N&S/BMB | WN.TK30 | - |  |  |  | 1
EQ002881 | 007932 | Amplifier |  | Summing amplifier | VU | Stoop, Albert | VU/F/BETA/N&S/BMB | WN.TK30 | - |  |  |  | 1 | 2012-2869-01
EQ002880 |  | Extension Cable |  | Extension Cable |  | Stoop, Albert | VU/F/BETA/N&S/BMB | WN.TK30 | - |  |  |  | 1
EQ002879 | TFT1533 | Computer Monitor |  | Computer Monitor | Dell | Stoop, Albert | VU/F/BETA/N&S/BMB | WN.TK30 | - |  |  |  | 1
EQ002878 | TFT1254 | Computer Monitor |  | Computer Monitor | Hewlett Packard (HP) | Stoop, Albert | VU/F/BETA/N&S/BMB | WN.TK30 | - |  |  |  | 1 | HP Compaq LA2205wg
EQ002877 |  | Extension Cable |  | Extension Cable |  | Stoop, Albert | VU/F/BETA/N&S/BMB | WN.TK30 | - |  |  |  | 1
EQ002876 |  | Light Source |  | Lamp | Sunnex | Stoop, Albert | VU/F/BETA/N&S/BMB | WN.TK30 | - |  |  |  | 1 | Sunnex LS
EQ002875 |  | Light Source |  | Lamp | Sunnex | Stoop, Albert | VU/F/BETA/N&S/BMB | WN.TK30 | - |  |  |  | 1 | Sunnex LS
EQ002874 |  | Workbench |  | Electric Work Bench | VU | Stoop, Albert | VU/F/BETA/N&S/BMB | WN.TK30 | - |  |  |  | 1
EQ002873 |  | Extension Cable |  | Extension Cable |  | Stoop, Albert | VU/F/BETA/N&S/BMB | WN.TK30 | - |  |  |  | 1
EQ002872 |  | Computer |  | PC | Hewlett Packard (HP) | Stoop, Albert | VU/F/BETA/N&S/BMB | WN.TK30 | - |  |  |  | 1 | ZZ240
EQ002871 |  | Computer Monitor |  | Computer Monitor | Hewlett Packard (HP) | Stoop, Albert | VU/F/BETA/N&S/BMB | WN.TK30 | - |  |  |  | 1 | HP Compaq LA2205wg
EQ002870 | 061363 | Computer |  | PC | Supermicro | Stoop, Albert | VU/F/BETA/N&S/BMB | WN.TK30 | - |  |  |  | 1
EQ002869 |  | Extension Cable |  | Extension Cable | Digitus Professional | Stoop, Albert | VU/F/BETA/N&S/BMB | WN.TK30 | - |  |  |  | 1 | DN-95410
EQ002868 |  | Connecting Unit |  | Shielded Connecter Box | National Instruments | Stoop, Albert | VU/F/BETA/N&S/BMB | WN.TK30 | - |  |  |  | 1 | BNC-2110
EQ002867 |  | Connecting Unit |  | Shielded Connecter Box | National Instruments | Stoop, Albert | VU/F/BETA/N&S/BMB | WN.TK30 | - |  |  |  | 1 | BNC-2110
EQ002866 | 012394 | Transformer |  | Medical Isolation Transformer | Sedlbauer AG | Stoop, Albert | VU/F/BETA/N&S/BMB | WN.TK30 | - |  |  |  | 1 | polyMIT 1000e
EQ002865 |  | Power Supply |  | System Linear Power Supply | Thorlabs | Stoop, Albert | VU/F/BETA/N&S/BMB | WN.TK30 | - |  |  |  | 1 | GPS011
EQ002864 |  | Laser |  | Fiber Coupled Laser Source | Thorlabs | Stoop, Albert | VU/F/BETA/N&S/BMB | WN.TK30 | - |  |  |  | 1 | S1FC1310
EQ002863 | TK30-008 | Computer Monitor |  | Computer Monitor | Dell | Stoop, Albert | VU/F/BETA/N&S/BMB | WN.TK30 | - |  |  |  | 1
EQ002862 |  | Transformer |  | Medical Isolation Transformer | Sedlbauer AG | Stoop, Albert | VU/F/BETA/N&S/BMB | WN.TK30 | - |  |  |  | 1 | polyMIT 1000e
EQ002861 |  | Laser Controller Unit |  | Mems-Vcsel Source Engine | Thorlabs | Stoop, Albert | VU/F/BETA/N&S/BMB | WN.TK30 | - |  | 2024-03-01 00:00:00 |  | 1 | SL13 Series
EQ002860 | 2018-2869-04 | Motion Controller/Driver |  | Esophogus Motor Driver | Elektronica Bèta | Stoop, Albert | VU/F/BETA/N&S/BMB | WN.TK30 | - |  | 2023-06-13 00:00:00 |  | 1
EQ002859 |  | Motion Controller/Driver |  | Endoscope Motor Driver | VU | Stoop, Albert | VU/F/BETA/N&S/BMB | WN.TK30 | - |  |  |  | 1 | 2017-2669-1
EQ002858 |  | Laser Controller Unit |  | Mems-Vcsel Source Engine | Thorlabs | Stoop, Albert | VU/F/BETA/N&S/BMB | WN.TK30 | - |  |  |  | 1 | SL13 Series
EQ002857 |  | Computer |  | PC | Supermicro | Stoop, Albert | VU/F/BETA/N&S/BMB | WN.TK30 | - |  |  |  | 1
EQ002856 |  | Power Supply |  | Current Limited Power Supply | New Focus | Stoop, Albert | VU/F/BETA/N&S/BMB | WN.TK30 | - |  |  |  | 1 | +15
EQ002855 |  | Computer Monitor |  | Computer Monitor | Hewlett Packard (HP) | Stoop, Albert | VU/F/BETA/N&S/BMB | WN.TK30 | - |  |  |  | 1 | HP Compaq LA2306x
EQ002854 |  | Light Source |  | LED Strip | Auer | Stoop, Albert | VU/F/BETA/N&S/BMB | WN.TK30 | - |  |  |  | 1 | ILL42
EQ002853 |  | Laser |  | Laser Diode | Sacher Lasertechnik | Stoop, Albert | VU/F/BETA/N&S/BMB | WN.TK30 | - |  |  |  | 1 | TEC 300
EQ002852 |  | Laser Controller Unit |  | Laser Diode Controller | Sacher Lasertechnik | Stoop, Albert | VU/F/BETA/N&S/BMB | WN.TK30 | - |  |  |  | 1 | PilotPC 4000
EQ002851 |  | Extension Cable |  | Extension Cable |  | Stoop, Albert | VU/F/BETA/N&S/BMB | WN.TK30 | - |  |  |  | 1
EQ002850 |  | Computer |  | PC | Hewlett Packard (HP) | Stoop, Albert | VU/F/BETA/N&S/BMB | WN.TK30 | - |  |  |  | 1
EQ002849 | PC054102 | Computer |  | PC | Supermicro | Stoop, Albert | VU/F/BETA/N&S/BMB | WN.TK30 | - |  |  |  | 1
EQ002848 |  | Laser Shaper |  | Pulse Generator | Avtech | Stoop, Albert | VU/F/BETA/N&S/BMB | WN.TK30 | - |  |  |  | 1 | 112A-PS-R5
EQ002847 |  | Radio |  | AM/FM Stereo Receiver | Kenwood | Stoop, Albert | VU/F/BETA/N&S/BMB | WN.TK30 | - |  |  |  | 1 | 104AR
EQ002846 |  | Extension Cable |  | Extension Cable |  | Stoop, Albert | VU/F/BETA/N&S/BMB | WN.TK30 | - |  |  |  | 1
EQ002845 |  | Laser Controller Unit |  | Swept Source Engine | Thorlabs | Stoop, Albert | VU/F/BETA/N&S/BMB | WN.TK30 | - |  |  |  | 1
EQ002844 |  | Laser |  | Fiber Coupled Laser Source | Thorlabs | Stoop, Albert | VU/F/BETA/N&S/BMB | WN.TK30 | - |  |  |  | 1 | S1FC780
EQ002843 |  | Computer |  | PC | Dell | Stoop, Albert | VU/F/BETA/N&S/BMB | WN.TK30 | - |  |  |  | 1
EQ002842 |  | Connecting Unit |  | Shielded Connecter Box | National Instruments | Stoop, Albert | VU/F/BETA/N&S/BMB | WN.TK30 | - |  |  |  | 1 | BNC-2110
EQ002841 |  | Light Source |  | LED Strip | Auer | Stoop, Albert | VU/F/BETA/N&S/BMB | WN.TK30 | - |  |  |  | 1 | ILL42
EQ002840 |  | Extension Cable |  | Extension Cable | Brennenstuhl | Stoop, Albert | VU/F/BETA/N&S/BMB | WN.TK30 | - |  |  |  | 1 | Super Solid
EQ002839 |  | Microscope |  | Microscope | Carl Zeiss | Stoop, Albert | VU/F/BETA/N&S/BMB | WN.TK30 | - |  |  |  | 1 | Axioscop 2: FS plus
EQ002838 | 009064 | Photoscanner |  | Eye Galvo Scanner | VU | Stoop, Albert | VU/F/BETA/N&S/BMB | WN.TK30 | - |  |  |  | 1
EQ002837 | 010987 | Laser Controller Unit |  | Relay Card | VU | Stoop, Albert | VU/F/BETA/N&S/BMB | WN.TK30 | - |  |  |  | 1 | K8090
EQ002836 |  | Computer |  | PC | Hewlett Packard (HP) | Stoop, Albert | VU/F/BETA/N&S/BMB | WN.TK30 | - |  |  |  | 1 | Z400
EQ002835 |  | Computer Monitor |  | Computer Monitor | Hewlett Packard (HP) | Stoop, Albert | VU/F/BETA/N&S/BMB | WN.TK30 | - |  |  |  | 1 | HP Compaq LA2205wg
EQ002834 |  | Computer |  | PC | Hewlett Packard (HP) | Stoop, Albert | VU/F/BETA/N&S/BMB | WN.TK30 | - |  |  |  | 1 | Z440
EQ002833 |  | Extension Cable |  | Extension Cable |  | Stoop, Albert | VU/F/BETA/N&S/BMB | WN.TK30 | - |  |  |  | 1
EQ002832 |  | Extension Cable |  | Extension Cable |  | Stoop, Albert | VU/F/BETA/N&S/BMB | WN.TK30 | - |  |  |  | 1
EQ002831 |  | Extension Cable |  | Extension Cable |  | Stoop, Albert | VU/F/BETA/N&S/BMB | WN.TK30 | - |  |  |  | 1
EQ002830 |  | Optical Unit |  | Clinical Imaging System | VU | Stoop, Albert | VU/F/BETA/N&S/BMB | IMC.ZH4H321 | - |  |  |  | 1
EQ002829 |  | Transformer |  | Medical Isolation Transformer | Sedlbauer AG | Stoop, Albert | VU/F/BETA/N&S/BMB | IMC.ZH4H321 | - |  |  |  | 1 | polyMIT 1000e
EQ002828 |  | Computer |  | Custom Build PC | Supermicro | Stoop, Albert | VU/F/BETA/N&S/BMB | IMC.ZH4H321 | - |  |  |  | 1
EQ002827 |  | Computer Monitor |  | Computer Monitor | Hewlett Packard (HP) | Stoop, Albert | VU/F/BETA/N&S/BMB | IMC.ZH4H321 | - |  |  |  | 1 | HP Compaq LA2205wg
EQ002826 |  | Computer Monitor |  | Computer Monitor | Hewlett Packard (HP) | Stoop, Albert | VU/F/BETA/N&S/BMB | IMC.ZH4H321 | - |  |  |  | 1 | Elite Display E240c
EQ002825 |  | Power Supply |  | Current Limited Power Supply | New Focus | Stoop, Albert | VU/F/BETA/N&S/BMB | IMC.ZH4H321 | - |  |  |  | 1 | +15
EQ002824 |  | Laser Controller Unit |  | Wideband Swept Laser Engine | AXSUN Technologies | Stoop, Albert | VU/F/BETA/N&S/BMB | IMC.ZH4H321 | - |  |  |  | 1 | SSOCT
EQ002823 | TFT1893 | Computer Monitor |  | Computer Monitor | Hewlett Packard (HP) | Stoop, Albert | VU/F/BETA/N&S/BMB | WN.TK30 | - |  |  |  | 1
EQ002822 |  | Speakers |  | Speakers | Logitech | Stoop, Albert | VU/F/BETA/N&S/BMB | WN.TK30 | - |  |  |  | 1
EQ002821 |  | Power Supply |  | DC Power Supply | Hewlett Packard (HP) | Stoop, Albert | VU/F/BETA/N&S/BMB | WN.TK30 | - |  |  |  | 1 | E3620A
EQ002820 |  | Laser Controller Unit |  | Wideband Swept Laser Engine | AXSUN Technologies | Stoop, Albert | VU/F/BETA/N&S/BMB | WN.TK30 | - |  |  |  | 1 | SSOCT
EQ002819 | NOVA-II - N-179 | Power/Energy Meter |  | Ophir Laser Power Meter | Ophir | Stoop, Albert | VU/F/BETA/N&S/BMB | WN.N179 | - |  |  |  | 1 | Nova II
EQ002818 |  | Oscilloscope |  | Digital Oscilloscope | Rigol | Stoop, Albert | VU/F/BETA/N&S/BMB | WN.TK30 | - |  |  |  | 1 | DS7054
EQ002817 |  | Computer Monitor |  | Computer Monitor | IBM | Stoop, Albert | VU/F/BETA/N&S/BMB | WN.TK30 | - |  |  |  | 1 | BK
EQ002816 |  | Laser Controller Unit |  | Wideband Swept Laser Engine | AXSUN Technologies | Stoop, Albert | VU/F/BETA/N&S/BMB | WN.TK30 | - |  |  |  | 1
EQ002815 |  | Transformer |  | Medical Isolation Transformer | Sedlbauer AG | Stoop, Albert | VU/F/BETA/N&S/BMB | WN.TK30 | - |  |  |  | 1 | polyMIT 1000e
EQ002814 |  | Computer |  | Custom Build PC | Supermicro | Stoop, Albert | VU/F/BETA/N&S/BMB | WN.TK30 | - |  |  |  | 1
EQ002813 | 2017-2669-1 | Medical Apparatus |  | Endoscope Motor Driver | Elektronica Bèta | Stoop, Albert | VU/F/BETA/N&S/BMB | WN.TK30 | - |  |  |  | 1 | 2017-2669-1
EQ002812 | 008194 | Motion Controller/Driver |  | XY Galvo Scanner Driver | VU | Stoop, Albert | VU/F/BETA/N&S/BMB | WN.TK30 | - |  |  |  | 1 | 2011-2868-03
EQ002811 |  | Power Supply |  | Current Limited Power Supply | New Focus | Stoop, Albert | VU/F/BETA/N&S/BMB | WN.TK30 | - |  |  |  | 1 | +15
EQ002810 | TFT1389 | Computer Monitor |  | Computer Monitor | Hewlett Packard (HP) | Stoop, Albert | VU/F/BETA/N&S/BMB | WN.TK30 | - |  |  |  | 1 | HP Compaq LA2205wg
EQ002809 |  | Vacuum Pump |  | Vacuum pump | Micropump | Postma, O | VU/F/BETA/AW | WN.F014 | - |  |  |  | 1 | BLDC58211
EQ002808 |  | Vacuum Pump |  | Vacuum pump | Micropump | Postma, O | VU/F/BETA/AW | WN.F014 | - |  |  |  | 1 | BLDC58211
EQ002807 |  | Vacuum Pump |  | Vacuum pump | Pfeiffer | Postma, O | VU/F/BETA/AW | WN.F014 | - |  |  |  | 1 | D-35614 Assiar
EQ002806 | 005005 | Vacuum Pump |  | Vacuum pump | Pfeiffer | Postma, O | VU/F/BETA/AW | WN.F014 | - |  |  |  | 1
EQ002805 |  | Pressure controller |  | Pressure sensor | Edwards | Postma, O | VU/F/BETA/AW | WN.F014 | - |  |  |  | 1 | 600AB TRANS 1000MB MINI-CF
EQ002804 |  | Pressure controller |  | Pressure sensor | Edwards | Postma, O | VU/F/BETA/AW | WN.F014 | - |  |  |  | 1 | 600AB TRANS 1000TR NW-16
EQ002803 |  | Balance |  | Scale | VWR | Roda Boluda, Duna Caterina | VU/F/BETA/AW | WN.M344 | - |  |  |  | 1 | SE 2201
EQ002802 |  | Oven |  | Oven | Memmert | Roda Boluda, Duna Caterina | VU/F/BETA/AW | WN.M344 | - |  |  |  | 1 | UF260
EQ002801 |  | Kettle |  | Kettle | Philips | Roda Boluda, Duna Caterina | VU/F/BETA/AW | WN.M344 | - |  |  |  | 1 | HD 4646
EQ002800 |  | Extension Cable |  | Extension cable | VU | Roda Boluda, Duna Caterina | VU/F/BETA/AW | WN.M344 | - |  |  |  | 1
EQ002799 |  | Electromantle |  | Spill-proof electromantle | Electrothermal | Roda Boluda, Duna Caterina | VU/F/BETA/AW | WN.M344 | - |  |  |  | 1 | EMX1000/SCE
EQ002798 |  | Electromantle |  | Spill-proof electromantle | Electrothermal | Roda Boluda, Duna Caterina | VU/F/BETA/AW | WN.M344 | - |  |  |  | 1 | EMX1000/SCE
EQ002797 |  | Electromantle |  | Spill-proof electromantle | Electrothermal | Roda Boluda, Duna Caterina | VU/F/BETA/AW | WN.M344 | - |  |  |  | 1 | EMX1000/SCE
EQ002796 |  | Electromantle |  | Spill-proof electromantle | Electrothermal | Roda Boluda, Duna Caterina | VU/F/BETA/AW | WN.M344 | - |  |  |  | 1 | EMX1000/SCE
EQ002795 |  | Shaker/Mixer |  | Shaker | Edmund Bühler | Roda Boluda, Duna Caterina | VU/F/BETA/AW | WN.M344 | - |  |  |  | 1 | SM-30
EQ002794 |  | Vortex |  | Digital vortex mixer | VWR | Lubbe, Jeroen van der | VU/F/BETA/AW | WN.M344 | - |  |  |  | 1 | Vortex-Genie 2
EQ002793 |  | Water Bath |  | Water bath | Bransonic | Lubbe, Jeroen van der | VU/F/BETA/AW | WN.M344 | - |  |  |  | 1 | 321
EQ002792 |  | Climate Chamber |  | Air cleaner | Interflow | Postma, O | VU/F/BETA/AW | WN.F014 | - |  |  |  | 1
EQ002791 | 006952 | Extension Cable |  | Extension cable | VU | Postma, O | VU/F/BETA/AW | WN.F014 | - |  |  |  | 1
EQ002790 | VU-TD-WN.P121 | Dehumidifier |  | Dehumidifier | Eurom | Postma, O | VU/F/BETA/AW | WN.F014 | - |  |  |  | 1 | DryBest 20
EQ002789 | 008009 | Camera controller |  | Camera controller | Lauda | Postma, O | VU/F/BETA/AW | WN.F014 | - |  |  |  | 1 | RLS
EQ002788 |  | Thermostat |  | Thermostat | Lauda | Postma, O | VU/F/BETA/AW | WN.F014 | - |  |  |  | 1 | XT 150
EQ002787 |  | Pump Controller |  | Vacuum controller | Leybold | Postma, O | VU/F/BETA/AW | WN.F014 | - |  |  |  | 1 | Thermovac TM201S2
EQ002786 | 020163 | Computer Monitor |  | Computer tower | Dell | Postma, O | VU/F/BETA/AW | WN.F014 | - |  |  |  | 1 | XP home edition
EQ002785 | 022916 | Computer Monitor |  | Computer monitor | Dell | Postma, O | VU/F/BETA/AW | WN.F014 | - |  |  |  | 1
EQ002784 | 007378 | Temperature Control Module |  | ExpoMars temperature controller | VU | Postma, O | VU/F/BETA/AW | WN.F014 | - |  |  |  | 1
EQ002783 | 006633 | Temperature Control Module |  | CO2/ temperature controller | VU | Postma, O | VU/F/BETA/AW | WN.F014 | - |  |  |  | 1 | 6633
EQ002782 | 006632 | Pump Controller |  | PIC I/O controller | VU | Postma, O | VU/F/BETA/AW | WN.F014 | - |  |  |  | 1 | 6632
EQ002781 | 006635 | Pump Controller |  | Vacuum pump controller | Edwards | Postma, O | VU/F/BETA/AW | WN.F014 | - |  |  |  | 1 | 1575
EQ002780 | 004911 | Pump Controller |  | Vacuum pump controller | Pfeiffer | Postma, O | VU/F/BETA/AW | WN.F014 | - |  |  |  | 1 | Dual Gauge
EQ002779 | 006634 | Pump Controller |  | Vacuum pump controller | Pfeiffer | Postma, O | VU/F/BETA/AW | WN.F014 | - |  |  |  | 1 | DCU 100
EQ002778 | 006636 | Spectrometer Controller |  | XYZ Stage controller | VU | Postma, O | VU/F/BETA/AW | WN.F014 | - |  |  |  | 1
EQ002777 |  | Data Acquisition Instrument |  | USB DAQ | VU | Postma, O | VU/F/BETA/AW | WN.F014 | - |  |  |  | 1
EQ002776 | 006629 | Extension Cable |  | Extension cable | VU | Postma, O | VU/F/BETA/AW | WN.F014 | - |  |  |  | 1
EQ002775 | 004965 | Vacuum Pump |  | Vacuum pump | VU | Postma, O | VU/F/BETA/AW | WN.F014 | - |  |  |  | 1
EQ002774 | 004912 | Vacuum Pump |  | Vacuum pump | VU | Postma, O | VU/F/BETA/AW | WN.F014 | - |  |  |  | 1
EQ002773 |  | Vacuum Pump |  | Filter pump | Eheim | Koornneef, JM | VU/F/BETA/AW | WN.EK37 | - |  |  |  | 1
EQ002772 | G 5216-21A 001 | Fridge |  | Fridge | Liebherr | Davies, Gareth | VU/F/BETA/AW | WN.EK37 | - |  |  |  | 1
EQ002771 |  | Climate Chamber |  | Filament bakeout device | Thermo Fisher Scientific | Koornneef, JM | VU/F/BETA/AW | WN.EK37 | - |  |  |  | 1
EQ002770 |  | Climate Chamber |  | Air cleaner | Interflow | Koornneef, JM | VU/F/BETA/AW | WN.EK37 | - |  |  |  | 1
EQ002769 |  | Vacuum Pump |  | Vacuum pump | Leybold | Koornneef, JM | VU/F/BETA/AW | WN.EK37 | - |  |  |  | 1 | AF 4-8
EQ002768 |  | Vacuum Pump |  | Vacuum pump | Pfeiffer | Koornneef, JM | VU/F/BETA/AW | WN.EK37 | - |  |  |  | 1 | AC1 PH-MTR
EQ002767 |  | Hot Plate |  | Heating plate | Schott | Koornneef, JM | VU/F/BETA/AW | WN.EK37 | - |  |  |  | 1
EQ002766 | 011408 | Hot Plate |  | Heating plate | Schott | Koornneef, JM | VU/F/BETA/AW | WN.EK37 | - |  |  |  | 1
EQ002765 | 004529 | Extension Cable |  | Extension plug | VU | Koornneef, JM | VU/F/BETA/AW | WN.EK37 | - |  |  |  | 1
EQ002764 |  | Oven |  | Oven | Heraeus | Koornneef, JM | VU/F/BETA/AW | WN.EK37 | - |  |  |  | 1 | VT 6060 P
EQ002763 |  | Radio |  | Radio | Pacific | Koornneef, JM | VU/F/BETA/AW | WN.EK37 | - |  |  |  | 1
EQ002762 |  | Magnifier Lamp |  | Magnifier lamp | Ledu | Koornneef, JM | VU/F/BETA/AW | WN.EK37 | - |  |  |  | 1 | 271
EQ002761 |  | Power Supply |  | Welding head | Unitek | Koornneef, JM | VU/F/BETA/AW | WN.EK37 | - |  |  |  | 1 | Weldmatic 1037
EQ002760 |  | Power Supply |  | Power supply | Unitek | Koornneef, JM | VU/F/BETA/AW | WN.EK37 | - |  |  |  | 1 | Weldmatic 60 1-164-02
EQ002759 |  | Adapter |  | test ls |  | Leeuwe, Koos van | VU/F/FGB | AC.10N16 | - |  |  |  | 1
EQ002758 |  | Oven |  | Phoenix Oven | Phoenix | Vroon, PZ | VU/F/BETA/AW | WN.EK29 | - |  |  |  | 1 | Alpha 1
EQ002757 |  | Oven |  | Heraeus Oven | Heraeus | Vroon, PZ | VU/F/BETA/AW | WN.EK29 | - |  |  |  | 1 | T 6
EQ002756 | 008560 | Oven |  | Heraeus Oven | Heraeus | Vroon, PZ | VU/F/BETA/AW | WN.EK29 | - |  |  |  | 1 | KM 170
EQ002755 |  | Oven |  | Heraeus Oven | Heraeus | Vroon, PZ | VU/F/BETA/AW | WN.EK29 | - |  |  |  | 1 | T 5025
EQ002754 |  | Ultrasonic Cleaner |  | Ultrasonic Cleaner | Bransonic | Vroon, PZ | VU/F/BETA/AW | WN.EK29 | - |  |  |  | 1 | 2510E-MT
EQ002753 | 011900 | Shaker/Mixer |  | Spex Mixer | Spex | Vroon, PZ | VU/F/BETA/AW | WN.EK29 | - |  |  |  | 1 | 8000M
EQ002752 | 009078 | Sample Preparation Unit |  | Spex X-Press | Spex | Vroon, PZ | VU/F/BETA/AW | WN.EK29 | - |  |  |  | 1 | X-Press 3624
EQ002751 |  | Balance |  | Sartorius Balance | Sartorius | Vroon, PZ | VU/F/BETA/AW | WN.EK29 | - |  |  |  | 1 | Acculab VIC-212
EQ002750 |  | Sample Preparation Unit |  | PANalytical Fuser | PANalytical | Vroon, PZ | VU/F/BETA/AW | WN.EK29 | - |  |  |  | 1 | Eagon2/9430 047 00001
EQ002749 |  | Label Writer |  | Zebra Printer | Zebra | Vroon, PZ | VU/F/BETA/AW | WN.EK29 | - |  |  |  | 1 | ZT230
EQ002748 |  | Balance |  | Mettler Balance | Mettler (Toledo) | Vroon, PZ | VU/F/BETA/AW | WN.EK29 | - |  |  |  | 1 | AG245
EQ002747 |  | Balance |  | Sartorius Balance | Sartorius | Vroon, PZ | VU/F/BETA/AW | WN.EK29 | - |  |  |  | 1 | AC210S
EQ002746 |  | Vacuum Cleaner |  | Vacuum Cleaner | Metabo | Lacet, Bouke | VU/F/BETA/AW | WN.EK-21 | - |  |  |  | 1 | ASA 9001
EQ002745 |  | Saw |  | Diamond Saw | Diamant Boart | Lacet, Bouke | VU/F/BETA/AW | WN.EK-21 | - |  |  |  | 1 | PTM 400
EQ002744 |  | Drill |  | matheys Drill | matheys | Lacet, Bouke | VU/F/BETA/AW | WN.EK-21 | - |  |  |  | 1
EQ002743 | F054-001 | Spectrometer |  | PANalytical XRF | PANalytical | Vroon, PZ | VU/F/BETA/AW | WN.F054 | - |  |  |  | 1 | Axios mAX PW4400/40
EQ002742 |  | Printer |  | Brother Printer | Brother | Vroon, PZ | VU/F/BETA/AW | WN.F054 | - |  |  |  | 1 | DCP-7045N
EQ002741 |  | Computer |  | Dell Computer | Dell | Vroon, PZ | VU/F/BETA/AW | WN.F054 | - |  |  |  | 1 | Optiplex 7040
EQ002740 | 029321 | Computer Monitor |  | HP Computer Monitor | Hewlett Packard (HP) | Vroon, PZ | VU/F/BETA/AW | WN.F054 | - |  |  |  | 1 | EliteDisplay E271i
EQ002739 |  | Extension Cable |  | Extension Cable | VU | Davies, Gareth | VU/F/BETA/AW | WN.E044 | - |  |  |  | 1
EQ002738 |  | Extension Cable |  | Extension Cable | VU | Davies, Gareth | VU/F/BETA/AW | WN.E044 | - |  |  |  | 1
EQ002737 |  | Printer |  | Brother Printer | Brother | Davies, Gareth | VU/F/BETA/AW | WN.E044 | - |  |  |  | 1 | MFC-7440n
EQ002736 |  | Computer |  | HP Computer | Hewlett Packard (HP) | Davies, Gareth | VU/F/BETA/AW | WN.E044 | - |  |  |  | 1 | Compaq dc7800 SFF
EQ002735 | MON08-024 | Computer Monitor |  | HP Computer Monitor | Hewlett Packard (HP) | Davies, Gareth | VU/F/BETA/AW | WN.E044 | - |  |  |  | 1 | HP 1740
EQ002734 | 049071 | Computer |  | Dell Computer | Dell | Davies, Gareth | VU/F/BETA/AW | WN.E044 | - |  |  |  | 1 | Optiplex 3060 Micro
EQ002733 |  | Computer Monitor |  | Dell Computer Monitor | Dell | Davies, Gareth | VU/F/BETA/AW | WN.E044 | - |  |  |  | 1 | REV A00 CM-2
EQ002732 |  | Computer |  | Dell Computer | Dell | Davies, Gareth | VU/F/BETA/AW | WN.E044 | - |  |  |  | 1 | Optiplex 960
EQ002731 | 054458 | Computer |  | Dell Computer | Dell | Davies, Gareth | VU/F/BETA/AW | WN.E044 | - |  |  |  | 1 | Optiplex 3070
EQ002730 |  | Computer Monitor |  | Dell Computer Monitor | Dell | Davies, Gareth | VU/F/BETA/AW | WN.E044 | - |  |  |  | 1 | UP3017
EQ002729 | MON04-055 | Computer Monitor |  | Dell Computer Monitor | Dell | Davies, Gareth | VU/F/BETA/AW | WN.E044 | - |  |  |  | 1 | REV A00 CM-2
EQ002728 |  | Vacuum Pump |  | Edwards Vacuum Pump | Edwards | Davies, Gareth | VU/F/BETA/AW | WN.E044 | - |  |  |  | 1 | XDS5
EQ002727 |  | Cooling Unit |  | Thermo Water Cooling Unit | Thermo Fisher Scientific | Davies, Gareth | VU/F/BETA/AW | WN.E044 | - |  |  |  | 1 | ThermoFlex1400
EQ002726 |  | Mass Spectrometer |  | Triton Plus Mass Spectrometer | Thermo Fisher Scientific | Davies, Gareth | VU/F/BETA/AW | WN.E044 | - |  |  |  | 1 | Triton Plus
EQ002725 |  | Radio |  | Philips Radio System | Philips | Davies, Gareth | VU/F/BETA/AW | WN.E044 | - |  |  |  | 1 | AZ9040
EQ002724 |  | External Hard Disk |  | Philips External Hard Disk | Philips | Davies, Gareth | VU/F/BETA/AW | WN.E044 | - |  |  |  | 1 | SPE3051CC/00
EQ002723 |  | Computer Monitor |  | Fujitsu Computer Monitor | Siemens | Davies, Gareth | VU/F/BETA/AW | WN.E044 | - |  |  |  | 1 | L9ZA
EQ002722 |  | Computer Monitor |  | Fujitsu Computer Monitor | Siemens | Davies, Gareth | VU/F/BETA/AW | WN.E044 | - |  |  |  | 1 | L9ZA
EQ002721 |  | Computer |  | HP Computer | Hewlett Packard (HP) | Davies, Gareth | VU/F/BETA/AW | WN.E044 | - |  |  |  | 1 | Compaq dc7800 CMT
EQ002720 | 019607 | Computer |  | HP Computer | Hewlett Packard (HP) | Davies, Gareth | VU/F/BETA/AW | WN.E044 | - |  |  |  | 1 | Compaq dc7800p CMT
EQ002719 |  | Mass Spectrometer |  | Finnigan Mass Spectrometer | ThermoQuest Finnigan | Davies, Gareth | VU/F/BETA/AW | WN.E044 | - |  |  |  | 1 | MAT 262
EQ002718 |  | Frequency counter |  | Agilent Frequency Counter | Agilent | Davies, Gareth | VU/F/BETA/AW | WN.E044 | - |  |  |  | 1 | 53131A
EQ002717 | 012346 | Cooling Unit |  | Water Cooling Unit | VU | Davies, Gareth | VU/F/BETA/AW | WN.E044 | - |  |  |  | 1
EQ002716 |  | Laminar Air Flow Cabinet |  | Laminar Air Flow Unit | Interflow | Davies, Gareth | VU/F/BETA/AW | WN.E044 | - |  |  |  | 1
EQ002715 |  | Laminar Air Flow Cabinet |  | Laminar Air Flow Unit | Interflow | Davies, Gareth | VU/F/BETA/AW | WN.E044 | - |  |  |  | 1
EQ002714 |  | Power Supply |  | Varian Power Supply | Varian (Agilent) | Davies, Gareth | VU/F/BETA/AW | WN.E044 | - |  |  |  | 1
EQ002713 | 012346 | Power Supply |  | Voltcraft Power Supply | Voltcraft | Davies, Gareth | VU/F/BETA/AW | WN.E044 | - |  |  |  | 1 | R1.5 CPPS-160-42
EQ002712 |  | Microscope |  | Zeiss Microscope | Carl Zeiss | Brouwer, Fraukje | VU/F/BETA/AW | WN.F201 | - |  |  |  | 1 | Standard 25 Pol
EQ002711 |  | Microscope |  | Zeiss Microscope | Carl Zeiss | Brouwer, Fraukje | VU/F/BETA/AW | WN.F201 | - |  |  |  | 1 | Standard 25 Pol
EQ002710 |  | Microscope |  | Zeiss Microscope | Carl Zeiss | Brouwer, Fraukje | VU/F/BETA/AW | WN.F201 | - |  |  |  | 1 | Standard 25 Pol
EQ002709 |  | Microscope |  | Zeiss Microscope | Carl Zeiss | Brouwer, Fraukje | VU/F/BETA/AW | WN.F201 | - |  |  |  | 1 | Standard 25 Pol
EQ002708 |  | Microscope |  | Zeiss Microscope | Carl Zeiss | Brouwer, Fraukje | VU/F/BETA/AW | WN.F201 | - |  |  |  | 1 | Standard 25 Pol
EQ002707 |  | Microscope |  | Zeiss Microscope | Carl Zeiss | Brouwer, Fraukje | VU/F/BETA/AW | WN.F201 | - |  |  |  | 1 | Standard 25 Pol
EQ002706 |  | Microscope |  | Zeiss Microscope | Carl Zeiss | Brouwer, Fraukje | VU/F/BETA/AW | WN.F201 | - |  |  |  | 1 | Standard 25 Pol
EQ002705 |  | Microscope |  | Zeiss Microscope | Carl Zeiss | Brouwer, Fraukje | VU/F/BETA/AW | WN.F201 | - |  |  |  | 1 | Standard 25 Pol
EQ002704 |  | Microscope |  | Zeiss Microscope | Carl Zeiss | Brouwer, Fraukje | VU/F/BETA/AW | WN.F201 | - |  |  |  | 1 | Standard 25 Pol
EQ002703 |  | Microscope |  | Zeiss Microscope | Carl Zeiss | Brouwer, Fraukje | VU/F/BETA/AW | WN.F201 | - |  |  |  | 1 | Standard 25 Pol
EQ002702 |  | Microscope |  | Zeiss Microscope | Carl Zeiss | Brouwer, Fraukje | VU/F/BETA/AW | WN.F201 | - |  |  |  | 1 | Standard 25 Pol
EQ002701 | PC10-052 | Computer |  | HP Computer | Hewlett Packard (HP) | Brouwer, Fraukje | VU/F/BETA/AW | WN.F201 | - |  |  |  | 1 | Compaq 8000 Elite Small Form Factor
EQ002700 |  | Projector |  | none | Epson | Brouwer, Fraukje | VU/F/BETA/AW | WN.F201 | - |  |  |  | 0 | EB-460 H343B
EQ002699 |  | Projector |  | Epson Beamer | Epson | Brouwer, Fraukje | VU/F/BETA/AW | WN.F201 | - |  |  |  | 1 | EB-460 H343B
EQ002698 |  | Smartboard |  | Linak Smartboard | Linak | Brouwer, Fraukje | VU/F/BETA/AW | WN.F201 | - |  |  |  | 1 | Smartboard 600
EQ002697 |  | Computer |  | HP Computer | Hewlett Packard (HP) | Brouwer, Fraukje | VU/F/BETA/AW | WN.F201 | - |  |  |  | 1 | Compaq 8000 Elite Ultra-Slim
EQ002696 |  | Extension Cable |  | Extension Cable | VU | Brouwer, Fraukje | VU/F/BETA/AW | WN.F201B | - |  |  |  | 1
EQ002695 | 011088 | Extension Cable |  | Extension Cable | VU | Brouwer, Fraukje | VU/F/BETA/AW | WN.F201B | - |  |  |  | 1
EQ002694 | 011087 | Extension Cable |  | Extension Cable | VU | Brouwer, Fraukje | VU/F/BETA/AW | WN.F201B | - |  |  |  | 1
EQ002693 |  | Extension Cable |  | Extension Cable | VU | Brouwer, Fraukje | VU/F/BETA/AW | WN.F201B | - |  |  |  | 1
EQ002692 |  | Extension Cable |  | Extension Cable | VU | Brouwer, Fraukje | VU/F/BETA/AW | WN.F201B | - |  |  |  | 1
EQ002691 |  | Extension Cable |  | Extension Cable | VU | Brouwer, Fraukje | VU/F/BETA/AW | WN.F201B | - |  |  |  | 1
EQ002690 |  | Extension Cable |  | Extension Cable | VU | Brouwer, Fraukje | VU/F/BETA/AW | WN.F201B | - |  |  |  | 1
EQ002689 |  | Extension Cable |  | Extension Cable | VU | Brouwer, Fraukje | VU/F/BETA/AW | WN.F201B | - |  |  |  | 1
EQ002688 |  | Extension Cable |  | Extension Cable | VU | Brouwer, Fraukje | VU/F/BETA/AW | WN.F201B | - |  |  |  | 1
EQ002687 |  | Extension Cable |  | Extension Cable | VU | Brouwer, Fraukje | VU/F/BETA/AW | WN.F201B | - |  |  |  | 1
EQ002686 |  | Extension Cable |  | Extension Cable | VU | Brouwer, Fraukje | VU/F/BETA/AW | WN.F201B | - |  |  |  | 1
EQ002685 |  | Extension Cable |  | Extension Cable | VU | Brouwer, Fraukje | VU/F/BETA/AW | WN.F201B | - |  |  |  | 1
EQ002684 |  | Extension Cable |  | Extension Cable | VU | Brouwer, Fraukje | VU/F/BETA/AW | WN.F201B | - |  |  |  | 1
EQ002683 |  | Extension Cable |  | Extension Cable | VU | Brouwer, Fraukje | VU/F/BETA/AW | WN.F201B | - |  |  |  | 1
EQ002682 |  | Extension Cable |  | Extension Cable | VU | Brouwer, Fraukje | VU/F/BETA/AW | WN.F201B | - |  |  |  | 1
EQ002681 |  | Extension Cable |  | Extension Cable | VU | Brouwer, Fraukje | VU/F/BETA/AW | WN.F201B | - |  |  |  | 1
EQ002680 |  | Extension Cable |  | Extension Cable | VU | Brouwer, Fraukje | VU/F/BETA/AW | WN.F201B | - |  |  |  | 1
EQ002679 |  | Extension Cable |  | Extension Cable | VU | Brouwer, Fraukje | VU/F/BETA/AW | WN.F201B | - |  |  |  | 1
EQ002678 |  | Extension Cable |  | Extension Cable | VU | Brouwer, Fraukje | VU/F/BETA/AW | WN.F201B | - |  |  |  | 1
EQ002677 |  | Extension Cable |  | Extension Cable | VU | Brouwer, Fraukje | VU/F/BETA/AW | WN.F201B | - |  |  |  | 1
EQ002676 |  | Extension Cable |  | Extension Cable | VU | Brouwer, Fraukje | VU/F/BETA/AW | WN.F201B | - |  |  |  | 1
EQ002675 |  | Extension Cable |  | Extension Cable | VU | Brouwer, Fraukje | VU/F/BETA/AW | WN.F201B | - |  |  |  | 1
EQ002674 |  | Extension Cable |  | Extension Cable | VU | Brouwer, Fraukje | VU/F/BETA/AW | WN.F201B | - |  |  |  | 1
EQ002673 |  | Extension Cable |  | Extension Cable | VU | Brouwer, Fraukje | VU/F/BETA/AW | WN.F201B | - |  |  |  | 1
EQ002672 |  | Extension Cable |  | Extension Cable | VU | Brouwer, Fraukje | VU/F/BETA/AW | WN.F201B | - |  |  |  | 1
EQ002671 |  | Extension Cable |  | Extension Cable | VU | Brouwer, Fraukje | VU/F/BETA/AW | WN.F201B | - |  |  |  | 1
EQ002670 |  | Microscope |  | Zeiss Microscope | Carl Zeiss | Brouwer, Fraukje | VU/F/BETA/AW | WN.F201 | - |  |  |  | 1 | Standard 25 Pol
EQ002669 |  | Camera |  | JVC Microscope Attachment | JVC | Brouwer, Fraukje | VU/F/BETA/AW | WN.F201B | - |  |  |  | 1 | HZ-M110E
EQ002668 |  | Adapter |  | AC Power Adapter | JVC | Brouwer, Fraukje | VU/F/BETA/AW | WN.F201B | - |  |  |  | 1 | AA-C11EG
EQ002667 | 011070 | Microscope |  | Zeiss Microscope | Carl Zeiss | Brouwer, Fraukje | VU/F/BETA/AW | WN.F201B | - |  |  |  | 1 | Axioskop 40 Pol
EQ002666 | 011077 | Microscope |  | Zeiss Microscope | Carl Zeiss | Brouwer, Fraukje | VU/F/BETA/AW | WN.F201B | - |  |  |  | 1 | Axioskop 40 Pol
EQ002665 | 011073 | Microscope |  | Zeiss Microscope | Carl Zeiss | Brouwer, Fraukje | VU/F/BETA/AW | WN.F201B | - |  |  |  | 1 | Axioskop 40 Pol
EQ002664 | 011078 | Microscope |  | Zeiss Microscope | Carl Zeiss | Brouwer, Fraukje | VU/F/BETA/AW | WN.F201B | - |  |  |  | 1 | Axioskop 40 Pol
EQ002663 | 011603 | Microscope |  | Zeiss Microscope | Carl Zeiss | Brouwer, Fraukje | VU/F/BETA/AW | WN.F201B | - |  |  |  | 1 | Axio Lab.A1
EQ002662 | 011601 | Microscope |  | Zeiss Microscope | Carl Zeiss | Brouwer, Fraukje | VU/F/BETA/AW | WN.F201B | - |  |  |  | 1 | Axio Lab.A1
EQ002661 | 010868 | Microscope |  | Zeiss Microscope | Carl Zeiss | Brouwer, Fraukje | VU/F/BETA/AW | WN.F201B | - |  |  |  | 1 | Axio Lab.A1
EQ002660 | 011600 | Microscope |  | Zeiss Microscope | Carl Zeiss | Brouwer, Fraukje | VU/F/BETA/AW | WN.F201B | - |  |  |  | 1 | Axio Lab.A1
EQ002659 | 010867 | Microscope |  | Zeiss Microscope | Carl Zeiss | Brouwer, Fraukje | VU/F/BETA/AW | WN.F201B | - |  |  |  | 1 | Axio Lab.A1
EQ002658 | 011065 | Microscope |  | Zeiss Microscope | Zeiss | Brouwer, Fraukje | VU/F/BETA/AW | WN.F201B | - |  |  |  | 1 | Axioskop 40 Pol
EQ002657 | 011068 | Microscope |  | Zeiss Microscope | Zeiss | Brouwer, Fraukje | VU/F/BETA/AW | WN.F201B | - |  |  |  | 1 | Axioskop 40 Pol
EQ002656 | 011076 | Microscope |  | Zeiss Microscope | Zeiss | Brouwer, Fraukje | VU/F/BETA/AW | WN.F201B | - |  |  |  | 1 | Axioskop 40 Pol
EQ002655 | 008928 | Microscope |  | Zeiss Microscope | Zeiss | Brouwer, Fraukje | VU/F/BETA/AW | WN.F201B | - |  |  |  | 1 | Axioskop 40 Pol
EQ002654 | 011064 | Microscope |  | Zeiss Microscope | Zeiss | Brouwer, Fraukje | VU/F/BETA/AW | WN.F201B | - |  |  |  | 1 | Axioskop 40 Pol
EQ002653 | 010864 | Microscope |  | Zeiss Microscope | Zeiss | Brouwer, Fraukje | VU/F/BETA/AW | WN.F201B | - |  |  |  | 1 | Axio Lab.A1
EQ002652 | 011075 | Microscope |  | Zeiss Microscope | Zeiss | Brouwer, Fraukje | VU/F/BETA/AW | WN.F201B | - |  |  |  | 1 | Axioskop 40 Pol
EQ002651 | 011079 | Microscope |  | Zeiss Microscope | Zeiss | Brouwer, Fraukje | VU/F/BETA/AW | WN.F201B | - |  |  |  | 1 | Axioskop 40 Pol
EQ002650 | 011082 | Microscope |  | Zeiss Microscope | Zeiss | Brouwer, Fraukje | VU/F/BETA/AW | WN.F201B | - |  |  |  | 1 | Axioskop 40 Pol
EQ002649 | 011066 | Microscope |  | Zeiss Microscope | Zeiss | Brouwer, Fraukje | VU/F/BETA/AW | WN.F201B | - |  |  |  | 1 | Axioskop 40 Pol
EQ002648 | 011072 | Microscope |  | Zeiss Microscope | Zeiss | Brouwer, Fraukje | VU/F/BETA/AW | WN.F201B | - |  |  |  | 1 | Axioskop 40 Pol
EQ002647 | 010866 | Microscope |  | Zeiss Microscope | Zeiss | Brouwer, Fraukje | VU/F/BETA/AW | WN.F201B | - |  |  |  | 1 | Axio Lab.A1
EQ002646 | 011602 | Microscope |  | Zeiss Microscope | Zeiss | Brouwer, Fraukje | VU/F/BETA/AW | WN.F201B | - |  |  |  | 1 | Axio Lab.A1
EQ002645 | 011080 | Microscope |  | Zeiss Microscope | Carl Zeiss | Brouwer, Fraukje | VU/F/BETA/AW | WN.F201B | - |  |  |  | 1 | Axioskop 40 Pol
EQ002644 | 011084 | Microscope |  | Zeiss Microscope | Carl Zeiss | Brouwer, Fraukje | VU/F/BETA/AW | WN.F201B | - |  |  |  | 1 | Axioskop 40 Pol
EQ002643 | 011071 | Microscope |  | Zeiss Microscope | Carl Zeiss | Brouwer, Fraukje | VU/F/BETA/AW | WN.F201B | - |  |  |  | 1 | Axioskop 40 Pol
EQ002642 | 011074 | Microscope |  | Zeiss Microscope | Carl Zeiss | Brouwer, Fraukje | VU/F/BETA/AW | WN.F201B | - |  |  |  | 1 | Axioskop 40 Pol
EQ002641 | 011081 | Microscope |  | Zeiss Microscope | Carl Zeiss | Brouwer, Fraukje | VU/F/BETA/AW | WN.F201B | - |  |  |  | 1 | Axioskop 40 Pol
EQ002640 | 010865 | Microscope |  | Zeiss Microscope | Carl Zeiss | Brouwer, Fraukje | VU/F/BETA/AW | WN.F201B | - |  |  |  | 1 | Axio Lab.A1
EQ002639 | 011083 | Microscope |  | Zeiss Microscope | Carl Zeiss | Brouwer, Fraukje | VU/F/BETA/AW | WN.F201B | - |  |  |  | 1 | Axioskop 40 Pol
EQ002638 | 011069 | Microscope |  | Zeiss Microscope | Carl Zeiss | Brouwer, Fraukje | VU/F/BETA/AW | WN.F201B | - |  |  |  | 1 | Axioskop 40 Pol
EQ002637 |  | Extension Cable |  | Extension cable | VU | Lacet, Bouke | VU/F/BETA/AW/GEG/GEGG | WN.F439 | - |  |  |  | 1
EQ002636 |  | Vacuum Pump |  | Vacuum pump | Rietschle | Lacet, Bouke | VU/F/BETA/AW/GEG/GEGG | WN.F439 | - |  |  |  | 1 | VTE 3 Picolino
EQ002635 |  | Vacuum Pump |  | Vacuum pump | Edwards | Lacet, Bouke | VU/F/BETA/AW/GEG/GEGG | WN.F439 | - |  |  |  | 1 | E2M5
EQ002634 |  | Coater |  | Carbon coater | Edwards | Lacet, Bouke | VU/F/BETA/AW/GEG/GEGG | WN.F421 | - |  |  |  | 1
EQ002633 |  | Light Source |  | Light len | Waldmann | Lacet, Bouke | VU/F/BETA/AW/GEG/GEGG | WN.F421 | - |  |  |  | 1
EQ002632 |  | Radio |  | Radio | Technics | Lacet, Bouke | VU/F/BETA/AW/GEG/GEGG | WN.F421 | - |  |  |  | 1 | SA-X100
EQ002631 |  | Microscope |  | Microscope | Leitz | Lacet, Bouke | VU/F/BETA/AW/GEG/GEGG | WN.F421 | - |  |  |  | 1 | RESEV
EQ002630 |  | Grinder |  | Grinding machine | LEICO | Lacet, Bouke | VU/F/BETA/AW/GEG/GEGG | WN.F421 | - |  |  |  | 1 | OPD 200-2
EQ002629 |  | Hot Plate |  | Heating plate | Gerhardt | Lacet, Bouke | VU/F/BETA/AW/GEG/GEGG | WN.F421B | - |  |  |  | 1
EQ002628 |  | Hot Plate |  | Heating plate | Retsch | Lacet, Bouke | VU/F/BETA/AW/GEG/GEGG | WN.F421B | - |  |  |  | 1
EQ002627 | 008065 | Hot Plate |  | Digital heating plate | Labotech | Lacet, Bouke | VU/F/BETA/AW/GEG/GEGG | WN.F421B | - |  |  |  | 1 | DHP40
EQ002626 |  | Balance |  | Portable scale | Sartorius | Lacet, Bouke | VU/F/BETA/AW/GEG/GEGG | WN.F421B | - |  |  |  | 1 | P600
EQ002625 |  | Fridge |  | Fridge | Electrolux | Lacet, Bouke | VU/F/BETA/AW/GEG/GEGG | WN.F431 | - |  |  |  | 0
EQ002624 |  | Fridge |  | Fridge | Zanker | Lacet, Bouke | VU/F/BETA/AW/GEG/GEGG | WN.F431 | - |  |  |  | 0
EQ002623 |  | Polishing System |  | Polisher | Buehler | Lacet, Bouke | VU/F/BETA/AW/GEG/GEGG | WN.F421B | - |  |  |  | 1 | Phoenix 4000
EQ002622 |  | Vacuum Pump |  | Vacuum pump | Vacuubrand | Lacet, Bouke | VU/F/BETA/AW/GEG/GEGG | WN.F421B | - |  |  |  | 1 | MZ 2C NT
EQ002621 |  | Microscope |  | Microscope | Olympus | Lacet, Bouke | VU/F/BETA/AW/GEG/GEGG | WN.F421B | - |  |  |  | 1 | BX41TF
EQ002620 |  | Polishing System |  | Polishing system | Logitech | Lacet, Bouke | VU/F/BETA/AW/GEG/GEGG | WN.F421B | - |  |  |  | 1 | PM6
EQ002619 |  | Vacuum Pump |  | Vacuum | VU | Lacet, Bouke | VU/F/BETA/AW/GEG/GEGG | WN.F439 | - |  |  |  | 1
EQ002618 |  | Saw |  | Cutting machine | Conrad | Lacet, Bouke | VU/F/BETA/AW/GEG/GEGG | WN.F439 | - |  |  |  | 1 | WOCO TOP 350 A1-X
EQ002617 |  | Microscope |  | Microscope | Olympus | Lacet, Bouke | VU/F/BETA/AW/GEG/GEGG | WN.F439 | - |  |  |  | 1 | BX41TF
EQ002616 |  | Ultrasonic Cleaner |  | Ultrasonic Bath | Bransonic | Lacet, Bouke | VU/F/BETA/AW/GEG/GEGG | WN.F439 | - |  |  |  | 1 | 220
EQ002615 |  | Grinder |  | Grinding machine | LEICO | Lacet, Bouke | VU/F/BETA/AW/GEG/GEGG | WN.F439 | - |  |  |  | 1 | OLP 200
EQ002614 | 008650 | Grinder |  | Grinding machine | LEICO | Lacet, Bouke | VU/F/BETA/AW/GEG/GEGG | WN.F439 | - |  |  |  | 1
EQ002613 |  | Grinder |  | Grinding machine | LEICO | Lacet, Bouke | VU/F/BETA/AW/GEG/GEGG | WN.F439 | - |  |  |  | 1
EQ002612 | 007712 | Grinder |  | Grinding machine | LEICO | Lacet, Bouke | VU/F/BETA/AW/GEG/GEGG | WN.F439 | - |  |  |  | 1
EQ002611 |  | Oven |  | Oven | Boepple & Co KG. | Lacet, Bouke | VU/F/BETA/AW/GEG/GEGG | WN.F439 | - |  |  |  | 1
EQ002610 |  | Oven |  | Oven | Heraeus | Lacet, Bouke | VU/F/BETA/AW/GEG/GEGG | WN.F439 | - |  |  |  | 1
EQ002609 | 006862 | Saw |  | Diamond wire saw | WELL | Lacet, Bouke | VU/F/BETA/AW/GEG/GEGG | WN.F439 | - |  |  |  | 1 | 3241
EQ002608 |  | Drill |  | Drill machine | Oveld | Lacet, Bouke | VU/F/BETA/AW/GEG/GEGG | WN.F439 | - |  |  |  | 1 | OV 15
EQ002607 |  | Grinder |  | Grinding machine | Creusen | Lacet, Bouke | VU/F/BETA/AW/GEG/GEGG | WN.F439 | - |  |  |  | 1 | DS 7150 TS
EQ002606 | 000097 | Brown boveri |  | Brown boveri | Gfeller | Lacet, Bouke | VU/F/BETA/AW/GEG/GEGG | WN.F439 | - |  |  |  | 1 | MKF 1102-s
EQ002605 |  | Vacuum Cleaner |  | Vacuum cleaner | Nilfisk | Lacet, Bouke | VU/F/BETA/AW/GEG/GEGG | WN.F431 | - |  |  |  | 1 | Alto Attix 3
EQ002604 | 007336 | Grinder |  | Surface grinder | Jakobsen | Lacet, Bouke | VU/F/BETA/AW/GEG/GEGG | WN.F439 | - |  |  |  | 1 | 618
EQ002603 |  | Testbox |  | ULE? | Elipar | Lacet, Bouke | VU/F/BETA/AW/GEG/GEGG | WN.F431 | - |  |  |  | 0
EQ002602 |  | Saw |  | Cutting - machine | Mart | Lacet, Bouke | VU/F/BETA/AW/GEG/GEGG | WN.F431 | - |  |  |  | 1
EQ002601 |  | Saw |  | Cutting - machine | LEICO | Lacet, Bouke | VU/F/BETA/AW/GEG/GEGG | WN.F431 | - |  |  |  | 1
EQ002600 | 008653 | Saw |  | Cutting - machine | LEICO | Lacet, Bouke | VU/F/BETA/AW/GEG/GEGG | WN.F431 | - |  |  |  | 1
EQ002599 | 008654 | Belt Sander |  | Belt Sander | MABO | Lacet, Bouke | VU/F/BETA/AW/GEG/GEGG | WN.F431 | - |  |  |  | 1 | BABY 80
EQ002598 |  | Fridge |  | Fridge | Bauknecht | Lacet, Bouke | VU/F/BETA/AW/GEG/GEGG | WN.F431 | - |  |  |  | 1
EQ002597 |  | Freeze-Dryer |  | Freeze Dryer | New Brunswick Scientific | Lacet, Bouke | VU/F/BETA/AW/GEG/GEGG | WN.F431 | - |  |  |  | 1 | V-13
EQ002596 |  | Saw |  | Saw | Elektra Beckum | Lacet, Bouke | VU/F/BETA/AW/GEG/GEGG | WN.F431 | - |  |  |  | 1 | KGS300
EQ002595 |  | Material Chopper |  | CitoVac | Struers | Lacet, Bouke | VU/F/BETA/AW/GEG/GEGG | WN.F431 | - |  |  |  | 1 | CitoVac
EQ002594 |  | Water Filtration System |  | Milli-Q Water Purifier | Milli-Q | Vroon, PZ | VU/F/BETA/AW/GEG/GEGG | WN.M459 | - |  |  |  | 0 | Q-Gard2
EQ002593 | 008584 | Centrifuge |  | Centrifuge | Hermle | Vroon, PZ | VU/F/BETA/AW/GEG/GEGG | WN.M459 | - |  |  |  | 0 | Z 380
EQ002592 |  | Pipette |  | Pipette | VWR | Vroon, PZ | VU/F/BETA/AW/GEG/GEGG | WN.M459 | - |  |  |  | 0 | VWR
EQ002591 |  | Pipette |  | Pipette | VWR | Vroon, PZ | VU/F/BETA/AW/GEG/GEGG | WN.M459 | - |  |  |  | 0
EQ002590 |  | pH Meter |  | Aquameter | Eijkelkamp | Vonk, Jorien | VU/F/BETA/AW/AEK/AEKA | WN.M459 | - |  |  |  | 1 | Aquameter AM-200
EQ002589 |  | Stirrer motor |  | VWS Stirrer | VWR | Vonk, Jorien | VU/F/BETA/AW/AEK/AEKA | WN.M459 | - |  |  |  | 1 | VOS 60 C S040
EQ002588 |  | Hot Plate |  | PMC Hot Plate | PMC | Vonk, Jorien | VU/F/BETA/AW/AEK/AEKA | WN.M459 | - |  |  |  | 1 | 502C-2
EQ002587 |  | Hot Plate |  | Heidolph Hot Plate | Heidolph | Vonk, Jorien | VU/F/BETA/AW/AEK/AEKA | WN.M459 | - |  |  |  | 1 | MR 3001 K
EQ002586 | 022295 | Computer Monitor |  | Computer Monitor | Hewlett Packard (HP) | Vonk, Jorien | VU/F/BETA/AW/AEK | WN.M459 | - |  |  |  | 1 | HP Compaq LA2306x
EQ002585 |  | Extension Cable |  | Extension Cable | VU | Vonk, Jorien | VU/F/BETA/AW/AEK/AEKA | WN.M459 | - |  |  |  | 1
EQ002584 |  | Oven |  | VWR Oven | VWR | Vonk, Jorien | VU/F/BETA/AW/AEK/AEKA | WN.M459 | - |  |  |  | 1 | VENTI-Line 112 Prime
EQ002583 | 017793 | Computer |  | PC | Hewlett Packard (HP) | Vonk, Jorien | VU/F/BETA/AW/AEK | WN.M459 | - |  |  |  | 1 | CZC227350K
EQ002582 | M459-001 | Particle Analyzer |  | Surface and Pore Analyser | Quantachrome | Vonk, Jorien | VU/F/BETA/AW/AEK | WN.M459 | - |  |  |  | 1 | NOVA 4200e
EQ002581 |  | Ultrasonic Cleaner |  | Ultrasonicator | Branson | Vonk, Jorien | VU/F/BETA/AW/AEK | WN.M459 | - |  |  |  | 1 | 3510EM-T
EQ002580 |  | Microwave oven |  | Mars Microwave System | CEM | Vonk, Jorien | VU/F/BETA/AW/AEK/AEKA | WN.M459 | - |  |  |  | 1 | MARS 6 240/50 (910905)
EQ002579 | 77850 | Fridge |  | Electrolux Fridge | Electrolux | Vonk, Jorien | VU/F/BETA/AW/AEK/AEKA | WN.M459 | - |  |  |  | 1 | MRP280
EQ002578 |  | Freezer |  | Liebherr Freezer | Liebherr | Vonk, Jorien | VU/F/BETA/AW/AEK/AEKA | WN.M459 | - |  |  |  | 1 | GG5210
EQ002577 |  | Freezer |  | Bosch Freezer | Bosch | Vonk, Jorien | VU/F/BETA/AW/AEK/AEKA | WN.M459 | - |  |  |  | 1
EQ002576 |  | Vacuum Pump |  | Vacuum Pump | Edwards | Vonk, Jorien | VU/F/BETA/AW/AEK | WN.M459 | - |  |  |  | 1 | RV3
EQ002575 |  | Freezer |  | Bosch Freezer | Bosch | Vonk, Jorien | VU/F/BETA/AW/AEK/AEKA | WN.M459 | - |  |  |  | 1
EQ002574 |  | Freeze-Dryer |  | Freeze Dryer | Christ | Vonk, Jorien | VU/F/BETA/AW/AEK | WN.M459 | - |  |  |  | 1 | Alpha 1-2 LDplus
EQ002573 |  | Speakers |  | Philips Speakers | Philips | Vonk, Jorien | VU/F/BETA/AW/AEK/AEKA | WN.M459 | - |  |  |  | 1 | 22GL559
EQ002572 |  | Vacuum Pump |  | Vacuum Pump | Vacuubrand | Vonk, Jorien | VU/F/BETA/AW/AEK | WN.M459 | - |  |  |  | 1 | RZ 2.5
EQ002571 |  | Vortex |  | Vortex 2 | IKA | Vonk, Jorien | VU/F/BETA/AW/AEK | WN.M459 | - |  |  |  | 1 | V 2 S000
EQ002570 |  | Spectrophotometer |  | Spectrophotometer | VWR | Vonk, Jorien | VU/F/BETA/AW/AEK | WN.M459 | - |  |  |  | 1 | UV-3100 PC
EQ002569 |  | Fridge |  | Zanker Fridge | Zanker | Vonk, Jorien | VU/F/BETA/AW/AEK/AEKA | WN.M459 | - |  |  |  | 1
EQ002568 | balans 2 | Balance |  | Precision Balance | Sartorius | Vonk, Jorien | VU/F/BETA/AW/AEK | WN.M459 | - |  |  |  | 1 | A200S
EQ002567 |  | Power Supply |  | Lamp Power Supply | VU | Vonk, Jorien | VU/F/BETA/AW/AEK/AEKA | WN.M459 | - |  |  |  | 1
EQ002566 |  | Radio |  | Philips Radio | Philips | Vonk, Jorien | VU/F/BETA/AW/AEK/AEKA | WN.M459 | - |  |  |  | 1 | 750
EQ002565 |  | Balance |  | Balance | Sartorius | Vonk, Jorien | VU/F/BETA/AW/AEK | WN.M459 | - |  |  |  | 1 | Pro 32/34E
EQ002564 |  | Oven |  | OM-LAB Furnace | Nabertherm | Vonk, Jorien | VU/F/BETA/AW/AEK | WN.M443 | - |  |  |  | 1
EQ002563 | 003938 | Vortex |  | Vortex | VWR | Linden, Oscar van | VU/F/BETA/S&F/OSF | WN.G229 | - |  |  |  | 1 | VV3 / S40
EQ002562 | 009295 | Light Source |  | UVP UV/Vis Lamp | UVP | Linden, Oscar van | VU/F/BETA/S&F/OSF | WN.G229 | - |  |  |  | 1 | UVG-54
EQ002561 | 012044 | Light Source |  | Camag UV/Vis Lamp | Camag | Linden, Oscar van | VU/F/BETA/S&F/OSF | WN.G229 | - |  |  |  | 1 | UV Lamp 4
EQ002560 | 004938 | Hot Plate |  | Heidolph Hot Plate | Heidolph | Linden, Oscar van | VU/F/BETA/S&F/OSF | WN.G229 | - |  |  |  | 1 | MR Hei-Standard
EQ002559 | 004948 | Hot Plate |  | Heidolph Hot Plate | Heidolph | Linden, Oscar van | VU/F/BETA/S&F/OSF | WN.G229 | - |  |  |  | 1 | MR Hei-Standard
EQ002558 | 003512 | Vortex |  | Vortex | Heidolph | Linden, Oscar van | VU/F/BETA/S&F/OSF | WN.G229 | - |  |  |  | 1 | REAX 2000
EQ002557 | 007793 | Hot Plate |  | Heidolph Hot Plate | Heidolph | Linden, Oscar van | VU/F/BETA/S&F/OSF | WN.G229 | - |  |  |  | 1 | MR Hei-Standard
EQ002556 | 006022 | Hot Plate |  | Heidolph Hot Plate | Heidolph | Linden, Oscar van | VU/F/BETA/S&F/OSF | WN.G229 | - |  |  |  | 1 | MR 3001 K
EQ002555 | 011416 | Vortex |  | Vortex | VWR | Linden, Oscar van | VU/F/BETA/S&F/OSF | WN.G229 | - |  |  |  | 1 | VV3 / S40
EQ002554 | 002457;005218 | Hot Plate |  | Heidolph Hot Plate | Heidolph | Linden, Oscar van | VU/F/BETA/S&F/OSF | WN.G229 | - |  |  |  | 1 | MR 3001 K
EQ002553 | 005239 | Melting Point Apparatus |  | Melting Point Apparatus | Electrothermal | Linden, Oscar van | VU/F/BETA/S&F/OSF | WN.G249 | - |  |  |  | 1 | 9200
EQ002552 | 010955 | Hot Plate |  | IKA Hot Plate | IKA | Linden, Oscar van | VU/F/BETA/S&F/OSF | WN.G229 | - |  |  |  | 1 | RCT ST S000
EQ002551 | 0111667 | Vortex |  | Vortex 2 | IKA | Linden, Oscar van | VU/F/BETA/S&F/OSF | WN.G229 | - |  |  |  | 1 | V 2 S000
EQ002550 | 008694 | Hot Plate |  | Heidolph Hot Plate | Heidolph | Linden, Oscar van | VU/F/BETA/S&F/OSF | WN.G229 | - |  |  |  | 1 | MR Hei-Standard
EQ002549 | 008686 | Hot Plate |  | Heidolph Hot Plate | Heidolph | Linden, Oscar van | VU/F/BETA/S&F/OSF | WN.G229 | - |  |  |  | 1 | MR Hei-Standard
EQ002548 | 005821 | Melting Point Apparatus |  | Automated Melting Point System | Stanford Research Systems (SRS) | Linden, Oscar van | VU/F/BETA/S&F/OSF | WN.G229 | - |  |  |  | 1 | Optimelt
EQ002547 | 006102 | Heat Gun |  | Heat Gun | Bosch | Linden, Oscar van | VU/F/BETA/S&F/OSF | WN.G229 | - |  |  |  | 1 | PHG 630 DCE
EQ002546 | 008684 | Hot Plate |  | Heidolph Hot Plate | Heidolph | Linden, Oscar van | VU/F/BETA/S&F/OSF | WN.G229 | - |  |  |  | 1 | MR Hei-Standard
EQ002545 | 185 | Balance |  | Balance | Mettler (Toledo) | Linden, Oscar van | VU/F/BETA/S&F/OSF | WN.G229 | - |  |  |  | 1 | AB54-S
EQ002544 | 010960 | Hot Plate |  | IKA Hot Plate | IKA | Linden, Oscar van | VU/F/BETA/S&F/OSF | WN.G229 | - |  |  |  | 1 | RCT ST S000
EQ002543 | 004941 | Hot Plate |  | Heidolph Hot Plate | Heidolph | Linden, Oscar van | VU/F/BETA/S&F/OSF | WN.G229 | - |  |  |  | 1 | MR Hei-Standard
EQ002542 | 011473 | Radio |  | Portable Radio CD Player | Lenco | Linden, Oscar van | VU/F/BETA/S&F/OSF | WN.G229 | - |  |  |  | 1 | SCD-24
EQ002541 | 005001 | Microwave oven |  | Microwave Oven | LG | Linden, Oscar van | VU/F/BETA/S&F/OSF | WN.G229 | - |  |  |  | 1 | Intellowave
EQ002540 | 008689 | Hot Plate |  | Heidolph Hot Plate | Heidolph | Linden, Oscar van | VU/F/BETA/S&F/OSF | WN.G229 | - |  |  |  | 1 | MR Hei-Standard
EQ002539 | 141; 005228 | Balance |  | Precision Balance | Mettler (Toledo) | Linden, Oscar van | VU/F/BETA/S&F/OSF | WN.G229 | - |  |  |  | 1 | PB602-S/FACT
EQ002538 | 004943 | Hot Plate |  | Heidolph Hot Plate | Heidolph | Linden, Oscar van | VU/F/BETA/S&F/OSF | WN.G229 | - |  |  |  | 1 | MR Hei-Standard
EQ002537 | 005222 | Hot Plate |  | Heidolph Hot Plate | Heidolph | Linden, Oscar van | VU/F/BETA/S&F/OSF | WN.G229 | - |  |  |  | 1 | MR 3001 K
EQ002536 |  | Vacuum Pump |  | Vacuum Pump | Buchi | Linden, Oscar van | VU/F/BETA/S&F/OSF | WN.G229 | - |  |  |  | 1 | V-700
EQ002535 |  | Vacuum Pump |  | Vacuum Pump | Buchi | Linden, Oscar van | VU/F/BETA/S&F/OSF | WN.G229 | - |  |  |  | 1 | V-700
EQ002534 | 008287 | Hot Plate |  | Heidolph Hot Plate | Heidolph | Linden, Oscar van | VU/F/BETA/S&F/OSF | WN.G229 | - |  |  |  | 1 | MR 3002
EQ002533 |  | Toaster |  | Toaster | Proline | Westrenen, Wim van | VU/F/BETA/AW/GEG/GEGA | WN.F021 | - |  |  |  | 1
EQ002532 |  | Lamp |  | Ikea Lamp | Ikea | Westrenen, Wim van | VU/F/BETA/AW/GEG/GEGA | WN.F021 | - |  |  |  | 1 | A9904
EQ002531 |  | Lamp |  | Ikea Lamp | Ikea | Westrenen, Wim van | VU/F/BETA/AW/GEG/GEGA | WN.F021 | - |  |  |  | 1 | A9904
EQ002530 |  | Pressure Hose |  | Pressure Chamber | VU | Westrenen, Wim van | VU/F/BETA/AW/GEG/GEGA | WN.F021 | - |  |  |  | 1
EQ002529 |  | Drill |  | Proxxon Drill | Proxxon | Westrenen, Wim van | VU/F/BETA/AW/GEG/GEGA | WN.F021 | - |  |  |  | 1 | FBS 230/E
EQ002528 | Nina | Pressure controller |  | Nina Hydraulic Press Controller | VU | Westrenen, Wim van | VU/F/BETA/AW/GEG/GEGA | WN.F021 | - |  |  |  | 1
EQ002527 | Freddy | Pressure controller |  | Freddy Hydraulic Press Controller | VU | Westrenen, Wim van | VU/F/BETA/AW/GEG/GEGA | WN.F021 | - |  |  |  | 1
EQ002526 |  | Lathe |  | Schaublin Lathe | Schaublin | Westrenen, Wim van | VU/F/BETA/AW/GEG/GEGA | WN.F021 | - |  |  |  | 1 | 102 VM
EQ002525 | Freddy; F021-001 | Hydraulic Press |  | Freddy Hydraulic Press | VU | Westrenen, Wim van | VU/F/BETA/AW/GEG/GEGA | WN.F021 | - |  |  |  | 1
EQ002524 |  | Hydraulic Press |  | Nina Hydraulic Press | VU | Westrenen, Wim van | VU/F/BETA/AW/GEG/GEGA | WN.F021 | - |  |  |  | 1
EQ002523 |  | Extension Cable |  | Extension Cable | VU | Westrenen, Wim van | VU/F/BETA/AW/GEG/GEGA | WN.F021 | - |  |  |  | 1
EQ002522 |  | Vacuum Cleaner |  | Siemens Vacuum Cleaner | Siemens | Westrenen, Wim van | VU/F/BETA/AW/GEG/GEGA | WN.F021 | - |  |  |  | 1 | VBBS550V25
EQ002521 |  | Lamp |  | Elro Lamp | Elro | Westrenen, Wim van | VU/F/BETA/AW/GEG/GEGA | WN.F021 | - |  |  |  | 1 | HL500
EQ002520 |  | Lamp |  | Ikea Lamp | Ikea | Westrenen, Wim van | VU/F/BETA/AW/GEG/GEGA | WN.F021 | - |  |  |  | 1 | A9904
EQ002519 |  | Hydraulic Press |  | Hydraulic Cylinder | Enerpac | Westrenen, Wim van | VU/F/BETA/AW/GEG/GEGA | WN.F021 | - |  |  |  | 1 | RCS1002
EQ002518 |  | Pump/Compressor |  | Steel Hydraulic Hand Pump | Enerpac | Westrenen, Wim van | VU/F/BETA/AW/GEG/GEGA | WN.F021 | - |  |  |  | 1 | P462
EQ002517 | 012229 | Power Supply |  | Power Supply | Delta Elektronika | Westrenen, Wim van | VU/F/BETA/AW/GEG/GEGA | WN.F021 | - |  |  |  | 1 | SM 15-400
EQ002516 |  | Lamp |  | Ikea Lamp | Ikea | Westrenen, Wim van | VU/F/BETA/AW/GEG/GEGA | WN.F021 | - |  |  |  | 1 | A9904
EQ002515 |  | Lamp |  | Elro Lamp | Elro | Westrenen, Wim van | VU/F/BETA/AW/GEG/GEGA | WN.F021 | - |  |  |  | 1 | HL500
EQ002514 |  | Lamp |  | Elro Lamp | Elro | Westrenen, Wim van | VU/F/BETA/AW/GEG/GEGA | WN.F021 | - |  |  |  | 1 | HL500
EQ002513 |  | Pump/Compressor |  | Hydraulic Hand Pump | Enerpac | Westrenen, Wim van | VU/F/BETA/AW/GEG/GEGA | WN.F021 | - |  |  |  | 1 | P-202
EQ002512 |  | Power/Energy Meter |  | Control Module/Meter | VU | Westrenen, Wim van | VU/F/BETA/AW/GEG/GEGA | WN.F021 | - |  |  |  | 1
EQ002511 |  | Lamp |  | Ianebeam Light | Ianebeam | Westrenen, Wim van | VU/F/BETA/AW/GEG/GEGA | WN.F021 | - |  |  |  | 1 | 800 Mod 3142
EQ002510 |  | Grinder |  | Buehler Grinder | Buehler | Westrenen, Wim van | VU/F/BETA/AW/GEG/GEGA | WN.F021 | - |  |  |  | 1 | 38-1471 Handimet I
EQ002509 |  | Kettle |  | Kettle | Philips | Westrenen, Wim van | VU/F/BETA/AW/GEG/GEGA | WN.F021 | - |  |  |  | 1 | Filterline
EQ002508 |  | Coffee machine |  | Coffee Machine | Philips | Westrenen, Wim van | VU/F/BETA/AW/GEG/GEGA | WN.F021 | - |  |  |  | 1 | Senseo
EQ002507 |  | Fridge |  | Zanussi Fridge | Zanussi | Westrenen, Wim van | VU/F/BETA/AW/GEG/GEGA | WN.F021 | - |  |  |  | 1 | ZRX51101WA
EQ002506 |  | Light Source |  | Euromex Light source | Euromex | Westrenen, Wim van | VU/F/BETA/AW/GEG/GEGA | WN.F021 | - |  |  |  | 1 | LE.5210-230 Rev.5 Iluminator EK-1
EQ002505 | 28 | Binoculars |  | Novex Binocular Microscope | Novex | Westrenen, Wim van | VU/F/BETA/AW/GEG/GEGA | WN.F021 | - |  |  |  | 1
EQ002504 |  | Balance |  | Sartorius Balance | Sartorius | Westrenen, Wim van | VU/F/BETA/AW/GEG/GEGA | WN.F021 | - |  |  |  | 1 | A 200 S
EQ002503 |  | Coffee machine |  | Coffee Machine | Melitta | Westrenen, Wim van | VU/F/BETA/AW/GEG/GEGA | WN.F021 | - |  |  |  | 1 | IBS SAMBA
EQ002502 |  | Oven |  | Jeio Oven | Jeiotech | Westrenen, Wim van | VU/F/BETA/AW/GEG/GEGA | WN.F021 | - |  |  |  | 1 | ON-11E
EQ002501 |  | Grinder |  | Roll Grinder | Buehler | Westrenen, Wim van | VU/F/BETA/AW/GEG/GEGA | WN.F021 | - |  |  |  | 1 | 39-1572
EQ002500 |  | Oven |  | Linn Oven | Linn | Westrenen, Wim van | VU/F/BETA/AW/GEG/GEGA | WN.F021 | - |  |  |  | 1 | EVA-1700
EQ002499 |  | Soldering Iron/Machine |  | CitoPress Mounting Equipment | Struers | Westrenen, Wim van | VU/F/BETA/AW/GEG/GEGA | WN.F021 | - |  |  |  | 1 | 05776127
EQ002498 |  | Drying Cabinet |  | Thermolyne Oven | Thermo | Westrenen, Wim van | VU/F/BETA/AW/GEG/GEGA | WN.F021 | - |  |  |  | 1 | FB1310M-33
EQ002497 |  | Saw |  | Struer Circular Saw | Struers | Westrenen, Wim van | VU/F/BETA/AW/GEG/GEGA | WN.F021 | - |  |  |  | 1 | 04436216
EQ002496 |  | Radio |  | Radio | AKAI | Westrenen, Wim van | VU/F/BETA/AW/GEG/GEGA | WN.F021 | - |  |  |  | 1 | APRC51I
EQ002495 |  | Light Source |  | Euromex Light source | Euromex | Westrenen, Wim van | VU/F/BETA/AW/GEG/GEGA | WN.F021 | - |  |  |  | 1 | LE.5210-230 Rev.5 Iluminator EK-1
EQ002494 | 29 | Binoculars |  | Novex Binocular Microscope | Novex | Westrenen, Wim van | VU/F/BETA/AW/GEG/GEGA | WN.F021 | - |  |  |  | 1
EQ002493 |  | Vacuum Pump |  | Pfeiffer Vacuum Pump | Pfeiffer | Westrenen, Wim van | VU/F/BETA/AW/GEG/GEGA | WN.F021 | - |  |  |  | 1 | Duoline DUO 3
EQ002492 |  | Coater |  | Auto Carbon Coater | Jeol | Westrenen, Wim van | VU/F/BETA/AW/GEG/GEGA | WN.F021 | - |  |  |  | 1 | JEC-530 108CA
EQ002491 | 006081 | Drying Cabinet |  | Julabo Drying Cabinet | Julabo | Westrenen, Wim van | VU/F/BETA/AW/GEG/GEGA | WN.F021 | - |  |  |  | 1 | WS 100
EQ002490 | 005221 | Hot Plate |  | Hot Plate Stirrer | Heidolph | Linden, Oscar van | VU/F/BETA/S&F/OSF | WN.G229 | - |  |  |  | 1 | MR 3001
EQ002489 | 005221 | Hot Plate |  | Hot Plate Stirrer | Heidolph | Linden, Oscar van | VU/F/BETA/S&F/OSF | WN.G229 | - |  |  |  | 1 | MR 3001
EQ002488 |  | Rotary Evaporator |  | Rotary evaporator R11 | Buchi | Linden, Oscar van | VU/F/BETA/S&F/OSF | WN.G229 | - |  |  |  | 0 | RII
EQ002487 |  | Rotary Evaporator |  | Rotary evaporator R11 | Buchi | Linden, Oscar van | VU/F/BETA/S&F/OSF | WN.G229 | - |  |  |  | 1 | RII
EQ002486 | 005811 | Rotary Evaporator |  | Rotary evaporator R11 | Buchi | Linden, Oscar van | VU/F/BETA/S&F/OSF | WN.G229 | - |  |  |  | 1 | RII
EQ002485 | 005221 | Hot Plate |  | Hot Plate Stirrer | Heidolph | Linden, Oscar van | VU/F/BETA/S&F/OSF | WN.G229 | - |  |  |  | 1 | MR 3001
EQ002484 |  | Water Bath |  | Rotary Evaporator Water Bath | Buchi | Linden, Oscar van | VU/F/BETA/S&F/OSF | WN.G229 | - |  |  |  | 1 | RII-HB
EQ002483 |  | Water Bath |  | Rotary Evaporator Water Bath | Buchi | Linden, Oscar van | VU/F/BETA/S&F/OSF | WN.G229 | - |  |  |  | 1 | RII-HB
EQ002482 |  | Water Bath |  | Rotary Evaporator Water Bath | Buchi | Linden, Oscar van | VU/F/BETA/S&F/OSF | WN.G249 | - |  |  |  | 1 | RII-HB
EQ002481 |  | Water Bath |  | Rotary Evaporator Water Bath | Buchi | Linden, Oscar van | VU/F/BETA/S&F/OSF | WN.G249 | - |  |  |  | 1 | RII-HB
EQ002480 | 007829 | Vacuum Pump |  | Membrane Vakuumpumpe | Vacuubrand | Linden, Oscar van | VU/F/BETA/S&F/OSF | WN.G229 | - |  |  |  | 1 | S 8018
EQ002479 | 001022 | Water Bath |  | Waterbath B-480 | Buchi | Linden, Oscar van | VU/F/BETA/S&F/OSF | WN.G229 | - |  |  |  | 1 | B-480
EQ002478 | 005811 | Rotary Evaporator |  | Rotary evaporator R114 | Buchi | Linden, Oscar van | VU/F/BETA/S&F/OSF | WN.G229 | - |  |  |  | 1 | R114
EQ002477 | 011578; 1 TNG | Vacuum Pump |  | Vacuum Pump | Vacuubrand | Linden, Oscar van | VU/F/BETA/S&F/OSF | WN.G229 | - |  |  |  | 1 | PC 2001 Vario
EQ002476 | 011578 | Oven |  | Drying Oven | Heraeus | Linden, Oscar van | VU/F/BETA/S&F/OSF | WN.G229 | - |  |  |  | 1 | T20
EQ002475 |  | Fume Cupboard |  | Fume Cupboard | Temperature Electronics (TEL) | Linden, Oscar van | VU/F/BETA/S&F/OSF | WN.G229 | - |  |  |  | 1 | AFA2M/1
EQ002474 |  | Fume Cupboard |  | Fume Cupboard | Temperature Electronics (TEL) | Linden, Oscar van | VU/F/BETA/S&F/OSF | WN.G229 | - |  |  |  | 1 | AFA2M/1
EQ002473 | 005802 | Vacuum Pump |  | Vacuum Gas Pump | VWR | Linden, Oscar van | VU/F/BETA/S&F/OSF | WN.G229 | - |  |  |  | 1 | PM20404-820.3
EQ002472 |  | Thermometer |  | Digital thermometer | Heidolph | Linden, Oscar van | VU/F/BETA/S&F/OSF | WN.G229 | - |  |  |  | 1 | EKT Hei-Con
EQ002471 |  | Thermometer |  | Digital thermometer | Heidolph | Linden, Oscar van | VU/F/BETA/S&F/OSF | WN.G229 | - |  |  |  | 1 | EKT Hei-Con
EQ002470 |  | Thermometer |  | Digital thermometer | Heidolph | Linden, Oscar van | VU/F/BETA/S&F/OSF | WN.G229 | - |  |  |  | 1 | EKT Hei-Con
EQ002469 |  | Thermometer |  | Digital thermometer | Heidolph | Linden, Oscar van | VU/F/BETA/S&F/OSF | WN.G229 | - |  |  |  | 1 | EKT Hei-Con
EQ002468 |  | Thermometer |  | Digital thermometer | Heidolph | Linden, Oscar van | VU/F/BETA/S&F/OSF | WN.G229 | - |  |  |  | 1 | EKT Hei-Con
EQ002467 |  | Thermometer |  | Digital thermometer | Heidolph | Linden, Oscar van | VU/F/BETA/S&F/OSF | WN.G229 | - |  |  |  | 1 | EKT Hei-Con
EQ002466 |  | Thermometer |  | Digital thermometer | Heidolph | Linden, Oscar van | VU/F/BETA/S&F/OSF | WN.G229 | - |  |  |  | 1 | EKT Hei-Con
EQ002465 |  | Thermometer |  | Digital thermometer | Heidolph | Linden, Oscar van | VU/F/BETA/S&F/OSF | WN.G229 | - |  |  |  | 1 | EKT Hei-Con
EQ002464 |  | Thermometer |  | Digital thermometer | Heidolph | Linden, Oscar van | VU/F/BETA/S&F/OSF | WN.G229 | - |  |  |  | 1 | EKT Hei-Con
EQ002463 |  | Thermometer |  | Digital thermometer | Heidolph | Linden, Oscar van | VU/F/BETA/S&F/OSF | WN.G229 | - |  |  |  | 1 | EKT Hei-Con
EQ002462 |  | Thermometer |  | Digital thermometer | Heidolph | Linden, Oscar van | VU/F/BETA/S&F/OSF | WN.G229 | - |  |  |  | 1 | EKT Hei-Con
EQ002461 |  | Thermometer |  | Digital thermometer | Heidolph | Linden, Oscar van | VU/F/BETA/S&F/OSF | WN.G229 | - |  |  |  | 1 | EKT Hei-Con
EQ002460 |  | Thermometer |  | Digital thermometer | Heidolph | Linden, Oscar van | VU/F/BETA/S&F/OSF | WN.G229 | - |  |  |  | 1 | EKT Hei-Con
EQ002459 |  | Thermometer |  | Digital thermometer | Heidolph | Linden, Oscar van | VU/F/BETA/S&F/OSF | WN.G229 | - |  |  |  | 1 | EKT Hei-Con
EQ002458 |  | Thermometer |  | Digital thermometer | Heidolph | Linden, Oscar van | VU/F/BETA/S&F/OSF | WN.G229 | - |  |  |  | 1 | EKT Hei-Con
EQ002457 |  | Thermometer |  | Digital thermometer | Heidolph | Linden, Oscar van | VU/F/BETA/S&F/OSF | WN.G229 | - |  |  |  | 1 | EKT Hei-Con
EQ002456 | 005237 | Vacuum Pump |  | Vacuum Pump | VWR | Linden, Oscar van | VU/F/BETA/S&F/OSF | WN.G229 | - |  |  |  | 1 | PM20405-86
EQ002455 | 008491 | Vacuum Pump |  | Vacuum Pump | VWR | Linden, Oscar van | VU/F/BETA/S&F/OSF | WN.G229 | - |  |  |  | 1 | PM20405-86
EQ002454 | 007785 | Vacuum Pump |  | Vacuum Pump | VWR | Linden, Oscar van | VU/F/BETA/S&F/OSF | WN.G229 | - |  |  |  | 1 | PM20405-86
EQ002453 | 004954 | Vacuum Pump |  | Vacuum Pump | VWR | Linden, Oscar van | VU/F/BETA/S&F/OSF | WN.G229 | - |  |  |  | 1 | PM20405-86
EQ002452 | 007782 | Vacuum Pump |  | Vacuum Pump | VWR | Linden, Oscar van | VU/F/BETA/S&F/OSF | WN.G229 | - |  |  |  | 1 | PM20405-86
EQ002451 | 007784 | Vacuum Pump |  | Vacuum Pump | VWR | Linden, Oscar van | VU/F/BETA/S&F/OSF | WN.G229 | - |  |  |  | 1 | PM20405-86
EQ002450 | 007779 | Vacuum Pump |  | Vacuum Pump | VWR | Linden, Oscar van | VU/F/BETA/S&F/OSF | WN.G229 | - |  |  |  | 1 | PM20405-86
EQ002449 | 004957 | Vacuum Pump |  | Vacuum Pump | VWR | Linden, Oscar van | VU/F/BETA/S&F/OSF | WN.G229 | - |  |  |  | 1 | PM20405-86
EQ002448 |  | Water Bath |  | Rotary Evaporator Water Bath | Buchi | Linden, Oscar van | VU/F/BETA/S&F/OSF | WN.G249 | - |  |  |  | 1 | RII-HB
EQ002447 | 000657 | Water Bath |  | Hot Water Bath | VU | Linden, Oscar van | VU/F/BETA/S&F/OSF | WN.G249 | - |  |  |  | 1 | JC-344
EQ002446 |  | Boiler |  | Boiler | Daalderop (itho) | Linden, Oscar van | VU/F/BETA/S&F/OSF | WN.G249 | - |  |  |  | 1 | Close In 15
EQ002445 |  | Thermometer |  | Digital thermometer | Heidolph | Linden, Oscar van | VU/F/BETA/S&F/OSF | WN.G249 | - |  |  |  | 1 | EKT Hei-Con
EQ002444 |  | Boiler |  | Boiler | Daalderop (itho) | Linden, Oscar van | VU/F/BETA/S&F/OSF | WN.G249 | - |  |  |  | 1 | Close In 10
EQ002443 | 007787 | UV/VIS Detector |  | UV Lamp | Camag | Linden, Oscar van | VU/F/BETA/S&F/OSF | WN.G249 | - |  |  |  | 1 | TRG21A240
EQ002442 | 011655 | Vortex |  | Vortex 2 | IKA | Linden, Oscar van | VU/F/BETA/S&F/OSF | WN.G249 | - |  |  |  | 1 | V 2 S000
EQ002441 | 003567; 02107020 | Vortex |  | Vortex | Heidolph | Linden, Oscar van | VU/F/BETA/S&F/OSF | WN.G249 | - |  |  |  | 1 | REAX Top
EQ002440 |  | Fume Cupboard |  | Fume Cupboard | Temperature Electronics (TEL) | Linden, Oscar van | VU/F/BETA/S&F/OSF | WN.G249 | - |  |  |  | 1 | AFA2M/1
EQ002439 |  | Thermometer |  | Digital thermometer | Heidolph | Linden, Oscar van | VU/F/BETA/S&F/OSF | WN.G249 | - |  |  |  | 1 | EKT Hei-Con
EQ002438 |  | Thermometer |  | Digital thermometer | Heidolph | Linden, Oscar van | VU/F/BETA/S&F/OSF | WN.G249 | - |  |  |  | 1 | EKT Hei-Con
EQ002437 |  | Thermometer |  | Digital thermometer | Heidolph | Linden, Oscar van | VU/F/BETA/S&F/OSF | WN.G249 | - |  |  |  | 1 | EKT Hei-Con
EQ002436 |  | Thermometer |  | Digital thermometer | Heidolph | Linden, Oscar van | VU/F/BETA/S&F/OSF | WN.G249 | - |  |  |  | 1 | EKT Hei-Con
EQ002435 |  | Thermometer |  | Digital thermometer | Heidolph | Linden, Oscar van | VU/F/BETA/S&F/OSF | WN.G249 | - |  |  |  | 1 | EKT Hei-Con
EQ002434 |  | Thermometer |  | Digital thermometer | Heidolph | Linden, Oscar van | VU/F/BETA/S&F/OSF | WN.G249 | - |  |  |  | 1 | EKT Hei-Con
EQ002433 |  | Thermometer |  | Digital thermometer | Heidolph | Linden, Oscar van | VU/F/BETA/S&F/OSF | WN.G249 | - |  |  |  | 1 | EKT Hei-Con
EQ002432 |  | Thermometer |  | Digital thermometer | Heidolph | Linden, Oscar van | VU/F/BETA/S&F/OSF | WN.G249 | - |  |  |  | 1 | EKT Hei-Con
EQ002431 |  | Thermometer |  | Digital thermometer | Heidolph | Linden, Oscar van | VU/F/BETA/S&F/OSF | WN.G249 | - |  |  |  | 1 | EKT Hei-Con
EQ002430 | 005233 | Vacuum Pump |  | Vacuum Pump | VWR | Linden, Oscar van | VU/F/BETA/S&F/OSF | WN.G249 | - |  |  |  | 1 | PM20405-86
EQ002429 |  | Thermometer |  | Digital thermometer | Heidolph | Linden, Oscar van | VU/F/BETA/S&F/OSF | WN.G249 | - |  |  |  | 1 | EKT Hei-Con
EQ002428 | 007786 | Vacuum Pump |  | Vacuum Pump | VWR | Linden, Oscar van | VU/F/BETA/S&F/OSF | WN.G249 | - |  |  |  | 1 | PM20405-86
EQ002427 |  | Thermometer |  | Digital thermometer | Heidolph | Linden, Oscar van | VU/F/BETA/S&F/OSF | WN.G249 | - |  |  |  | 1 | EKT Hei-Con
EQ002426 | 007778 | Vacuum Pump |  | Vacuum Pump | VWR | Linden, Oscar van | VU/F/BETA/S&F/OSF | WN.G249 | - |  |  |  | 1 | PM20405-86
EQ002425 |  | Thermometer |  | Digital thermometer | Heidolph | Linden, Oscar van | VU/F/BETA/S&F/OSF | WN.G249 | - |  |  |  | 1 | EKT Hei-Con
EQ002424 | 004955 | Vacuum Pump |  | Vacuum Pump | VWR | Linden, Oscar van | VU/F/BETA/S&F/OSF | WN.G249 | - |  |  |  | 1 | PM20405-86
EQ002423 |  | Thermometer |  | Digital thermometer | Heidolph | Linden, Oscar van | VU/F/BETA/S&F/OSF | WN.G249 | - |  |  |  | 1 | EKT Hei-Con
EQ002422 | 004956 | Vacuum Pump |  | Vacuum Pump | VWR | Linden, Oscar van | VU/F/BETA/S&F/OSF | WN.G249 | - |  |  |  | 1 | PM20405-86
EQ002421 |  | Thermometer |  | Digital thermometer | Heidolph | Linden, Oscar van | VU/F/BETA/S&F/OSF | WN.G249 | - |  |  |  | 1 | EKT Hei-Con
EQ002420 | 004961 | Vacuum Pump |  | Vacuum Pump | VWR | Linden, Oscar van | VU/F/BETA/S&F/OSF | WN.G249 | - |  |  |  | 1 | PM20405-86
EQ002419 |  | Thermometer |  | Digital thermometer | Heidolph | Linden, Oscar van | VU/F/BETA/S&F/OSF | WN.G249 | - |  |  |  | 1 | EKT Hei-Con
EQ002418 |  | Thermometer |  | Digital thermometer | Heidolph | Linden, Oscar van | VU/F/BETA/S&F/OSF | WN.G249 | - |  |  |  | 1 | EKT Hei-Con
EQ002417 | 008492 | Vacuum Pump |  | Vacuum Pump | VWR | Linden, Oscar van | VU/F/BETA/S&F/OSF | WN.G249 | - |  |  |  | 1 | PM20405-86
EQ002416 | 007783 | Vacuum Pump |  | Vacuum Pump | VWR | Linden, Oscar van | VU/F/BETA/S&F/OSF | WN.G249 | - |  |  |  | 1 | PM20405-86
EQ002415 | 007794 | Hot Plate |  | Hot Plate Stirrer | Heidolph | Linden, Oscar van | VU/F/BETA/S&F/OSF | WN.G249 | - |  |  |  | 1 | MR Hei-Standard
EQ002414 | 004944 | Hot Plate |  | Hot Plate Stirrer | Heidolph | Linden, Oscar van | VU/F/BETA/S&F/OSF | WN.G249 | - |  |  |  | 1 | MR Hei-Standard
EQ002413 | 004939 | Hot Plate |  | Hot Plate Stirrer | Heidolph | Linden, Oscar van | VU/F/BETA/S&F/OSF | WN.G249 | - |  |  |  | 1 | MR Hei-Standard
EQ002412 | 004438 | Melting Point Apparatus |  | Melting Point Apparatus | Electrothermal | Linden, Oscar van | VU/F/BETA/S&F/OSF | WN.G249 | - |  |  |  | 1 | 9200
EQ002411 | 006322 | Hot Plate |  | Hot Plate Stirrer | Heidolph | Linden, Oscar van | VU/F/BETA/S&F/OSF | WN.G249 | - |  |  |  | 1 | MR Hei-Standard
EQ002410 | 005238 | Melting Point Apparatus |  | Melting Point Apparatus | Electrothermal | Linden, Oscar van | VU/F/BETA/S&F/OSF | WN.G249 | - |  |  |  | 1 | 9200
EQ002409 |  | Melting Point Apparatus |  | Melting Point Apparatus | Stuart Scientific | Linden, Oscar van | VU/F/BETA/S&F/OSF | WN.G249 | - |  |  |  | 1 | SMP3
EQ002408 | 003854 | Melting Point Apparatus |  | Melting Point Apparatus | Stuart Scientific | Linden, Oscar van | VU/F/BETA/S&F/OSF | WN.G249 | - |  |  |  | 1 | SMP3
EQ002407 |  | Extension Cable |  | Extension Cable | VU | Linden, Oscar van | VU/F/BETA/S&F/OSF | WN.G249 | - |  |  |  | 1
EQ002406 | 195; 003051 | Balance |  | Precision Balance | Mettler (Toledo) | Linden, Oscar van | VU/F/BETA/S&F/OSF | WN.G249 | - |  |  |  | 1 | AB304-S
EQ002405 |  | Radio |  | Radio | Proline | Linden, Oscar van | VU/F/BETA/S&F/OSF | WN.G249 | - |  |  |  | 1 | NC120
EQ002404 | 012046 | UV/VIS Detector |  | UV Lamp | Camag | Linden, Oscar van | VU/F/BETA/S&F/OSF | WN.G249 | - |  |  |  | 1 | TRG21A240
EQ002403 | 003786 | Hot Plate |  | Hot Plate Stirrer | Heidolph | Linden, Oscar van | VU/F/BETA/S&F/OSF | WN.G249 | - |  |  |  | 1 | MR 3001 K
EQ002402 | 010957 | Hot Plate |  | Hot Plate Stirrer | IKA | Linden, Oscar van | VU/F/BETA/S&F/OSF | WN.G249 | - |  |  |  | 1 | LLG-RCT ST S000
EQ002401 | 010954 | Hot Plate |  | Hot Plate Stirrer | IKA | Linden, Oscar van | VU/F/BETA/S&F/OSF | WN.G249 | - |  |  |  | 1 | LLG-RCT ST S000
EQ002400 | 012045 | UV/VIS Detector |  | UV Lamp | Camag | Linden, Oscar van | VU/F/BETA/S&F/OSF | WN.G249 | - |  |  |  | 1 | TRG21A240
EQ002399 | 011578 | Oven |  | Drying Oven | Heraeus | Linden, Oscar van | VU/F/BETA/S&F/OSF | WN.G249 | - |  |  |  | 1 | T20
EQ002398 | 140; 005228 | Balance |  | Precision Balance | Mettler (Toledo) | Linden, Oscar van | VU/F/BETA/S&F/OSF | WN.G249 | - |  |  |  | 1 | PB602-S/FACT
EQ002397 | 010961 | Hot Plate |  | Hot Plate Stirrer | IKA | Linden, Oscar van | VU/F/BETA/S&F/OSF | WN.G249 | - |  |  |  | 1 | LLG-RCT ST S000
EQ002396 | 008690 | Hot Plate |  | Hot Plate Stirrer | Heidolph | Linden, Oscar van | VU/F/BETA/S&F/OSF | WN.G249 | - |  |  |  | 1 | MR Hei-Standard
EQ002395 | 150 | Balance |  | Precision Balance | Mettler (Toledo) | Linden, Oscar van | VU/F/BETA/S&F/OSF | WN.G249 | - |  |  |  | 1 | AE240
EQ002394 | SL3406 | Fridge |  | Fridge | Bosch | Linden, Oscar van | VU/F/BETA/S&F/OSF | WN.G249 | - |  |  |  | 1
EQ002393 |  | Vacuum Pump |  | Vacuum Pump | Buchi | Linden, Oscar van | VU/F/BETA/S&F/OSF | WN.G249 | - |  |  |  | 1 | V-700
EQ002392 |  | Vacuum Pump |  | Vacuum Pump | Buchi | Linden, Oscar van | VU/F/BETA/S&F/OSF | WN.G249 | - |  |  |  | 1 | V-700
EQ002391 |  | Vacuum Pump |  | Vacuum Pump | Buchi | Linden, Oscar van | VU/F/BETA/S&F/OSF | WN.G249 | - |  |  |  | 1 | V-700
EQ002390 | 007795 | Hot Plate |  | Hot Plate Stirrer | Heidolph | Linden, Oscar van | VU/F/BETA/S&F/OSF | WN.G249 | - |  |  |  | 1 | MR Hei-Standard
EQ002389 | 004940 | Hot Plate |  | Hot Plate Stirrer | Heidolph | Linden, Oscar van | VU/F/BETA/S&F/OSF | WN.G249 | - |  |  |  | 1 | MR Hei-Standard
EQ002388 |  | Rotary Evaporator |  | Rotary Evaporator | Buchi | Linden, Oscar van | VU/F/BETA/S&F/OSF | WN.G249 | - |  |  |  | 1 | Rotavapor RII
EQ002387 |  | Rotary Evaporator |  | Rotary Evaporator | Buchi | Linden, Oscar van | VU/F/BETA/S&F/OSF | WN.G249 | - |  |  |  | 1 | Rotavapor RII
EQ002386 |  | Rotary Evaporator |  | Rotary Evaporator | Buchi | Linden, Oscar van | VU/F/BETA/S&F/OSF | WN.G249 | - |  |  |  | 1 | Rotavapor RII
EQ002385 | 007797 | Hot Plate |  | Hot Plate Stirrer | Heidolph | Linden, Oscar van | VU/F/BETA/S&F/OSF | WN.G249 | - |  |  |  | 1 | MR Hei-Standard
EQ002384 | 007790 | Hot Plate |  | Hot Plate Stirrer | Heidolph | Linden, Oscar van | VU/F/BETA/S&F/OSF | WN.G249 | - |  |  |  | 1 | MR Hei-Standard
EQ002383 | 006345 | Hot Plate |  | Hot Plate Stirrer | Heidolph | Linden, Oscar van | VU/F/BETA/S&F/OSF | WN.G249 | - |  |  |  | 1 | MR Hei-Standard
EQ002382 | 008692 | Hot Plate |  | Hot Plate Stirrer | Heidolph | Linden, Oscar van | VU/F/BETA/S&F/OSF | WN.G249 | - |  |  |  | 1 | MR Hei-Standard
EQ002381 | 004945 | Hot Plate |  | Hot Plate Stirrer | Heidolph | Linden, Oscar van | VU/F/BETA/S&F/OSF | WN.G249 | - |  |  |  | 1 | MR Hei-Standard
EQ002380 |  | Pipette |  | Pipette | VWR | Sanchez Roman, Monica | VU/F/BETA/AW/GEG/GEGF | WN.M437 | - |  |  |  | 1
EQ002379 |  | Pipette |  | Pipette | VWR | Sanchez Roman, Monica | VU/F/BETA/AW/GEG/GEGF | WN.M437 | - |  |  |  | 1 | 100 / 1000 ml
EQ002378 |  | Pipette |  | Pipette | VWR | Sanchez Roman, Monica | VU/F/BETA/AW/GEG/GEGF | WN.M437 | - |  |  |  | 1
EQ002377 |  | Pipette |  | Pipette | Eppendorf | Sanchez Roman, Monica | VU/F/BETA/AW/GEG/GEGF | WN.M437 | - |  |  |  | 1
EQ002376 |  | Pipette |  | Pipette | Gilson | Sanchez Roman, Monica | VU/F/BETA/AW/GEG/GEGF | WN.M437 | - |  |  |  | 1 | Pipetman
EQ002375 |  | Pipette |  | Pipette | VWR | Sanchez Roman, Monica | VU/F/BETA/AW/GEG/GEGF | WN.M437 | - |  |  |  | 1 | 1 / 10 ml
EQ002374 |  | Pipette |  | Pipette | Gilson | Sanchez Roman, Monica | VU/F/BETA/AW/GEG/GEGF | WN.M437 | - |  |  |  | 1 | Pipetman
EQ002373 |  | Pipette |  | Pipette | Gilson | Sanchez Roman, Monica | VU/F/BETA/AW/GEG/GEGF | WN.M437 | - |  |  |  | 1 | Pipetman
EQ002372 |  | Pipette |  | Pipette | Gilson | Sanchez Roman, Monica | VU/F/BETA/AW/GEG/GEGF | WN.M437 | - |  |  |  | 1 | Pipetman
EQ002371 |  | Centrifuge |  | Centrifuge | Grant Instruments | Sanchez Roman, Monica | VU/F/BETA/AW/GEG/GEGF | WN.M437 | - |  |  |  | 1 | PCV-3000
EQ002370 |  | Pipette |  | Pipette | Gilson | Sanchez Roman, Monica | VU/F/BETA/AW/GEG/GEGF | WN.M437 | - |  |  |  | 0
EQ002369 |  | Extension Cable |  | Extension Cable | VU | Sanchez Roman, Monica | VU/F/BETA/AW/GEG/GEGF | WN.M437 | - |  |  |  | 1
EQ002368 |  | Extension Cable |  | Extension Cable | VU | Sanchez Roman, Monica | VU/F/BETA/AW/GEG/GEGF | WN.M437 | - |  |  |  | 1
EQ002367 |  | Extension Cable |  | Extension Cable | VU | Sanchez Roman, Monica | VU/F/BETA/AW/GEG/GEGF | WN.M437 | - |  |  |  | 1
EQ002366 |  | Catalyst Box |  | Catalyst Box | Coy Lab Products | Sanchez Roman, Monica | VU/F/BETA/AW/GEG/GEGF | WN.M437 | - |  |  |  | 1
EQ002365 |  | Catalyst Box |  | Catalyst Box | Coy Lab Products | Sanchez Roman, Monica | VU/F/BETA/AW/GEG/GEGF | WN.M437 | - |  |  |  | 1
EQ002364 |  | Pressure controller |  | CAM-12 Controller | Coy Lab Products | Sanchez Roman, Monica | VU/F/BETA/AW/GEG/GEGF | WN.M437 | - |  |  |  | 1
EQ002363 |  | Vacuum Pump |  | Airlock | Coy Lab Products | Sanchez Roman, Monica | VU/F/BETA/AW/GEG/GEGF | WN.M437 | - |  |  |  | 1
EQ002362 | 006306 | Shaker/Mixer |  | Shaker | Fritsch | Sanchez Roman, Monica | VU/F/BETA/AW/GEG/GEGF | WN.M437 | - |  |  |  | 1 | 03502
EQ002361 |  | Magnetic Stirrer |  | Multi Magnetic Stirrer | SBS | Sanchez Roman, Monica | VU/F/BETA/AW/GEG/GEGF | WN.M437 | - |  |  |  | 1 | A-25
EQ002360 |  | Magnetic Stirrer |  | Magnetic Stirrer | Winn b.v. | Sanchez Roman, Monica | VU/F/BETA/AW/GEG/GEGF | WN.M437 | - |  |  |  | 1 | Protherm S50
EQ002359 |  | Dishwasher |  | Dishwasher | Steelco | Hagen, Martine | VU/F/BETA/AW/GEG/GEGF | WN.M437 | - |  |  |  | 1
EQ002358 | 008386 | Centrifuge |  | Centrifuge | Herolab | Sanchez Roman, Monica | VU/F/BETA/AW/GEG/GEGF | WN.M437 | - |  |  |  | 1 | UniCen F
EQ002357 |  | Shaker/Mixer |  | Advanced Digital Shaker | VWR | Sanchez Roman, Monica | VU/F/BETA/AW/GEG/GEGF | WN.M437 | - |  |  |  | 1 | ADV 3500
EQ002356 |  | Microwave oven |  | Microwave oven | Severin | Sanchez Roman, Monica | VU/F/BETA/AW/GEG/GEGF | WN.M437 | - |  |  |  | 1
EQ002355 |  | Fridge |  | Fridge | Kirsch | Sanchez Roman, Monica | VU/F/BETA/AW/GEG/GEGF | WN.M443 | - |  |  |  | 1
EQ002354 | SL4232 | Freezer |  | Freezer | Liebherr | Sanchez Roman, Monica | VU/F/BETA/AW/GEG/GEGF | WN.M437 | - |  |  |  | 1
EQ002353 |  | Light Source |  | Light Source | Ikea | Sanchez Roman, Monica | VU/F/BETA/AW/GEG/GEGF | WN.M437 | - |  |  |  | 1
EQ002352 |  | Radio |  | Radio | Palladium | Sanchez Roman, Monica | VU/F/BETA/AW/GEG/GEGF | WN.M437 | - |  |  |  | 1
EQ002351 | 003152 | Computer Monitor |  | Computer Monitor | Hewlett Packard (HP) | Sanchez Roman, Monica | VU/F/BETA/AW/GEG/GEGF | WN.M437 | - |  |  |  | 1 | Compaq LA2206wg
EQ002350 | 037366 | Computer |  | PC | Hewlett Packard (HP) | Sanchez Roman, Monica | VU/F/BETA/AW/GEG/GEGF | WN.M437 | - |  |  |  | 1
EQ002349 |  | Extension Cable |  | Extension Cable | VU | Sanchez Roman, Monica | VU/F/BETA/AW/GEG/GEGF | WN.M437 | - |  |  |  | 1
EQ002348 |  | Microscope |  | Microscope | VWR | Sanchez Roman, Monica | VU/F/BETA/AW/GEG/GEGF | WN.M437 | - |  |  |  | 1 | TL384H
EQ002347 | 43 | Microscope |  | Microscope | Olympus | Sanchez Roman, Monica | VU/F/BETA/AW/GEG/GEGF | WN.M437 | - |  |  |  | 1 | VMT
EQ002346 |  | Oven |  | Oven | Memmert | Sanchez Roman, Monica | VU/F/BETA/AW/GEG/GEGF | WN.M437 | - |  |  |  | 1
EQ002345 |  | Balance |  | Balance | Ohaus | Sanchez Roman, Monica | VU/F/BETA/AW/GEG/GEGF | WN.M437 | - |  |  |  | 1 | AX423
EQ002344 |  | Hot Plate |  | Hot Plate Stirrer | VWR | Sanchez Roman, Monica | VU/F/BETA/AW/GEG/GEGF | WN.M437 | - |  |  |  | 1 | VMS-C7
EQ002343 |  | pH Meter |  | pH meter pHenomenal | VWR | Sanchez Roman, Monica | VU/F/BETA/AW/GEG/GEGF | WN.M437 | - |  |  |  | 1 | pH 1100L
EQ002342 |  | Extension Cable |  | Extension Cable | VU | Sanchez Roman, Monica | VU/F/BETA/AW/GEG/GEGF | WN.M437 | - |  |  |  | 1
EQ002341 |  | Extension Cable |  | Extension Cable | VU | Sanchez Roman, Monica | VU/F/BETA/AW/GEG/GEGF | WN.M437 | - |  |  |  | 1
EQ002340 |  | Extension Cable |  | Extension Cable | VU | Sanchez Roman, Monica | VU/F/BETA/AW/GEG/GEGF | WN.M437 | - |  |  |  | 1
EQ002339 |  | Hot Plate |  | Hot Plate Stirrer | IKA | Sanchez Roman, Monica | VU/F/BETA/AW/GEG/GEGF | WN.M437 | - |  |  |  | 1 | K100
EQ002338 |  | pH Meter |  | Digital IDS Meter | WTW | Sanchez Roman, Monica | VU/F/BETA/AW/GEG/GEGF | WN.M437 | - |  |  |  | 1 | Multi 3630 IDS
EQ002337 |  | Autoclave |  | Autoclave Vapourline | VWR | Sanchez Roman, Monica | VU/F/BETA/AW/GEG/GEGF | WN.M437 | - |  |  |  | 1 | 80-B
EQ002336 |  | Vortex |  | Vortex | VWR | Sanchez Roman, Monica | VU/F/BETA/AW/GEG/GEGF | WN.M437 | - |  |  |  | 1 | VV3
EQ002335 |  | Fume Cupboard |  | Fume Cupboard | Clean Air Technik | Sanchez Roman, Monica | VU/F/BETA/AW/GEG/GEGF | WN.M437 | - |  |  |  | 1 | EF/B4
EQ002334 |  | Vacuum Pump |  | Vacuum Gas Pump | VWR | Sanchez Roman, Monica | VU/F/BETA/AW/GEG/GEGF | WN.M437 | - |  |  |  | 1 | PM20405-86.18
EQ002333 |  | Incubator |  | Incubator | Memmert | Sanchez Roman, Monica | VU/F/BETA/AW/GEG/GEGF | WN.M437 | - |  |  |  | 1 | Memmert
EQ002332 | Incubator 2 | Incubator |  | Incubator | VWR | Sanchez Roman, Monica | VU/F/BETA/AW/GEG/GEGF | WN.M437 | - |  |  |  | 1 | INCU-Line 180 Prime
EQ002331 | Incubator 1 | Incubator |  | Incubator | VWR | Sanchez Roman, Monica | VU/F/BETA/AW/GEG/GEGF | WN.M437 | - |  |  |  | 1 | INCU-Line 180 Prime
EQ002330 | LF5 A | Hot Plate |  | Acid Inert Hot Plate | Analab | Kuiper, Klaudia | VU/F/BETA/AW/GEG | WN.E021 | - |  |  |  | 1 | Acid Inert Hot Plate
EQ002329 | LF5 B | Hot Plate |  | Acid Inert Hot Plate | Analab | Kuiper, Klaudia | VU/F/BETA/AW/GEG | WN.E021 | - |  |  |  | 1 | Acid Inert Hot Plate
EQ002328 | LF4 A | Hot Plate |  | Acid Inert Hot Plate | Analab | Kuiper, Klaudia | VU/F/BETA/AW/GEG | WN.E021 | - |  |  |  | 1 | Acid Inert Hot Plate
EQ002327 | LF4 B | Hot Plate |  | Acid Inert Hot Plate | Analab | Kuiper, Klaudia | VU/F/BETA/AW/GEG | WN.E021 | - |  |  |  | 1 | Acid Inert Hot Plate
EQ002326 | LF4 C | Hot Plate |  | Acid Inert Hot Plate | Analab | Kuiper, Klaudia | VU/F/BETA/AW/GEG | WN.E021 | - |  |  |  | 1 | Acid Inert Hot Plate
EQ002325 | LF3 A | Hot Plate |  | Acid Inert Hot Plate | Analab | Kuiper, Klaudia | VU/F/BETA/AW/GEG | WN.E021 | - |  |  |  | 1 | Acid Inert Hot Plate
EQ002324 | LF3 B | Hot Plate |  | Acid Inert Hot Plate | Analab | Kuiper, Klaudia | VU/F/BETA/AW/GEG | WN.E021 | - |  |  |  | 1 | Acid Inert Hot Plate
EQ002323 | LF3 C | Hot Plate |  | Acid Inert Hot Plate | Analab | Kuiper, Klaudia | VU/F/BETA/AW/GEG | WN.E021 | - |  |  |  | 1 | Acid Inert Hot Plate
EQ002322 | LF1 A | Hot Plate |  | Acid Inert Hot Plate | Analab | Kuiper, Klaudia | VU/F/BETA/AW/GEG | WN.E021 | - |  |  |  | 1 | Acid Inert Hot Plate
EQ002321 | LF1 B | Hot Plate |  | Acid Inert Hot Plate | Analab | Kuiper, Klaudia | VU/F/BETA/AW/GEG | WN.E021 | - |  |  |  | 1 | Acid Inert Hot Plate
EQ002320 |  | Power Supply |  | Deionising Power Supply | Mettler (Toledo) | Kuiper, Klaudia | VU/F/BETA/AW/GEG | WN.E021 | - |  |  |  | 1 | EN SL MT
EQ002319 |  | Balance |  | Precision Balance FACT | Mettler (Toledo) | Kuiper, Klaudia | VU/F/BETA/AW/GEG | WN.E021 | - |  |  |  | 1 | MT5
EQ002318 |  | Balance |  | Precision Balance | Mettler (Toledo) | Kuiper, Klaudia | VU/F/BETA/AW/GEG | WN.E021 | - |  |  |  | 1 | AT201
EQ002317 |  | Balance |  | Balance | Sartorius | Kuiper, Klaudia | VU/F/BETA/AW/GEG | WN.E021 | - |  |  |  | 1
EQ002316 |  | Water Filtration System |  | Milli-Q Water Purifier | Milli-Q | Kuiper, Klaudia | VU/F/BETA/AW/GEG | WN.E021 | - |  |  |  | 1 | IQ-7000
EQ002315 |  | Oven |  | Drying Oven | VWR | Kuiper, Klaudia | VU/F/BETA/AW/GEG | WN.E021 | - |  |  |  | 1 | DRY-Line
EQ002314 |  | Centrifuge |  | Centrifuge 5415 C | Eppendorf | Kuiper, Klaudia | VU/F/BETA/AW/GEG | WN.E021 | - |  |  |  | 1 | 5415 C
EQ002313 |  | Temperature Control Module |  | Heater Controller | VU | Kuiper, Klaudia | VU/F/BETA/AW/GEG | WN.E021 | - |  |  |  | 1
EQ002312 |  | Pump/Compressor |  | Dosing Pump | Hanna Instruments | Kuiper, Klaudia | VU/F/BETA/AW/GEG | WN.E021 | - |  |  |  | 1 | Blackstone series BL1.5
EQ002311 |  | Block Heater |  | Hotplate Schott | Schott | Kuiper, Klaudia | VU/F/BETA/AW/GEG | WN.E021 | - |  |  |  | 1
EQ002310 |  | Block Heater |  | Hotplate Schott | Schott | Kuiper, Klaudia | VU/F/BETA/AW/GEG | WN.E021 | - |  |  |  | 1
EQ002309 |  | Shaker/Mixer |  | Standard Analog Shaker | VWR | Kuiper, Klaudia | VU/F/BETA/AW/GEG | WN.E021 | - |  |  |  | 1
EQ002308 |  | Ultrasonic Cleaner |  | Ultrasonic Cleaner | Branson | Kuiper, Klaudia | VU/F/BETA/AW/GEG | WN.E021 | - |  |  |  | 1 | 2510E-DTH
EQ002307 |  | Centrifuge |  | Centrifuge 5804 | Eppendorf | Kuiper, Klaudia | VU/F/BETA/AW/GEG | WN.E021 | - |  |  |  | 1 | 5804
EQ002306 |  | Speakers |  | Dell Speakers | Dell | Putten, Nathalie van der | VU/F/BETA/AW/AEK | WN.M422 | - |  |  |  | 1
EQ002305 | 008722 | Computer |  | Dell Computer Monitor | Dell | Putten, Nathalie van der | VU/F/BETA/AW/AEK | WN.M422 | - |  |  |  | 1 | rev A00/P2011ht
EQ002304 | 055041 | Computer |  | Dell Laptop | Dell | Putten, Nathalie van der | VU/F/BETA/AW/AEK | WN.M422 | - |  |  |  | 1 | Latitude 5300
EQ002303 |  | Cold light source |  | Cold Light Device | Ikea | Putten, Nathalie van der | VU/F/BETA/AW/AEK/AEKE | WN.KA347 | - |  |  |  | 0 | TYP B1422
EQ002302 |  | Cold light source |  | Cold Light Device | Ikea | Putten, Nathalie van der | VU/F/BETA/AW/AEK/AEKE | WN.KA347 | - |  |  |  | 1 | TYP B1422
EQ002301 |  | Computer Monitor |  | HP Computer Monitor | Hewlett Packard (HP) | Putten, Nathalie van der | VU/F/BETA/AW/AEK | WN.M422 | - |  |  |  | 1 | Compaq LA2205wg
EQ002300 |  | Computer |  | Dell Computer | Dell | Putten, Nathalie van der | VU/F/BETA/AW/AEK | WN.M422 | - |  |  |  | 1 | Optiplex 3060 Mini
EQ002299 |  | Cold light source |  | Cold Light Device | Ikea | Putten, Nathalie van der | VU/F/BETA/AW/AEK/AEKE | WN.KA347 | - |  |  |  | 1 | TYP B1422
EQ002298 |  | Hot Plate |  | Hot Plate / Stirrer | Labinco | Putten, Nathalie van der | VU/F/BETA/AW/AEK | WN.M422 | - |  |  |  | 1 | L35
EQ002297 | PUTTEN | Cold light source |  | Cold Light Source | Leica | Putten, Nathalie van der | VU/F/BETA/AW/AEK | WN.M422 | - |  |  |  | 1 | CLS150
EQ002296 | PUTTEN | Binoculars |  | Olympus Microscope | Olympus | Putten, Nathalie van der | VU/F/BETA/AW/AEK | WN.M422 | - |  |  |  | 1 | SZX-ILLB200
EQ002295 | PUTTEN | Kettle |  | Kettle | Primo | Putten, Nathalie van der | VU/F/BETA/AW/AEK | WN.M422 | - |  |  |  | 1 | Primo-300
EQ002294 |  | Microscope |  | Microscope | Olympus | Putten, Nathalie van der | VU/F/BETA/AW/AEK/AEKE | WN.KA347 | - |  |  |  | 1 | SZH-ILLK
EQ002293 |  | Microscope |  | Olympus BX51 Microscope | Olympus | Putten, Nathalie van der | VU/F/BETA/AW/AEK/AEKE | WN.M422 | - |  |  |  | 1 | U-LH100-3
EQ002292 |  | Power Supply |  | Olympus Power Supply | Olympus | Putten, Nathalie van der | VU/F/BETA/AW/AEK/AEKE | WN.M422 | - |  |  |  | 1 | TH4-200
EQ002291 |  | Microscope |  | Microscope | Olympus | Putten, Nathalie van der | VU/F/BETA/AW/AEK/AEKE | WN.KA347 | - |  |  |  | 1 | SZH-ILLK
EQ002290 |  | Microscope |  | Microscope | Olympus | Putten, Nathalie van der | VU/F/BETA/AW/AEK/AEKE | WN.KA347 | - |  |  |  | 1 | DF Plan IX
EQ002289 |  | Microscope |  | Micro ID 4 AAW | Carl Zeiss | Putten, Nathalie van der | VU/F/BETA/AW/AEK/AEKE | WN.KA347 | - |  |  |  | 1 | Axioskop / MicroID 2 AAW
EQ002288 |  | Microscope |  | Microscope | Carl Zeiss | Putten, Nathalie van der | VU/F/BETA/AW/AEK/AEKE | WN.KA347 | - |  |  |  | 1 | Axioskop / MicroID 2 AAW
EQ002287 |  | Computer Monitor |  | HP Computer Monitor | Hewlett Packard (HP) | Hagen, Martine | VU/F/BETA/AW/AEK/AEKE | WN.M405B | - |  |  |  | 1 | U2415b
EQ002286 |  | Vacuum Cleaner |  | Vacuum Cleaner | Nilfisk | Hagen, Martine | VU/F/BETA/AW/AEK/AEKE | WN.M405B | - |  |  |  | 1 | IVB 3-M
EQ002285 |  | Extension Cable |  | Extension Cable | VU | Hagen, Martine | VU/F/BETA/AW/AEK/AEKE | WN.M405B | - |  |  |  | 1
EQ002284 |  | Hot Plate |  | Fisherbrand Hot Plate | Fisherbrand | Hagen, Martine | VU/F/BETA/AW/AEK/AEKE | WN.M405B | - |  |  |  | 1 | Isotherm HP88850205
EQ002283 |  | Fan |  | Fan | Manutan | Hagen, Martine | VU/F/BETA/AW/AEK/AEKE | WN.M405B | - |  |  |  | 1
EQ002282 |  | Hot Plate |  | Stuart Hotplate | Stuart Scientific | Hagen, Martine | VU/F/BETA/AW/AEK/AEKE | WN.M405B | - |  |  |  | 1 | CB500
EQ002281 |  | Microscope |  | Axioskop Microscope | Carl Zeiss | Hagen, Martine | VU/F/BETA/AW/AEK/AEKE | WN.M405B | - |  |  |  | 1 | Axioskop 20
EQ002280 |  | Computer |  | HP Computer | Hewlett Packard (HP) | Hagen, Martine | VU/F/BETA/AW/AEK/AEKE | WN.M405B | - |  |  |  | 1 | Elitedesk 800 G3
EQ002279 |  | Computer Monitor |  | HP Computer Monitor | Hewlett Packard (HP) | Hagen, Martine | VU/F/BETA/AW/AEK/AEKE | WN.M405B | - |  |  |  | 1 | Z27
EQ002278 |  | Particle Analyzer |  | Sympatec Qicpic | Sympatec | Hagen, Martine | VU/F/BETA/AW/AEK/AEKE | WN.M405B | - | 2024-06-06 |  |  | 1 | Sucell Qicpic
EQ002277 |  | Vortex |  | Multi-pulse Vortex | Glas-Col | Hagen, Martine | VU/F/BETA/AW/AEK/AEKE | WN.M405 | - |  |  |  | 1
EQ002276 |  | Particle Analyzer |  | Sympatec Quixel | Sympatec | Hagen, Martine | VU/F/BETA/AW/AEK/AEKE | WN.M405B | - |  |  |  | 1 | Quixel Helos/KR
EQ002275 |  | Sonification Array |  | Analog Sonifier w/ Probe | VWR | Hagen, Martine | VU/F/BETA/AW/AEK/AEKE | WN.M405 | - |  |  |  | 1 | Branson Sonifier 450
EQ002274 |  | Oven |  | High Voltage Oven | Memmert | Hagen, Martine | VU/F/BETA/AW/AEK/AEKE | WN.M405 | - |  |  |  | 1 | Precision Series
EQ002273 | 009000 | Flow Controller |  | Demi Water Degas Controller | VU | Hagen, Martine | VU/F/BETA/AW/AEK/AEKE | WN.M405B | - |  |  |  | 1
EQ002272 |  | Balance |  | Precision Balance | Fisherbrand | Hagen, Martine | VU/F/BETA/AW/AEK/AEKE | WN.M405 | - |  |  |  | 1 | Precision Series
EQ002271 |  | Oven |  | Oven Heraew | Elbanton | Hagen, Martine | VU/F/BETA/AW/AEK/AEKE | WN.M429 | - |  |  |  | 1
EQ002270 |  | Oven |  | Oven | Elbanton | Hagen, Martine | VU/F/BETA/AW/AEK/AEKE | WN.M429 | - |  |  |  | 1 | DMW1500
EQ002269 |  | Computer |  | HP Computer | Hewlett Packard (HP) | Hagen, Martine | VU/F/BETA/AW/AEK/AEKE | WN.M405B | - |  |  |  | 1 | Elitedesk 800 G3
EQ002268 | 009065 | Oven |  | Oven | Elbanton | Hagen, Martine | VU/F/BETA/AW/AEK/AEKE | WN.M429 | - |  |  |  | 1 | DMW1500
EQ002267 |  | Balance |  | Precision Balance | Sérénité | Hagen, Martine | VU/F/BETA/AW/AEK/AEKE | WN.M405 | - |  |  |  | 1 | Lab-800 B3C
EQ002266 | 008581 | Titration manager |  | Titration manager | Radiometer analytical | Hagen, Martine | VU/F/BETA/AW/AEK/AEKE | WN.M429 | - |  |  |  | 0 | TIM840
EQ002265 |  | Rotator |  | Rotary sample driver | Fritsch | Hagen, Martine | VU/F/BETA/AW/AEK/AEKE | WN.M429 | - |  |  |  | 1
EQ002264 |  | Speakers |  | Dell Speakers | Dell | Hagen, Martine | VU/F/BETA/AW/AEK | WN.M405C | - |  |  |  | 1
EQ002263 |  | Balance |  | Balance Sartorius | Sartorius | Hagen, Martine | VU/F/BETA/AW/AEK/AEKE | WN.M429 | - |  |  |  | 1 | LC2200P
EQ002262 |  | Hot Plate |  | Hot plate Rommelsbacher | Rommelsbacher | Hagen, Martine | VU/F/BETA/AW/AEK/AEKE | WN.M429 | - |  |  |  | 1
EQ002261 |  | Densitometer |  | Micromeritics Accupyc | Micromeritics | Hagen, Martine | VU/F/BETA/AW/AEK | WN.M405C | - |  |  |  | 1 | AccuPyc 1330 (133/00002/00)
EQ002260 |  | Thermogravimetric analyzer |  | LECO Thermogravimetric analyzer | LECO | Hagen, Martine | VU/F/BETA/AW/AEK/AEKE | WN.M429 | - |  |  |  | 1 | TGA701
EQ002259 |  | Computer Monitor |  | HP monitor | Hewlett Packard (HP) | Hagen, Martine | VU/F/BETA/AW/AEK/AEKE | WN.M429 | - |  |  |  | 1 | 1740
EQ002258 |  | Power Supply |  | Power Supply | VU | Hagen, Martine | VU/F/BETA/AW/AEK | WN.M405C | - |  |  |  | 1
EQ002257 |  | Computer |  | Dell PC | Dell | Hagen, Martine | VU/F/BETA/AW/AEK/AEKE | WN.M429 | - |  |  |  | 1 | Optiplex 960
EQ002256 |  | Hydraulic Press |  | Hydraulic Press | VU | Hagen, Martine | VU/F/BETA/AW/AEK | WN.M405C | - |  |  |  | 1
EQ002255 |  | Fridge |  | Bosch Fridge | Bosch | Hagen, Martine | VU/F/BETA/AW/AEK | WN.M405C | - |  |  |  | 1
EQ002254 |  | Fridge |  | Bosch Fridge | Bosch | Hagen, Martine | VU/F/BETA/AW/AEK | WN.M405C | - |  |  |  | 1
EQ002253 |  | Fridge |  | Bosch Fridge | Bosch | Hagen, Martine | VU/F/BETA/AW/AEK | WN.M405C | - |  |  |  | 1
EQ002252 |  | Pressure controller |  | High Pressure Measurement System | VU | Hagen, Martine | VU/F/BETA/AW/AEK | WN.M405C | - |  |  |  | 1
EQ002251 |  | Computer |  | Dell Computer | Dell | Hagen, Martine | VU/F/BETA/AW/AEK | WN.M405C | - |  |  |  | 1 | Optiplex GX270
EQ002250 |  | Stirrer motor |  | Stirrer IKA | IKA | Hagen, Martine | VU/F/BETA/AW/AEK/AEKE | WN.M429 | - |  |  |  | 1 | RW16B
EQ002249 |  | Peristaltic Pump |  | Ismatec Peristaltic pump | Ismatec | Hagen, Martine | VU/F/BETA/AW/AEK/AEKE | WN.M405 | - |  |  |  | 1
EQ002248 |  | Oscilloscope |  | Keysight Oscilloscope | Keysight | Hagen, Martine | VU/F/BETA/AW/AEK | WN.M405C | - |  |  |  | 1 | DSO1022A
EQ002247 |  | Block Heater |  | Block Heater Large | LGH | Hagen, Martine | VU/F/BETA/AW/AEK/AEKE | WN.M405A | - |  |  |  | 1 | FB300
EQ002246 |  | Computer Monitor |  | Fujitsu Siemens Monitor | Siemens | Hagen, Martine | VU/F/BETA/AW/AEK/AEKE | WN.M405 | - |  |  |  | 1
EQ002245 |  | Computer |  | HP computer | Hewlett Packard (HP) | Hagen, Martine | VU/F/BETA/AW/AEK/AEKE | WN.M405 | - |  |  |  | 1 | Z440
EQ002244 |  | Computer Monitor |  | Dell Computer Monitor | Dell | Hagen, Martine | VU/F/BETA/AW/AEK | WN.M405C | - |  |  |  | 1 | E153FPf
EQ002243 |  | Block Heater |  | DRI-Block Heater | Techne | Hagen, Martine | VU/F/BETA/AW/AEK/AEKE | WN.M405A | - |  |  |  | 1 | FDB03DD
EQ002242 |  | Computer |  | HP Computer | Hewlett Packard (HP) | Hagen, Martine | VU/F/BETA/AW/AEK | WN.M405C | - |  |  |  | 1 | Compaq 6200 Pro SFF
EQ002241 |  | Sieve machine |  | Electromagnetic sieve machine | Fritsch | Hagen, Martine | VU/F/BETA/AW/AEK/AEKE | WN.M405 | - |  |  |  | 1 | 3502
EQ002240 |  | Computer Monitor |  | HP Computer Monitor | Hewlett Packard (HP) | Hagen, Martine | VU/F/BETA/AW/AEK | WN.M405C | - |  |  |  | 1 | PL766A
EQ002239 |  | Microscope |  | Lixell 161E | Lixell | Hagen, Martine | VU/F/BETA/AW/AEK/AEKE | WN.M405 | - |  |  |  | 1 | 161E
EQ002238 | 012254 | Hot Plate |  | Hotplate control | VU | Hagen, Martine | VU/F/BETA/AW/AEK/AEKE | WN.M405 | - |  |  |  | 1 | 5373
EQ002237 |  | Balance |  | Sartorius Balance | Sartorius | Hagen, Martine | VU/F/BETA/AW/AEK | WN.M405C | - |  |  |  | 1 | MSE3.6P-000-DM
EQ002236 | 012254 | Hot Plate |  | Hotplate cotnrol | VU | Hagen, Martine | VU/F/BETA/AW/AEK/AEKE | WN.M405 | - |  |  |  | 1 | 5373
EQ002235 |  | Lamp |  | Lamp | Insta Elektro | Hagen, Martine | VU/F/BETA/AW/AEK/AEKE | WN.M405 | - |  |  |  | 1 | D-58511
EQ002234 |  | Hot Plate |  | Heating Plate Topline | Schott | Hagen, Martine | VU/F/BETA/AW/AEK/AEKE | WN.M405 | - |  |  |  | 1 | Topline
EQ002233 | 004555 | Hot Plate |  | Heating Plate | Schott | Hagen, Martine | VU/F/BETA/AW/AEK/AEKE | WN.M405 | - |  |  |  | 1 | CK 111
EQ002232 | 005850 | Hot Plate |  | Heating Plate | Schott | Hagen, Martine | VU/F/BETA/AW/AEK/AEKE | WN.M405 | - |  |  |  | 1 | CK 111
EQ002231 | 004559 | Hot Plate |  | Heating Plate | Schott | Hagen, Martine | VU/F/BETA/AW/AEK/AEKE | WN.M405 | - |  |  |  | 0 | CK 111
EQ002230 | 005368 | Hot Plate |  | Heating Plate | Schott | Hagen, Martine | VU/F/BETA/AW/AEK/AEKE | WN.M405 | - |  |  |  | 1 | CK 111
EQ002229 |  | Vacuum Cleaner |  | Vacuum Cleaner | VU | Verdegaal-Warmerdam, SJA | VU/F/BETA/AW/GEG | WN.F313A | - |  |  |  | 1 | 915
EQ002228 | 005367 | Hot Plate |  | Heating Plate | Schott | Hagen, Martine | VU/F/BETA/AW/AEK/AEKE | WN.M405 | - |  |  |  | 0 | CK 111
EQ002227 |  | Extension Cable |  | Extension Cable | VU | Verdegaal-Warmerdam, SJA | VU/F/BETA/AW/GEG | WN.F313A | - |  |  |  | 1
EQ002226 |  | Extension Cable |  | Extension Cable | VU | Verdegaal-Warmerdam, SJA | VU/F/BETA/AW/GEG | WN.F313A | - |  |  |  | 1
EQ002225 |  | Extension Cable |  | Extension Cable | VU | Verdegaal-Warmerdam, SJA | VU/F/BETA/AW/GEG | WN.F313A | - |  |  |  | 1
EQ002224 |  | Extension Cable |  | Extension Cable | VU | Verdegaal-Warmerdam, SJA | VU/F/BETA/AW/GEG | WN.F313A | - |  |  |  | 1
EQ002223 |  | Peristaltic Pump |  | Gilson Pump | Gilson | Verdegaal-Warmerdam, SJA | VU/F/BETA/AW/GEG | WN.F313 | - |  |  |  | 1 | M312
EQ002222 |  | Water Bath |  | Gallenkamp Water Bath | Gallenkamp | Verdegaal-Warmerdam, SJA | VU/F/BETA/AW/GEG | WN.F313 | - |  |  |  | 1 | BKM-300
EQ002221 |  | Radio |  | Radio | Sanyo | Hagen, Martine | VU/F/BETA/AW/AEK/AEKE | WN.M405 | - |  |  |  | 1 | 3020
EQ002220 |  | Orbital shaker |  | Orbital Shaker | GFL | Hagen, Martine | VU/F/BETA/AW/AEK/AEKE | WN.M405 | - |  |  |  | 1 | 3020
EQ002219 |  | Hot Plate |  | Heating Plate | Schott | Verdegaal-Warmerdam, SJA | VU/F/BETA/AW/GEG | WN.F313 | - |  |  |  | 1 | CK 111
EQ002218 |  | Spectrophotometer |  | Spectrophotometer | VWR | Hagen, Martine | VU/F/BETA/AW/AEK/AEKE | WN.M405 | - |  |  |  | 1 | V1200
EQ002217 |  | Drying Cabinet |  | Memmert Drying Cabinet | Memmert | Verdegaal-Warmerdam, SJA | VU/F/BETA/AW/GEG | WN.F313 | - |  |  |  | 1 | UF 75
EQ002216 |  | Fridge |  | Liebherr Fridge | Liebherr | Verdegaal-Warmerdam, SJA | VU/F/BETA/AW/GEG | WN.F313 | - |  |  |  | 1 | profi line
EQ002215 |  | Data Acquisition Instrument |  | USB DAQ | VU | Verdegaal-Warmerdam, SJA | VU/F/BETA/AW/GEG | WN.F313 | - |  |  |  | 1
EQ002214 |  | Battery Charger |  | Battery Charger | Energizer | Verdegaal-Warmerdam, SJA | VU/F/BETA/AW/GEG | WN.F313 | - |  |  |  | 1 | CHFC3
EQ002213 |  | Magnetic Stirrer |  | Hot Plate Stirrer | Roth | Hagen, Martine | VU/F/BETA/AW/AEK/AEKE | WN.M405 | - |  |  |  | 1 | MH 20
EQ002212 |  | pH Meter |  | pH Meter | XS Instruments | Hagen, Martine | VU/F/BETA/AW/AEK/AEKE | WN.M405 | - |  |  |  | 1 | Bench Meter
EQ002211 | 007806 | Block Heater |  | Sample Block heater | VU | Verdegaal-Warmerdam, SJA | VU/F/BETA/AW/GEG | WN.F313 | - |  |  |  | 1
EQ002210 |  | Extension Cable |  | Extension Cable | VU | Verdegaal-Warmerdam, SJA | VU/F/BETA/AW/GEG | WN.F313A | - |  |  |  | 1
EQ002209 |  | Extension Cable |  | Extension Cable | VU | Verdegaal-Warmerdam, SJA | VU/F/BETA/AW/GEG | WN.F313A | - |  |  |  | 1
EQ002208 |  | Extension Cable |  | Extension Cable | VU | Verdegaal-Warmerdam, SJA | VU/F/BETA/AW/GEG | WN.F313A | - |  |  |  | 1
EQ002207 |  | Extension Cable |  | Extension Cable | VU | Verdegaal-Warmerdam, SJA | VU/F/BETA/AW/GEG | WN.F313A | - |  |  |  | 1
EQ002206 |  | Extension Cable |  | Extension Cable | VU | Verdegaal-Warmerdam, SJA | VU/F/BETA/AW/GEG | WN.F313A | - |  |  |  | 1
EQ002205 |  | Printer |  | Printer | Brother | Hagen, Martine | VU/F/BETA/AW/AEK/AEKE | WN.M405 | - |  |  |  | 1 | HL-L3210CW
EQ002204 |  | Sample Preparation Unit |  | GasBench II | Thermo Fisher Scientific | Verdegaal-Warmerdam, SJA | VU/F/BETA/AW/GEG | WN.F313 | - |  |  |  | 1
EQ002203 |  | Extension Cable |  | Extension Cable | VU | Verdegaal-Warmerdam, SJA | VU/F/BETA/AW/GEG | WN.F313A | - |  |  |  | 1
EQ002202 |  | Label Writer |  | Label Writer | Dymo | Hagen, Martine | VU/F/BETA/AW/AEK/AEKE | WN.M405 | - |  |  |  | 1 | 450 Duo
EQ002201 |  | Mass Spectrometer |  | Mass spectrometer MAT253 | Thermo Fisher Scientific | Verdegaal-Warmerdam, SJA | VU/F/BETA/AW/GEG | WN.F313 | - |  |  |  | 1 | MAT253
EQ002200 |  | Computer Monitor |  | Computer Monitor | Dell | Hagen, Martine | VU/F/BETA/AW/AEK/AEKE | WN.M405 | - |  |  |  | 1 | Prodesk
EQ002199 |  | Sample Preparation Unit |  | Kiel Device III | Thermo | Verdegaal-Warmerdam, SJA | VU/F/BETA/AW/GEG | WN.F313 | - |  |  |  | 1 | Kiel Device III
EQ002198 |  | Computer |  | Transtec computer | Transtec | Verdegaal-Warmerdam, SJA | VU/F/BETA/AW/GEG | WN.F313 | - |  |  |  | 1
EQ002197 | 047420 | Computer |  | PC | Hewlett Packard (HP) | Hagen, Martine | VU/F/BETA/AW/AEK/AEKE | WN.M405 | - |  |  |  | 1 | Prodesk
EQ002196 |  | Vortex |  | Pulse Vortex Genie 2 | Scientific Industries Inc. | Hagen, Martine | VU/F/BETA/AW/AEK/AEKE | WN.M405A | - |  |  |  | 1 | SI-T256
EQ002195 |  | Lamp |  | Power Supply | VU | Verdegaal-Warmerdam, SJA | VU/F/BETA/AW/GEG | WN.F313 | - |  |  |  | 1
EQ002194 |  | Computer |  | Transtec computer | Transtec | Verdegaal-Warmerdam, SJA | VU/F/BETA/AW/GEG | WN.F313 | - |  |  |  | 1
EQ002193 | PC-043479 | Computer |  | Dell computer | Dell | Verdegaal-Warmerdam, SJA | VU/F/BETA/AW/GEG | WN.F313 | - |  |  |  | 1 | Optiplex XE2
EQ002192 |  | Shaker/Mixer |  | Vibrax Orbital Shaker | IKA | Hagen, Martine | VU/F/BETA/AW/AEK/AEKE | WN.M405A | - |  |  |  | 1 | VXRB S000
EQ002191 |  | Computer Monitor |  | Dell Monitor | Dell | Verdegaal-Warmerdam, SJA | VU/F/BETA/AW/GEG | WN.F313 | - |  |  |  | 1
EQ002190 |  | Computer Monitor |  | HP Monitor | Hewlett Packard (HP) | Verdegaal-Warmerdam, SJA | VU/F/BETA/AW/GEG | WN.F313 | - |  |  |  | 1 | Compaq LA2205wg
EQ002189 |  | Centrifuge |  | Centrifuge Multifuge | Thermo Fisher Scientific | Hagen, Martine | VU/F/BETA/AW/AEK/AEKE | WN.M405A | - |  |  |  | 1 | Hereaus Multifuge X3 F
EQ002188 |  | Lamp |  | Lamp | SIS | Verdegaal-Warmerdam, SJA | VU/F/BETA/AW/GEG | WN.F313 | - |  |  |  | 1 | 769
EQ002187 |  | Vortex |  | Pulse Vortex Genie | Scientific Industries Inc. | Hagen, Martine | VU/F/BETA/AW/AEK/AEKE | WN.M405A | - |  |  |  | 1 | SI-P258
EQ002186 |  | Computer Monitor |  | HP Monitor | Hewlett Packard (HP) | Verdegaal-Warmerdam, SJA | VU/F/BETA/AW/GEG | WN.F313 | - |  |  |  | 1 | Compaq LA2205wg
EQ002185 |  | Centrifuge |  | Micro Centaur Centrifuge | MSE | Hagen, Martine | VU/F/BETA/AW/AEK/AEKE | WN.M405A | - |  |  |  | 1 | MSB010.CX2.5
EQ002184 |  | Ultrasonic Cleaner |  | Ultrasonic Cleaner | VWR | Hagen, Martine | VU/F/BETA/AW/AEK/AEKE | WN.M405A | - |  |  |  | 1 | USC300TH
EQ002183 |  | Vacuum Pump |  | Vacuum pump Sonation | Sonation | Verdegaal-Warmerdam, SJA | VU/F/BETA/AW/GEG | WN.F313 | - |  |  |  | 1 | SSH1121U
EQ002182 | 0222589 | Computer Monitor |  | PC monitor | Hewlett Packard (HP) | Verdegaal-Warmerdam, SJA | VU/F/BETA/AW/GEG | WN.F313 | - |  |  |  | 1
EQ002181 | 007269 | Crusher controller |  | Crusher Controller | VU | Verdegaal-Warmerdam, SJA | VU/F/BETA/AW/GEG | WN.F313 | - |  |  |  | 1 | 201293702
EQ002180 | 008938 | Elemental Analyzer |  | TC EA | ThermoQuest Finnigan | Verdegaal-Warmerdam, SJA | VU/F/BETA/AW/GEG | WN.F313 | - |  |  |  | 1
EQ002179 | 009038 | Oven |  | Memmert Oven | Memmert | Verdegaal-Warmerdam, SJA | VU/F/BETA/AW/GEG | WN.F313 | - |  |  |  | 1 | U50 U
EQ002178 |  | Elemental Analyzer |  | Flash 1112 | ThermoQuest Finnigan | Verdegaal-Warmerdam, SJA | VU/F/BETA/AW/GEG | WN.F313 | - |  |  |  | 1
EQ002177 |  | Computer Monitor |  | Asus Computer Monitor | Asus | Verdegaal-Warmerdam, SJA | VU/F/BETA/AW/GEG | WN.F313 | - |  |  |  | 1 | VX229
EQ002176 | 012308 | Capillar heater |  | Capillar heater | VU | Verdegaal-Warmerdam, SJA | VU/F/BETA/AW/GEG | WN.F313 | - |  |  |  | 1 | LRS10033
EQ002175 |  | Power Supply |  | Power supply | VU | Verdegaal-Warmerdam, SJA | VU/F/BETA/AW/GEG | WN.F313 | - |  |  |  | 1
EQ002174 |  | Timer |  | One minute timer | VU | Verdegaal-Warmerdam, SJA | VU/F/BETA/AW/GEG | WN.F313 | - |  |  |  | 1
EQ002173 |  | Data Converter |  | Dipcon Bench | inbes | Verdegaal-Warmerdam, SJA | VU/F/BETA/AW/GEG | WN.F313 | - |  |  |  | 1 | Dipcon Bnec v1.0
EQ002172 |  | Crusher controller |  | Crusher Controller | VU | Verdegaal-Warmerdam, SJA | VU/F/BETA/AW/GEG | WN.F313 | - |  |  |  | 1
EQ002171 |  | Fan |  | Fan Sink | IBM | Verdegaal-Warmerdam, SJA | VU/F/BETA/AW/GEG | WN.F313A | - |  |  |  | 1 | FRU 01R3330
EQ002170 |  | Mass Spectrometer |  | Delta Plus XP Mass Spectrometer | ThermoQuest Finnigan | Verdegaal-Warmerdam, SJA | VU/F/BETA/AW/GEG | WN.F313 | - |  |  |  | 1 | Delta Plus XP
EQ002169 | 012338 | Temperature Control Module |  | Automatic Capillary Heater | VU | Verdegaal-Warmerdam, SJA | VU/F/BETA/AW/GEG | WN.F313 | - |  |  |  | 0
EQ002168 |  | Computer |  | Mac Mini Computer | Apple | Verdegaal-Warmerdam, SJA | VU/F/BETA/AW/GEG | WN.F313 | - |  |  |  | 1 | Mac Mini
EQ002167 |  | Vacuum Pump |  | Vacuum Pump | AEG | Verdegaal-Warmerdam, SJA | VU/F/BETA/AW/GEG | WN.F313A | - |  |  |  | 1 | ADEB 56 N4R3 04
EQ002166 |  | Vacuum Pump |  | Diaphragm Vacuum Pump | Vacuubrand | Verdegaal-Warmerdam, SJA | VU/F/BETA/AW/GEG | WN.F313A | - |  |  |  | 1 | MZ2
EQ002165 |  | Gas Purifier |  | Helium Purifier | Supelco | Verdegaal-Warmerdam, SJA | VU/F/BETA/AW/GEG | WN.F313 | - |  |  |  | 1 | 2-3801
EQ002164 |  | External carrier |  | External carrier | ThermoQuest Finnigan | Verdegaal-Warmerdam, SJA | VU/F/BETA/AW/GEG | WN.F313A | - |  |  |  | 1
EQ002163 |  | Temperature Control Module |  | FLIP Controller Module | VU | Verdegaal-Warmerdam, SJA | VU/F/BETA/AW/GEG | WN.F313A | - |  |  |  | 1
EQ002162 | 012338 | Temperature Control Module |  | Automatic Capillary Heater | VU | Verdegaal-Warmerdam, SJA | VU/F/BETA/AW/GEG | WN.F313 | - |  |  |  | 1
EQ002161 |  | External carrier |  | External carrier | ThermoQuest Finnigan | Verdegaal-Warmerdam, SJA | VU/F/BETA/AW/GEG | WN.F313A | - |  |  |  | 1
EQ002160 |  | Peristaltic Pump |  | Peristaltic Pump | Elemental Scientific Inc. | Verdegaal-Warmerdam, SJA | VU/F/BETA/AW/GEG | WN.F313A | - |  |  |  | 1 | MP2-6
EQ002159 |  | Flow Controller |  | Conflo III | Costech instruments | Verdegaal-Warmerdam, SJA | VU/F/BETA/AW/GEG | WN.F313A | - |  |  |  | 1
EQ002158 |  | Mass Spectrometer |  | Delta Plus Mass Spectrometer | ThermoQuest Finnigan | Verdegaal-Warmerdam, SJA | VU/F/BETA/AW/GEG | WN.F313 | - |  |  |  | 1 | Delta Plus
EQ002157 |  | Autosampler |  | Piccaro Autosampler | Applied Instruments | Verdegaal-Warmerdam, SJA | VU/F/BETA/AW/GEG | WN.F313A | - |  |  |  | 1 | ALS-G xyz robotic autosampler
EQ002156 |  | Autosampler |  | Zero Bank autosampler | Costech instruments | Verdegaal-Warmerdam, SJA | VU/F/BETA/AW/GEG | WN.F313A | - |  |  |  | 1
EQ002155 |  | Extension Cable |  | Extension Cable Long | VU | Verdegaal-Warmerdam, SJA | VU/F/BETA/AW/GEG | WN.F313A | - |  |  |  | 1
EQ002154 |  | Extension Cable |  | Extension Cable | VU | Verdegaal-Warmerdam, SJA | VU/F/BETA/AW/GEG | WN.F313A | - |  |  |  | 1
EQ002153 |  | Extension Cable |  | Extension Cable | VU | Verdegaal-Warmerdam, SJA | VU/F/BETA/AW/GEG | WN.F313A | - |  |  |  | 1
EQ002152 |  | Extension Cable |  | Extension Cable | VU | Verdegaal-Warmerdam, SJA | VU/F/BETA/AW/GEG | WN.F313A | - |  |  |  | 1
EQ002151 | 009066 | Material crushing machine |  | Material Crusher | VU | Verdegaal-Warmerdam, SJA | VU/F/BETA/AW/GEG | WN.F313A | - |  |  |  | 1
EQ002150 |  | Flow Controller |  | Analyt-MTC Mass Flow Meter | Analyt-MTC | Verdegaal-Warmerdam, SJA | VU/F/BETA/AW/GEG | WN.F313 | - |  |  |  | 1 | 35822
EQ002149 |  | Radio |  | Radiorecorder | Philips | Verdegaal-Warmerdam, SJA | VU/F/BETA/AW/GEG | WN.F313A | - |  |  |  | 1 | RR644
EQ002148 |  | Sample Preparation Unit |  | GasBench II | ThermoQuest Finnigan | Verdegaal-Warmerdam, SJA | VU/F/BETA/AW/GEG | WN.F313 | - |  |  |  | 1 | Gasbench 2 (DELTA/MAT252)
EQ002147 |  | Soldering Iron/Machine |  | Soldering Station | Weller | Verdegaal-Warmerdam, SJA | VU/F/BETA/AW/GEG | WN.F313A | - |  |  |  | 1 | WECP-20; 2402199
EQ002146 | Oven 1 | Oven |  | Convection Oven | Euromax | Verdegaal-Warmerdam, SJA | VU/F/BETA/AW/GEG | WN.F313A | - |  |  |  | 1 | Side Combi Grill + Humi
EQ002145 | 007811 | Autosampler |  | CTC Analytics Autosampler | CTC Analytics | Verdegaal-Warmerdam, SJA | VU/F/BETA/AW/GEG | WN.F313 | - |  |  |  | 1 | CombiPAL
EQ002144 |  | Vacuum Pump |  | Vacuum Pump | Vacuubrand | Verdegaal-Warmerdam, SJA | VU/F/BETA/AW/GEG | WN.F313A | - |  |  |  | 1 | MD1
EQ002143 | Oven 2 | Oven |  | Convection Oven | Euromax | Verdegaal-Warmerdam, SJA | VU/F/BETA/AW/GEG | WN.F313A | - |  |  |  | 1 | Convect/Humi
EQ002142 | 010433 | Temperature Control Module |  | ThermoQuest Temperature Controller | ThermoQuest Finnigan | Verdegaal-Warmerdam, SJA | VU/F/BETA/AW/GEG | WN.F313 | - |  |  |  | 1
EQ002141 | 017257 | Hot Plate |  | Hot Plate Stirrer | Heidolph | Verdegaal-Warmerdam, SJA | VU/F/BETA/AW/GEG | WN.F313A | - |  |  |  | 1 | MR 2002
EQ002140 | 017257 | Computer Monitor |  | HP Monitor | Hewlett Packard (HP) | Verdegaal-Warmerdam, SJA | VU/F/BETA/AW/GEG | WN.F313A | - |  |  |  | 1
EQ002139 |  | Vacuum Pump |  | Vacuum Pump | Vacuubrand | Verdegaal-Warmerdam, SJA | VU/F/BETA/AW/GEG | WN.F313A | - |  |  |  | 1 | MD1
EQ002138 |  | Temperature Control Module |  | Acid Pipe Temperature Controller | VU | Verdegaal-Warmerdam, SJA | VU/F/BETA/AW/GEG | WN.F313 | - |  |  |  | 1
EQ002137 |  | Pump/Compressor |  | FMI Precision Dispenser | FMI | Verdegaal-Warmerdam, SJA | VU/F/BETA/AW/GEG | WN.F313 | - |  |  |  | 1 | PiP micro π-petter
EQ002136 |  | Block Heater |  | Block Heater | VU | Verdegaal-Warmerdam, SJA | VU/F/BETA/AW/GEG | WN.F313 | - |  |  |  | 1
EQ002135 |  | Vacuum Pump |  | Sonation Vacuum Pump Box | Sonation | Verdegaal-Warmerdam, SJA | VU/F/BETA/AW/GEG | WN.F313 | - |  |  |  | 1 | SSH11-21U
EQ002134 | PC08-991 | Computer |  | HP Computer | Hewlett Packard (HP) | Verdegaal-Warmerdam, SJA | VU/F/BETA/AW/GEG | WN.F313 | - |  |  |  | 1 | Compaq dc7800p CMT
EQ002133 | 037838 | Computer Monitor |  | HP Computer Monitor | Hewlett Packard (HP) | Verdegaal-Warmerdam, SJA | VU/F/BETA/AW/GEG | WN.F313 | - |  |  |  | 1 | Compaq LA2205wg
EQ002132 |  | Laser | 0 | test-toaster 1234567890123456789012345678901234567890123456789012345678901234567890 |  | Houben-Weerts, Judith | VU | WN.B114 | VU |  |  | 2 | 0 | xx2
EQ002131 |  | Drill |  | Drill Bosch | Bosch | Elsas, R van | VU/F/BETA/AW/GEG/GEGC(MS) | WN.EK53 | - |  |  |  | 1 | 12V40
EQ002130 |  | Magnetic Stirrer |  | Magnetic stirrer | Hanna Instruments | Elsas, R van | VU/F/BETA/AW/GEG/GEGC(MS) | WN.EK53 | - |  |  |  | 0 | HI300N
EQ002129 |  | Magnetic Stirrer |  | Magnetic stirrer | Hanna Instruments | Elsas, R van | VU/F/BETA/AW/GEG/GEGC(MS) | WN.EK53 | - |  |  |  | 0 | HI300N
EQ002128 | 006895 | Material crushing machine |  | Jaw crusher controller | Telemecanique | Elsas, R van | VU/F/BETA/AW/GEG/GEGC(MS) | WN.EK53 | - |  |  |  | 1 | IP657
EQ002127 | 006182 | Material crushing machine |  | Jaw crusher | VU | Elsas, R van | VU/F/BETA/AW/GEG/GEGC(MS) | WN.EK53 | - |  |  |  | 1
EQ002126 |  | Saw |  | Precision saw | Buehler | Elsas, R van | VU/F/BETA/AW/GEG/GEGC(MS) | WN.EK53 | - |  |  |  | 1 | IsoMet 1000
EQ002125 |  | Water Bath |  | Water bath Branson | Branson | Elsas, R van | VU/F/BETA/AW/GEG/GEGC(MS) | WN.EK53 | - |  |  |  | 1 | 8800
EQ002124 |  | Blender |  | Robot coupe blender | Robot coupe | Elsas, R van | VU/F/BETA/AW/GEG/GEGC(MS) | WN.EK53 | - |  |  |  | 1 | Blixer 4VV
EQ002123 | 005837 | Magnetic Separator |  | Magnetic separator | VU | Elsas, R van | VU/F/BETA/AW/GEG/GEGC(MS) | WN.EK53 | - |  |  |  | 1
EQ002122 | 006275 | Magnetic Separator |  | Ore magnet | VU | Elsas, R van | VU/F/BETA/AW/GEG/GEGC(MS) | WN.EK53 | - |  |  |  | 1
EQ002121 |  | Deslime column |  | Deslime machine | VU | Elsas, R van | VU/F/BETA/AW/GEG/GEGC(MS) | WN.EK53 | - |  |  |  | 1
EQ002120 | 005838 | Water Bath |  | Water bath Branson | Water-Craft | Elsas, R van | VU/F/BETA/AW/GEG/GEGC(MS) | WN.EK53 | - |  |  |  | 0 | 8510
EQ002119 |  | Deslime column |  | Deslime machine | VU | Elsas, R van | VU/F/BETA/AW/GEG/GEGC(MS) | WN.EK53 | - |  |  |  | 0
EQ002118 | 005838 | Water Bath |  | Water bath Branson | Branson | Elsas, R van | VU/F/BETA/AW/GEG/GEGC(MS) | WN.EK38 | - |  |  |  | 1 | 8510
EQ002117 |  | Water Pump |  | Water pump | Water-Craft | Elsas, R van | VU/F/BETA/AW/GEG/GEGC(MS) | WN.EK53 | - |  |  |  | 0 | G8001
EQ002116 |  | Water Pump |  | Water pump | Water-Craft | Elsas, R van | VU/F/BETA/AW/GEG/GEGC(MS) | WN.EK53 | - |  |  |  | 0 | G8001
EQ002115 |  | Water Pump |  | Water pump | Water-Craft | Elsas, R van | VU/F/BETA/AW/GEG/GEGC(MS) | WN.EK53 | - |  |  |  | 0 | G8001
EQ002114 |  | Water Pump |  | Water pump | Water-Craft | Elsas, R van | VU/F/BETA/AW/GEG/GEGC(MS) | WN.EK53 | - |  |  |  | 0 | G8001
EQ002113 | 005836 | Power Supply |  | Power supply | Sonifer | Elsas, R van | VU/F/BETA/AW/GEG/GEGC(MS) | WN.EK53 | - |  |  |  | 0 | B12
EQ002112 | 005835 | Faul Table |  | Faul Table | VU | Elsas, R van | VU/F/BETA/AW/GEG/GEGC(MS) | WN.EK53 | - |  |  |  | 1
EQ002111 | 006276 | Magnetic Separator |  | Ore magnet | VU | Elsas, R van | VU/F/BETA/AW/GEG/GEGC(MS) | WN.EK53 | - |  |  |  | 1
EQ002110 |  | Microscope |  | Olympus microscope | Olympus | Elsas, R van | VU/F/BETA/AW/GEG/GEGC(MS) | WN.EK53 | - |  |  |  | 1 | SZHILLD200
EQ002109 |  | Balance |  | Balance Ohaus | Ohaus | Elsas, R van | VU/F/BETA/AW/GEG/GEGC(MS) | WN.EK53 | - |  |  |  | 1 | Trooper TR15RS
EQ002108 | 005833 | Balance |  | Balance Sartorius | Sartorius | Elsas, R van | VU/F/BETA/AW/GEG/GEGC(MS) | WN.EK53 | - |  |  |  | 0 | 1465
EQ002107 | 005829 | Oven |  | Oven Helbanton | Elbanton | Elsas, R van | VU/F/BETA/AW/GEG/GEGC(MS) | WN.EK53 | - |  |  |  | 1
EQ002106 | 005830 | Oven |  | Oven Heraus | Heraeus | Elsas, R van | VU/F/BETA/AW/GEG/GEGC(MS) | WN.EK53 | - |  |  |  | 0
EQ002105 | 006167 | Vacuum Pump |  | Vacuum pump | Vacuubrand | Elsas, R van | VU/F/BETA/AW/GEG/GEGC(MS) | WN.EK28 | - |  |  |  | 1 | MEAC3A
EQ002104 |  | Vacuum Pump |  | Vacuum pump Edwards | Edwards | Elsas, R van | VU/F/BETA/AW/GEG/GEGC(MS) | WN.EK28 | - |  |  |  | 1 | RV3
EQ002103 |  | Shutter Driver |  | Shutter driver | VU | Elsas, R van | VU/F/BETA/AW/GEG/GEGC(MS) | WN.EK28 | - |  |  |  | 1
EQ002102 | 006173 | Vacuum Pump |  | Vacuum pump ABM | ABM | Elsas, R van | VU/F/BETA/AW/GEG/GEGC(MS) | WN.EK28 | - |  |  |  | 1 | 4EKGF63CX4
EQ002101 | 006168 | Vacuum Pump |  | Vacuum pump | Vacuubrand | Elsas, R van | VU/F/BETA/AW/GEG/GEGC(MS) | WN.EK28 | - |  |  |  | 1 | MEAC3A
EQ002100 | 0061969 | Vacuum Pump |  | Vacuum pump | Vacuubrand | Elsas, R van | VU/F/BETA/AW/GEG/GEGC(MS) | WN.EK28 | - |  |  |  | 1 | MEAC3A
EQ002099 | 006170 | Vacuum Pump |  | Vacuum pump | Vacuubrand | Elsas, R van | VU/F/BETA/AW/GEG/GEGC(MS) | WN.EK28 | - |  |  |  | 1 | MEAC3A
EQ002098 | 006171 | Vacuum Pump |  | Vacuum pump | Vacuubrand | Elsas, R van | VU/F/BETA/AW/GEG/GEGC(MS) | WN.EK28 | - |  |  |  | 1 | MEAC3A
EQ002097 |  | Radio |  | Sony radio | Sony | Elsas, R van | VU/F/BETA/AW/GEG/GEGC(MS) | WN.EK38 | - |  |  |  | 1
EQ002096 | 004557 | Hot Plate |  | Hot plate | Schott | Elsas, R van | VU/F/BETA/AW/GEG/GEGC(MS) | WN.EK38 | - |  |  |  | 1
EQ002095 | 008577 | Extension Cable |  | Extension cable | Brennenstuhl | Elsas, R van | VU/F/BETA/AW/GEG/GEGC(MS) | WN.EK38 | - |  |  |  | 1
EQ002094 |  | Extension Cable |  | Extension cable | Brennenstuhl | Elsas, R van | VU/F/BETA/AW/GEG/GEGC(MS) | WN.EK38 | - |  |  |  | 1
EQ002093 | 006131 | Drill |  | RW 25 | IKA | Elsas, R van | VU/F/BETA/AW/GEG/GEGC(MS) | WN.EK53 | - |  |  |  | 1 | RW 25
EQ002092 |  | Unknown |  | ULE? | Belimo | Elsas, R van | VU/F/BETA/AW/GEG/GEGC(MS) | WN.EK38 | - |  |  |  | 0
EQ002091 | 006152 | Vacuum evaporator |  | Vacuum evaporator | Bibby | Elsas, R van | VU/F/BETA/AW/GEG/GEGC(MS) | WN.EK38 | - |  |  |  | 1
EQ002090 | 012419 | Hot Plate |  | Hot plate | Schott | Elsas, R van | VU/F/BETA/AW/GEG/GEGC(MS) | WN.EK38 | - |  |  |  | 1
EQ002089 | 005673; Vermist! | Power Supply |  | Power supply ES030-10 | Delta Elektronika | Limburg, Rob | VU/F/BETA/TC/Electronica | WN.P043 | - |  |  |  | 1 | ES 030-10
EQ002088 | 006146 | Thermometer |  | Thermometer | VU | Elsas, R van | VU/F/BETA/AW/GEG/GEGC(MS) | WN.EK38 | - |  |  |  | 1 | 7084
EQ002087 | 007380 | Material crushing machine |  | Rock Splitter controll unit | VU | Elsas, R van | VU/F/BETA/AW/GEG/GEGC(MS) | WN.EK44 | - |  |  |  | 1 | 2010-2939-01
EQ002086 | 006146 | Fridge |  | Freezer | VU | Elsas, R van | VU/F/BETA/AW/GEG/GEGC(MS) | WN.EK38 | - |  |  |  | 1
EQ002085 | 005920 | Material crushing machine |  | ULE? | VU | Elsas, R van | VU/F/BETA/AW/GEG/GEGC(MS) | WN.EK44 | - |  |  |  | 0
EQ002084 |  | Material crushing machine |  | Rock Splitter | VU | Elsas, R van | VU/F/BETA/AW/GEG/GEGC(MS) | WN.EK44 | - |  |  |  | 1
EQ002083 |  | Glove box |  | HBM Glovebox | HBM | Elsas, R van | VU/F/BETA/AW/GEG/GEGC(MS) | WN.EK44 | - |  |  |  | 1
EQ002082 | 005918 | Material crushing machine |  | Grinding mill | VU | Elsas, R van | VU/F/BETA/AW/GEG/GEGC(MS) | WN.EK44 | - |  |  |  | 1
EQ002081 |  | Material crushing machine |  | Jaw crusher | VU | Elsas, R van | VU/F/BETA/AW/GEG/GEGC(MS) | WN.EK44 | - |  |  |  | 1
EQ002080 |  | Material crushing machine |  | Zeefmachine | AEG | Elsas, R van | VU/F/BETA/AW/GEG/GEGC(MS) | WN.EK44 | - |  |  |  | 1 | CM90
EQ002079 | 005915 | Material crushing machine |  | Vibrating Cup Mill | Fritsch | Elsas, R van | VU/F/BETA/AW/GEG/GEGC(MS) | WN.EK44 | - |  |  |  | 1 | VCM pulveristette 9
EQ002078 | 005826 | Material crushing machine |  | Planetary Mil | Fritsch | Elsas, R van | VU/F/BETA/AW/GEG/GEGC(MS) | WN.EK44 | - |  |  |  | 1
EQ002077 |  | Lamp |  | Lamp Hansa | Hansa | Charmant, Anita | VU/F/BETA/Bedrijfsvoering/Huisvesting | WN.C153 | - |  |  |  | 1 | 415010270
EQ002076 |  | Magnifier Lamp |  | Lamp fixpoint | Fixpoint | Charmant, Anita | VU/F/BETA/Bedrijfsvoering/Huisvesting | WN.C153 | - |  |  |  | 1
EQ002075 |  | Lamp |  | Lamp Unilux | Unilux | Charmant, Anita | VU/F/BETA/Bedrijfsvoering/Huisvesting | WN.C153 | - |  |  |  | 1 | 2100
EQ002074 |  | Fan |  | Fan | Euromex | Charmant, Anita | VU/F/BETA/Bedrijfsvoering/Huisvesting | WN.C153 | - |  |  |  | 1 | VK2002
EQ002073 |  | Label Writer |  | Label printer Dymo | Dymo | Charmant, Anita | VU/F/BETA/Bedrijfsvoering/Huisvesting | WN.C153 | - |  |  |  | 1 | 350D
EQ002072 |  | Label Writer |  | Label printer | Brother | Charmant, Anita | VU/F/BETA/Bedrijfsvoering/Huisvesting | WN.C153 | - |  |  |  | 1 | P-touch 1800E
EQ002071 |  | Coffee machine |  | Nespresso coffe | Nespresso | Charmant, Anita | VU/F/BETA/Bedrijfsvoering/Huisvesting | WN.C153 | - |  |  |  | 1 | M100
EQ002070 |  | Plastifier |  | Laminating machine | Rexel | Charmant, Anita | VU/F/BETA/Bedrijfsvoering/Huisvesting | WN.C153 | - |  |  |  | 1 | LP25
EQ002069 |  | Speakers |  | Dell Speakers | Dell | Postma, O | VU/F/BETA/AW/GEG | WN.E060 | - |  |  |  | 1 | U2713HM
EQ002068 |  | Extension Cable |  | Extension Cable Long |  | Postma, O | VU/F/BETA/AW/GEG | WN.E060 | - |  |  |  | 1
EQ002067 |  | Extension Cable |  | Extension Cable Long |  | Postma, O | VU/F/BETA/AW/GEG | WN.E060 | - |  |  |  | 1
EQ002066 |  | Extension Cable |  | Extension Cable Long |  | Postma, O | VU/F/BETA/AW/GEG | WN.E060 | - |  |  |  | 1
EQ002065 |  | Extension Cable |  | Extension Cable Long |  | Postma, O | VU/F/BETA/AW/GEG | WN.E060 | - |  |  |  | 1
EQ002064 |  | Extension Cable |  | Extension Cable Long |  | Postma, O | VU/F/BETA/AW/GEG | WN.E060 | - |  |  |  | 1
EQ002063 |  | Pump Controller |  | Pfeiffer Dual Gauge Controller | Pfeiffer | Postma, O | VU/F/BETA/AW/GEG | WN.E060 | - |  |  |  | 1 | Dual Gauge TPG252A
EQ002062 |  | Pump Controller |  | Pfeiffer Turbo Pump Controller | Pfeiffer | Postma, O | VU/F/BETA/AW/GEG | WN.E060 | - |  |  |  | 1 | TC 110
EQ002061 |  | Laminar Air Flow Cabinet |  | Laminar Air Flow Unit | Interflow | Postma, O | VU/F/BETA/AW/GEG | WN.E060 | - |  |  |  | 1
EQ002060 |  | Temperature Control Module |  | Proline Temp Controller | Lauda | Postma, O | VU/F/BETA/AW/GEG | WN.E060 | - |  |  |  | 1 | PCA
EQ002059 |  | Extension Cable |  | Extension Cable Long |  | Postma, O | VU/F/BETA/AW/GEG | WN.E060 | - |  |  |  | 1
EQ002058 |  | Extension Cable |  | Extension Cable Long |  | Postma, O | VU/F/BETA/AW/GEG | WN.E060 | - |  |  |  | 1
EQ002057 |  | Extension Cable |  | Extension Cable Long |  | Postma, O | VU/F/BETA/AW/GEG | WN.E060 | - |  |  |  | 1
EQ002056 | 008652 | Cooling Unit |  | Helix Cooler | Lauda | Postma, O | VU/F/BETA/AW/GEG | WN.E060 | - |  |  |  | 1 | Proline RP 890 PL1
EQ002055 | 007261 | Fan |  | Centrifugal Fan | Ebmpapst | Postma, O | VU/F/BETA/AW/GEG | WN.E060 | - |  |  |  | 1 | G2E108-AA01-50
EQ002054 |  | Pump/Compressor |  | Starcell Ion Pump | Agilent | Postma, O | VU/F/BETA/AW/GEG | WN.E060 | - |  |  |  | 1 | Starcell
EQ002053 |  | Diaphragm Pump |  | Vacuubrand Diaphragm Pump | Vacuubrand | Postma, O | VU/F/BETA/AW/GEG | WN.E060 | - |  |  |  | 1 | MD 4
EQ002052 |  | Oven |  | Helix Tube Oven | Horst | Postma, O | VU/F/BETA/AW/GEG | WN.E060 | - |  |  |  | 1 | HMFBUISOVEN
EQ002051 |  | Laser |  | Laser | Synrad | Postma, O | VU/F/BETA/AW/GEG | WN.E060 | - |  |  |  | 1 | 48-2SWL
EQ002050 |  | Electromagnet |  | Helix Crusher | VU | Postma, O | VU/F/BETA/AW/GEG | WN.E060 | - |  |  |  | 1
EQ002049 |  | Gas Monitor |  | Gas Analyser Component | Hiden Analytical | Postma, O | VU/F/BETA/AW/GEG | WN.E060 | - |  |  |  | 1 | HAL RC F/A
EQ002048 |  | Pressure controller |  | Helix Crusher Controller | VU | Postma, O | VU/F/BETA/AW/GEG | WN.E060 | - |  |  |  | 1
EQ002047 |  | Spectrometer |  | Residual Gas Analyser | Hiden Analytical | Postma, O | VU/F/BETA/AW/GEG | WN.E060 | - |  |  |  | 1 | HAL RC 101
EQ002046 |  | Computer Monitor |  | Dell Computer Monitor | Dell | Postma, O | VU/F/BETA/AW/GEG | WN.E060 | - |  |  |  | 1 | U2713HM
EQ002045 | 011077 | Computer Monitor |  | Dell Computer Monitor | Dell | Postma, O | VU/F/BETA/AW/GEG | WN.E060 | - |  |  |  | 1 | U3011
EQ002044 |  | Temperature Control Module |  | Furnace Power Supply T C | Eurotherm | Postma, O | VU/F/BETA/AW/GEG | WN.E060 | - |  |  |  | 1
EQ002043 |  | Computer Monitor |  | Dell Computer Monitor | Dell | Postma, O | VU/F/BETA/AW/GEG | WN.E060 | - |  |  |  | 1 | U3011
EQ002042 |  | Computer |  | HP Compaq Computer | Hewlett Packard (HP) | Postma, O | VU/F/BETA/AW/GEG | WN.E060 | - |  |  |  | 1 | Compaq Elite 8000 Small
EQ002041 |  | Laser Controller Unit |  | Synrad Laser Controller | Synrad | Postma, O | VU/F/BETA/AW/GEG | WN.E060 | - |  |  |  | 1 | UC-2000
EQ002040 |  | Laser Controller Unit |  | Helix Manual Laser Controller | VU | Postma, O | VU/F/BETA/AW/GEG | WN.E060 | - |  |  |  | 1
EQ002039 |  | Shutter Driver |  | Shutter Driver | VU | Postma, O | VU/F/BETA/AW/GEG | WN.E060 | - |  |  |  | 1
EQ002038 |  | Computer |  | Dell Computer | Dell | Postma, O | VU/F/BETA/AW/GEG | WN.E060 | - |  |  |  | 1 | Optiplex 990
EQ002037 |  | Laser |  | Helix CO2 Laser | Synrad | Postma, O | VU/F/BETA/AW/GEG | WN.E060 | - |  |  |  | 1 | Duo Lase
EQ002036 |  | Pump Controller |  | Active Gauge Controller | Edwards | Postma, O | VU/F/BETA/AW/GEG | WN.E060 | - |  |  |  | 1 | D38655000
EQ002035 |  | Computer |  | HP Compaq Computer | Hewlett Packard (HP) | Postma, O | VU/F/BETA/AW/GEG | WN.E060 | - |  |  |  | 1 | Compaq Elite 8300
EQ002034 |  | Laser Controller Unit |  | Helix Laser Modulator | VU | Postma, O | VU/F/BETA/AW/GEG | WN.E060 | - |  |  |  | 1
EQ002033 |  | Vacuum Pump |  | Vacuum Dual Pump | ATB | Postma, O | VU/F/BETA/AW/GEG | WN.E060 | - |  |  |  | 1 | ABFV63/4D-7RQ
EQ002032 |  | Shutter Driver |  | Umicore Laser Shutter Controller | Umicore | Postma, O | VU/F/BETA/AW/GEG | WN.E060 | - |  |  |  | 1 | LSC01
EQ002031 |  | Power Supply |  | Delta Power Supply | Delta Elektronika | Postma, O | VU/F/BETA/AW/GEG | WN.E060 | - |  |  |  | 1 | 150 SX 15-15
EQ002030 |  | Computer interface |  | USB to 4 port RS232 Adapter | StarTech | Postma, O | VU/F/BETA/AW/GEG | WN.E060 | - |  |  |  | 1 | ICUSB2324I
EQ002029 |  | Vacuum Pump |  | Vacuum Dual Pump | ATB | Postma, O | VU/F/BETA/AW/GEG | WN.E060 | - |  |  |  | 1 | ABFV63/4D-7RQ
EQ002028 |  | Pump Controller |  | Vacuum Pump Controller | Pfeiffer | Postma, O | VU/F/BETA/AW/GEG | WN.E060 | - |  |  |  | 1 | TC800
EQ002027 |  | Nanoposition Controller |  | Helix Stepper Motor Controller | Standa | Postma, O | VU/F/BETA/AW/GEG | WN.E060 | - |  |  |  | 1
EQ002026 |  | Extension Cable |  | Extension Cable Long |  | Postma, O | VU/F/BETA/AW/GEG | WN.E060 | - |  |  |  | 1
EQ002025 | RA-031177 | Router/Switch |  | pfSense Router | Mailfoundry | Postma, O | VU/F/BETA/AW/GEG | WN.E060 | - |  |  |  | 1 | Email Filtering Appliance 2100
EQ002024 |  | Router/Switch |  | Inmac Internet Switch | Inmac | Postma, O | VU/F/BETA/AW/GEG | WN.E060 | - |  |  |  | 1 | iS-1024 II
EQ002023 |  | Nanoposition Controller |  | Stepper Motor | Standa | Postma, O | VU/F/BETA/AW/GEG | WN.E060 | - |  |  |  | 1 | 8SMC1-RS232
EQ002022 |  | Optical Shutter |  | Laser Shutter Controller | ULO Optics | Postma, O | VU/F/BETA/AW/GEG | WN.E060 | - |  |  |  | 1 | LSC01
EQ002021 | 008780 | Spectrometer Controller |  | Helix Ion Getter Module | VU | Postma, O | VU/F/BETA/AW/GEG | WN.E060 | - |  |  |  | 1
EQ002020 | 008702 | Temperature Control Module |  | Helix Ion Getter Module | VU | Postma, O | VU/F/BETA/AW/GEG | WN.E060 | - |  |  |  | 1
EQ002019 |  | Pump Controller |  | DCU Vacuum Controller | Pfeiffer | Postma, O | VU/F/BETA/AW/GEG | WN.E060 | - |  |  |  | 1 | DCU100
EQ002018 |  | Pump Controller |  | Pfeiffer Furnace Controller | Pfeiffer | Postma, O | VU/F/BETA/AW/GEG | WN.E060 | - |  |  |  | 1 | DCU
EQ002017 |  | Pump Controller |  | Pfeiffer Extraction TP1 Controller | Pfeiffer | Postma, O | VU/F/BETA/AW/GEG | WN.E060 | - |  |  |  | 1 | DCU
EQ002016 | 003525 | Temperature Control Module |  | Temperature Controller Unit | ELE | Postma, O | VU/F/BETA/AW/GEG | WN.E060 | - |  |  |  | 1
EQ002015 | 005388 | Temperature Control Module |  | Temperature Controller Unit | ELE | Postma, O | VU/F/BETA/AW/GEG | WN.E060 | - |  |  |  | 1
EQ002014 |  | Extension Cable |  | Extension Cable Long |  | Postma, O | VU/F/BETA/AW/GEG | WN.E060 | - |  |  |  | 1
EQ002013 |  | Extension Cable |  | Extension Cable Long |  | Postma, O | VU/F/BETA/AW/GEG | WN.E060 | - |  |  |  | 1
EQ002012 |  | Extension Cable |  | Extension Cable Long |  | Postma, O | VU/F/BETA/AW/GEG | WN.E060 | - |  |  |  | 1
EQ002011 |  | Pump Controller |  | Alcatel Extraction TP2 Controller | Alcatel | Postma, O | VU/F/BETA/AW/GEG | WN.E060 | - |  |  |  | 1 | CFV100 8 525
EQ002010 |  | Elemental Analyzer |  | Gas Analyser Interface | Hiden Analytical | Postma, O | VU/F/BETA/AW/GEG | WN.E060 | - |  |  |  | 1 | HAL IV RC Interface
EQ002009 | 008219 | Flow Controller |  | Helix MS Pipette Line | VU | Postma, O | VU/F/BETA/AW/GEG | WN.E060 | - |  |  |  | 1
EQ002008 | VGP5 | Transformer |  | AC Transformer |  | Postma, O | VU/F/BETA/AW/GEG | WN.E060 | - |  |  |  | 1
EQ002007 | 008218 | Flow Controller |  | Helix Gas Purification Line | VU | Postma, O | VU/F/BETA/AW/GEG | WN.E060 | - |  |  |  | 1
EQ002006 | 008216 | Flow Controller |  | Helix Pump Line | VU | Postma, O | VU/F/BETA/AW/GEG | WN.E060 | - |  |  |  | 1
EQ002005 | 008217 | Flow Controller |  | Helix Sample Inlet Line | VU | Postma, O | VU/F/BETA/AW/GEG | WN.E060 | - |  |  |  | 1
EQ002004 | 008815 | Temperature Control Module |  | Helix Temperature Control Module | VU | Postma, O | VU/F/BETA/AW/GEG | WN.E060 | - |  |  |  | 1
EQ002003 | 003371 | Temperature Control Module |  | Helix Temperature Control Module | VU | Postma, O | VU/F/BETA/AW/GEG | WN.E060 | - |  |  |  | 1
EQ002002 |  | Vacuum Pump |  | Ion Pump Supply | VPS | Postma, O | VU/F/BETA/AW/GEG | WN.E060 | - |  |  |  | 1 | P560
EQ002001 | TP1 | Pump Controller |  | AGES Vacuum Controller | Pfeiffer | Postma, O | VU/F/BETA/AW/GEG | WN.E060 | - |  |  |  | 1 | TCP015
EQ002000 | tp2 | Temperature Control Module |  | AGES Alcatel | VU | Postma, O | VU/F/BETA/AW/GEG | WN.E060 | - |  |  |  | 1 | Cfv100
EQ001999 |  | Pump Controller |  | Varian MiniVAC | Varian (Agilent) | Postma, O | VU/F/BETA/AW/GEG | WN.E060 | - |  |  |  | 1 | EX9290290
EQ001998 |  | Pump Controller |  | Varian Multi Gauge Controller | Varian (Agilent) | Postma, O | VU/F/BETA/AW/GEG | WN.E060 | - |  |  |  | 1 | XGS-600
EQ001997 |  | Temperature Control Module |  | Vacuubrand Diaphragm Pump | Vacuubrand | Postma, O | VU/F/BETA/AW/GEG | WN.E060 | - |  |  |  | 1 | MD 4 NT
EQ001996 |  | Temperature Control Module |  | Helix Oven and Fuse Controller | Thermo Fisher Scientific | Postma, O | VU/F/BETA/AW/GEG | WN.E060 | - |  |  |  | 1
EQ001995 |  | Pressure controller |  | AGES Varian Controller | Varian (Agilent) | Postma, O | VU/F/BETA/AW/GEG | WN.E060 | - |  |  |  | 1 | XGS-600
EQ001994 |  | Spectrometer Controller |  | AGES Pipette and MS Line | VU | Postma, O | VU/F/BETA/AW/GEG | WN.E060 | - |  |  |  | 1
EQ001993 | VGPb | Power/Energy Meter |  | AGES Longetter line | VU | Postma, O | VU/F/BETA/AW/GEG | WN.E060 | - |  |  |  | 1
EQ001992 |  | Gas Purifier |  | AGES Purification Line | VU | Postma, O | VU/F/BETA/AW/GEG | WN.E060 | - |  |  |  | 1
EQ001991 |  | Computer Monitor |  | Monitor Computer | Hewlett Packard (HP) | Postma, O | VU/F/BETA/AW/GEG | WN.E060 | - |  |  |  | 1 | HP Compaq LA2405wg
EQ001990 |  | Pump Controller |  | Granville-Phillips Micro-Ion Controller | Granville-Phillips | Postma, O | VU/F/BETA/AW/GEG | WN.E060 | - |  |  |  | 1 | 358 Micro Ion Controller
EQ001989 |  | Pump Controller |  | Agilent Ion Pump Controller | Agilent | Postma, O | VU/F/BETA/AW/GEG | WN.E060 | - |  |  |  | 1 | Minivac
EQ001988 |  | Pump Controller |  | AGES Pump Line | VU | Postma, O | VU/F/BETA/AW/GEG | WN.E060 | - |  |  |  | 1
EQ001987 |  | Temperature Control Module |  | AGES Furnace Line | VU | Postma, O | VU/F/BETA/AW/GEG | WN.E060 | - |  |  |  | 1
EQ001986 |  | Pump Controller |  | Pfeiffer Vacuum Controller | Pfeiffer | Postma, O | VU/F/BETA/AW/GEG | WN.E060 | - |  |  |  | 1 | DCU
EQ001985 |  | Spectrometer Controller |  | AGES Main Controller Switch | VU | Postma, O | VU/F/BETA/AW/GEG | WN.E060 | - |  |  |  | 1
EQ001984 |  | Mass Spectrometer |  | Helix Mass Spectrometer | Thermo Fisher Scientific | Postma, O | VU/F/BETA/AW/GEG | WN.E060 | - |  |  |  | 1 | Helix MC
EQ001983 |  | Extension Cable |  | Extension Cable |  | Postma, O | VU/F/BETA/AW/GEG | WN.E060 | - |  |  |  | 1
EQ001982 |  | Mass Spectrometer |  | Helix Magnetic Sector |  | Postma, O | VU/F/BETA/AW/GEG | WN.E060 | - |  |  |  | 1
EQ001981 | Ages 3 | Computer |  | PC | Dell | Postma, O | VU/F/BETA/AW/GEG | WN.E060 | - |  |  |  | 1
EQ001980 | Ages 2 | Computer |  | PC | Dell | Postma, O | VU/F/BETA/AW/GEG | WN.E060 | - |  |  |  | 1 | Optilex GX520
EQ001979 |  | Laser Controller Unit |  | Laser Controller | VU | Postma, O | VU/F/BETA/AW/GEG | WN.E060 | - |  |  |  | 1
EQ001978 |  | Power Supply |  | Pfeiffer Turbo Pump Controller | Pfeiffer | Postma, O | VU/F/BETA/AW/GEG | WN.E060 | - |  |  |  | 1 | TC 110
EQ001977 |  | Laser Controller Unit |  | Laser Controller | Synrad | Postma, O | VU/F/BETA/AW/GEG | WN.E060 | - |  |  |  | 1 | UC-2000
EQ001976 | 031026; PC11-051 | Computer |  | PC | Hewlett Packard (HP) | Postma, O | VU/F/BETA/AW/GEG | WN.E060 | - |  |  |  | 1
EQ001975 |  | Diaphragm Pump |  | Pfeiffer Diaphragm Pump | Pfeiffer | Postma, O | VU/F/BETA/AW/GEG | WN.E060 | - |  |  |  | 1 | MVP 015-2
EQ001974 |  | Diaphragm Pump |  | Pfeiffer Diaphragm Pump | Pfeiffer | Postma, O | VU/F/BETA/AW/GEG | WN.E060 | - |  |  |  | 1 | MVP 015-2
EQ001973 | MONO4-075 | Computer Monitor |  | Monitor Computer | Dell | Postma, O | VU/F/BETA/AW/GEG | WN.E060 | - |  |  |  | 1
EQ001972 |  | Power Supply |  | Voltcraft Power Supply | Voltcraft | Postma, O | VU/F/BETA/AW/GEG | WN.E052 | - |  |  |  | 1 | FSP 1134
EQ001971 |  | Oven |  | Mineral Oven | VU | Postma, O | VU/F/BETA/AW/GEG | WN.E052 | - |  |  |  | 1
EQ001970 |  | Flatbed Recorder |  | Flatbed Recorder | Knipp & Zonen | Postma, O | VU/F/BETA/AW/GEG | WN.E052 | - |  |  |  | 1
EQ001969 |  | Flatbed Recorder |  | Flatbed Recorder | Knipp & Zonen | Postma, O | VU/F/BETA/AW/GEG | WN.E052 | - |  |  |  | 1 | BD40
EQ001968 |  | Shutter Driver |  | Laser Shutter Controller | VU | Postma, O | VU/F/BETA/AW/GEG | WN.E052 | - |  |  |  | 1
EQ001967 |  | Laser |  | Quantel Brilliant Laser | Quantel | Postma, O | VU/F/BETA/AW/GEG | WN.E052 | - |  |  |  | 1 | Brilliant
EQ001966 |  | Light Source |  | Olympus Light Source | Olympus | Postma, O | VU/F/BETA/AW/GEG | WN.E052 | - |  |  |  | 1 | TL2
EQ001965 |  | Radio |  | Soundesign Clock Radio | Soundesign | Postma, O | VU/F/BETA/AW/GEG | WN.E052 | - |  |  |  | 1 | 3453c
EQ001964 |  | Diaphragm Pump |  | Vacuubrand Diaphragm Pump | Vacuubrand | Postma, O | VU/F/BETA/AW/GEG | WN.E052 | - |  |  |  | 1 | MD 4
EQ001963 | D160607 0075 F | Diaphragm Pump |  | Vacuubrand Diaphragm Pump | ABM | Postma, O | VU/F/BETA/AW/GEG | WN.E052 | - |  |  |  | 1 | MD 4 (4EKGF63CX-4)
EQ001962 |  | Pump Controller |  | Pfeiffer Vacuum Controller | Pfeiffer | Postma, O | VU/F/BETA/AW/GEG | WN.E052 | - |  |  |  | 1 | TPG 262
EQ001961 |  | Power Supply |  | Pfeiffer Power Supply | Pfeiffer | Postma, O | VU/F/BETA/AW/GEG | WN.E052 | - |  |  |  | 1 | TCP 015
EQ001960 |  | Temperature Control Module |  | Sample Pre-Bakeout Unit | VU | Postma, O | VU/F/BETA/AW/GEG | WN.E052 | - |  |  |  | 1
EQ001959 | F053-001 | Vacuum Concentrators |  | High Vacuum Cleaning Unit | Thermo Fisher Scientific | Postma, O | VU/F/BETA/AW/GEG | WN.E053 | - |  |  |  | 1
EQ001958 |  | Cooling Unit |  | Refrigerated Circulating Unit | Lauda | Postma, O | VU/F/BETA/AW/GEG | WN.E053 | - |  |  |  | 1 | PL 1
EQ001957 |  | Cooling Unit |  | Laminar Flow Unit | Interflow | Postma, O | VU/F/BETA/AW/GEG | WN.E053 | - |  |  |  | 1
EQ001956 |  | Motor driver |  | Stepper motor controller | Standa | Postma, O | VU/F/BETA/AW/GEG | WN.E053 | - |  |  |  | 1 | MC3RS232
EQ001955 |  | Unknown |  | ULE? |  | Postma, O | VU/F/BETA/AW/GEG | WN.E053 | - |  |  |  | 1
EQ001954 |  | Vacuum Pump |  | Vacuum Pump | Vacuubrand | Postma, O | VU/F/BETA/AW/GEG | WN.E053 | - |  |  |  | 1 | MD 4 NT
EQ001953 |  | Power Supply |  | Delta power supply | Delta Elektronika | Postma, O | VU/F/BETA/AW/GEG | WN.E053 | - |  |  |  | 1 | 150SX155
EQ001952 |  | Mass Spectrometer |  | Argus VI Mass Spectrometer | Thermo Fisher Scientific | Postma, O | VU/F/BETA/AW/GEG | WN.E053 | - |  |  |  | 1
EQ001951 |  | Power Supply |  | Switch mode power supply | MW | Postma, O | VU/F/BETA/AW/GEG | WN.E053 | - |  |  |  | 1 | PSP60048
EQ001950 | Argon 36 | Computer |  | PC | Dell | Postma, O | VU/F/BETA/AW/GEG | WN.E053 | - |  |  |  | 1
EQ001949 |  | Laser Controller Unit |  | Laser Controller | VU | Postma, O | VU/F/BETA/AW/GEG | WN.E053 | - |  |  |  | 1
EQ001948 |  | Laser |  | Laser firestar | Firestar | Postma, O | VU/F/BETA/AW/GEG | WN.E053 | - |  |  |  | 1 | FSVi30SAC
EQ001947 |  | Laser Controller Unit |  | Laser Controller | Synrad | Postma, O | VU/F/BETA/AW/GEG | WN.E053 | - |  |  |  | 1 | UC-2000
EQ001946 |  | Television |  | Television LG | LG | Postma, O | VU/F/BETA/AW/GEG | WN.E053 | - |  |  |  | 1
EQ001945 |  | Power Supply |  | Power supply VG | V.G. Electrovac | Postma, O | VU/F/BETA/AW/GEG | WN.E053 | - |  |  |  | 1 | SPS6A
EQ001944 |  | Laser Controller Unit |  | ULE? | VU | Postma, O | VU/F/BETA/AW/GEG | WN.E053 | - |  |  |  | 1
EQ001943 |  | Computer Monitor |  | Computer Monitor | Dell | Postma, O | VU/F/BETA/AW/GEG | WN.E053 | - |  |  |  | 1
EQ001942 |  | Vacuum Pump |  | Vacuum pump HICUBE | Pfeiffer | Postma, O | VU/F/BETA/AW/GEG | WN.E053 | - |  |  |  | 1 | HICUBE
EQ001941 | 026333 | Computer |  | PC | Hewlett Packard (HP) | Postma, O | VU/F/BETA/AW/GEG | WN.E053 | - |  |  |  | 1
EQ001940 |  | Shutter Driver |  | Laser shutter controller | ULO Optics | Postma, O | VU/F/BETA/AW/GEG | WN.E053 | - |  |  |  | 1 | LSC01
EQ001939 | 005197 | Extension Cable |  | Extension Cable |  | Linden, Oscar van | VU/F/BETA/S&F/OSF | WN.KA283 | - |  |  |  | 1
EQ001938 | 003376 | Absorbance Detector |  | Spectroflow Absorbance Detector | Kratos | Linden, Oscar van | VU/F/BETA/S&F/OSF | WN.KA283 | - |  |  |  | 1 | Spectroflow 757
EQ001937 |  | Column Oven |  | Column Oven | Spark | Linden, Oscar van | VU/F/BETA/S&F/OSF | WN.KA283 | - |  |  |  | 1 | Mistral 880
EQ001936 | 009764; HP393 | Computer |  | PC | Hewlett Packard (HP) | Linden, Oscar van | VU/F/BETA/S&F/OSF | WN.KA283 | - |  |  |  | 1
EQ001935 | TFT871 | Computer |  | Computer Monitor | Hewlett Packard (HP) | Linden, Oscar van | VU/F/BETA/S&F/OSF | WN.KA283 | - |  |  |  | 1 | HP L1950
EQ001934 |  | Data Acquisition Instrument |  | USB DAQ 12-BIT | VU | Linden, Oscar van | VU/F/BETA/S&F/OSF | WN.KA283 | - |  |  |  | 1 | 20069102
EQ001933 |  | Vacuum Pump |  | Vacuum pump | High Vacuum Company | Postma, O | VU/F/BETA/AW/GEG | WN.E053 | - |  |  |  | 1 | muposs
EQ001932 | 006653 | Power Supply |  | High voltage PS | Varian (Agilent) | Postma, O | VU/F/BETA/AW/GEG | WN.E053 | - |  |  |  | 1 | 9290290
EQ001931 |  | Ultrasonic Cleaner |  | Ultrasonicator | Branson | Linden, Oscar van | VU/F/BETA/S&F/OSF | WN.KA283 | - |  |  |  | 1
EQ001930 |  | Water Filtration System |  | Ultrapure Water System | VWR | Linden, Oscar van | VU/F/BETA/S&F/OSF | WN.KA283 | - |  |  |  | 1 | Puranity PU 15
EQ001929 |  | Computer Monitor |  | HP Monitor | Hewlett Packard (HP) | Linden, Oscar van | VU/F/BETA/S&F/OSF | WN.KA283 | - |  |  |  | 1 | Compaq LA2205wg
EQ001928 | 005524 | HPLC Pump |  | HPLC IsoPump 1100 Series | Agilent | Linden, Oscar van | VU/F/BETA/S&F/OSF | WN.KA283 | - |  |  |  | 1 | G1310A
EQ001927 |  | Computer |  | Ancient Computer | VU | Linden, Oscar van | VU/F/BETA/S&F/OSF | WN.KA283 | - |  |  |  | 1
EQ001926 |  | Spectrophotometer |  | UV spectrophotometer | Varian (Agilent) | Linden, Oscar van | VU/F/BETA/S&F/OSF | WN.KA283 | - |  |  |  | 1 | 1 BIo
EQ001925 |  | Computer Monitor |  | HP Monitor | Hewlett Packard (HP) | Linden, Oscar van | VU/F/BETA/S&F/OSF | WN.KA283 | - |  |  |  | 1 | Compaq LA2205wg
EQ001924 |  | Computer Monitor |  | HP Monitor | Hewlett Packard (HP) | Linden, Oscar van | VU/F/BETA/S&F/OSF | WN.KA283 | - |  |  |  | 1 | Compaq LA2205wg
EQ001923 |  | Computer |  | PC Compaq | Compaq | Linden, Oscar van | VU/F/BETA/S&F/OSF | WN.KA283 | - |  |  |  | 1 | Deskpro
EQ001922 |  | Spectrophotometer |  | Cary US-VIS Spectrophotometer |  | Linden, Oscar van | VU/F/BETA/S&F/OSF | WN.KA283 | - |  |  |  | 1 | Cary 50 Conc
EQ001921 |  | pH Meter |  | pH Meter 744 | Metrohm | Linden, Oscar van | VU/F/BETA/S&F/OSF | WN.KA283 | - |  |  |  | 1 | 1.744.0010
EQ001920 |  | pH Meter |  | Mettler Toledo AG | FiveEasy | Linden, Oscar van | VU/F/BETA/S&F/OSF | WN.KA283 | - |  |  |  | 1 | FE20
EQ001919 |  | Multiple wavelength detector (MWD) |  | Agilent MWD | Agilent | Linden, Oscar van | VU/F/BETA/S&F/OSF | WN.KA283 | - |  |  |  | 1 | G1365B
EQ001918 |  | pH Meter |  | Mettler Toledo AG | FiveEasy | Linden, Oscar van | VU/F/BETA/S&F/OSF | WN.KA283 | - |  |  |  | 1 | FE20
EQ001917 |  | pH Meter |  | Mettler Toledo AG | FiveEasy | Linden, Oscar van | VU/F/BETA/S&F/OSF | WN.KA283 | - |  |  |  | 1 | FE20
EQ001916 |  | Fluorescence Detector |  | Agilent FLD | Agilent | Linden, Oscar van | VU/F/BETA/S&F/OSF | WN.KA283 | - |  |  |  | 1 | G1321A
EQ001915 |  | Pump/Compressor |  | Agilent IsoPump | Agilent | Linden, Oscar van | VU/F/BETA/S&F/OSF | WN.KA283 | - |  |  |  | 1 | G1310A
EQ001914 |  | Pump/Compressor |  | Agilent IsoPump | Agilent | Linden, Oscar van | VU/F/BETA/S&F/OSF | WN.KA283 | - |  |  |  | 1 | G1310A
EQ001913 |  | Conductivity Meter |  | Conductometer 712 | Metrohm | Linden, Oscar van | VU/F/BETA/S&F/OSF | WN.KA283 | - |  |  |  | 1 | 1.712.0010
EQ001912 |  | Pump/Compressor |  | Agilent IsoPump | Agilent | Linden, Oscar van | VU/F/BETA/S&F/OSF | WN.KA283 | - |  |  |  | 1 | G1310A
EQ001911 |  | Pump/Compressor |  | Agilent IsoPump | Agilent | Linden, Oscar van | VU/F/BETA/S&F/OSF | WN.KA283 | - |  |  |  | 1 | G1310A
EQ001910 |  | Radio |  | Portable Radio | Lenco | Linden, Oscar van | VU/F/BETA/S&F/OSF | WN.KA283 | - |  |  |  | 1 | SCD-24
EQ001909 |  | Fluorescence Detector |  | Jasco FLD | Jasco | Linden, Oscar van | VU/F/BETA/S&F/OSF | WN.KA283 | - |  |  |  | 1 | FP920
EQ001908 |  | Data Acquisition Instrument |  | 14-bit USB DAQ | VU | Linden, Oscar van | VU/F/BETA/S&F/OSF | WN.KA283 | - |  |  |  | 1 | 2012-0010-10
EQ001907 |  | Data Acquisition Instrument |  | USB DAQ | VU | Linden, Oscar van | VU/F/BETA/S&F/OSF | WN.KA283 | - |  |  |  | 1
EQ001906 | HP332 | Computer |  | PC | Hewlett Packard (HP) | Linden, Oscar van | VU/F/BETA/S&F/OSF | WN.KA283 | - |  |  |  | 1
EQ001905 |  | Computer Monitor |  | HP computer | Hewlett Packard (HP) | Linden, Oscar van | VU/F/BETA/S&F/OSF | WN.KA283 | - |  |  |  | 1
EQ001904 | 007625 | Computer Monitor |  | Computer Monitor | Hewlett Packard (HP) | Linden, Oscar van | VU/F/BETA/S&F/OSF | WN.KA283 | - |  |  |  | 1 | HP Compaq LA2405wg
EQ001903 | 011928; B | HPLC Pump |  | HPLC Pump Prominence | Shimadzu | Linden, Oscar van | VU/F/BETA/S&F/OSF | WN.KA283 | - |  |  |  | 1 | LC-20AD
EQ001902 | 011927; A | HPLC Pump |  | HPLC Pump Prominence | Shimadzu | Linden, Oscar van | VU/F/BETA/S&F/OSF | WN.KA283 | - |  |  |  | 1 | LC-20AD
EQ001901 | 153 | Fluorescence Detector |  | HPLC FLD 1100 Series | Agilent | Linden, Oscar van | VU/F/BETA/S&F/OSF | WN.KA283 | - |  |  |  | 1 | G1321A
EQ001900 | 005528; CO26 | Column Oven |  | Column Comp 1100 Series | Agilent | Linden, Oscar van | VU/F/BETA/S&F/OSF | WN.KA283 | - |  |  |  | 1 | G1316A
EQ001899 | Pump 1 | HPLC Pump |  | HPLC IsoPump 1100 Series | Agilent | Linden, Oscar van | VU/F/BETA/S&F/OSF | WN.KA283 | - |  |  |  | 1 | G1310A
EQ001898 | 005523 | Pump/Compressor |  | Agilent IsoPump | Agilent | Linden, Oscar van | VU/F/BETA/S&F/OSF | WN.KA283 | - |  |  |  | 1
EQ001897 | 005522 | Pump/Compressor |  | Agilent IsoPump | Agilent | Linden, Oscar van | VU/F/BETA/S&F/OSF | WN.KA283 | - |  |  |  | 1 | G1310A
EQ001896 | Pump 2 | HPLC Pump |  | HPLC IsoPump 1100 Series | Agilent | Linden, Oscar van | VU/F/BETA/S&F/OSF | WN.KA283 | - |  |  |  | 1 | G1310A
EQ001895 |  | Fluorescence Detector |  | HP FLD | Hewlett Packard (HP) | Linden, Oscar van | VU/F/BETA/S&F/OSF | WN.KA283 | - |  |  |  | 1 | G1321A
EQ001894 | 005529 | Autosampler |  | Auto Sampler 1100 Series | Agilent | Linden, Oscar van | VU/F/BETA/S&F/OSF | WN.KA283 | - |  |  |  | 1 | G1313A
EQ001893 |  | Data Acquisition Instrument |  | USB DAQ | VU | Linden, Oscar van | VU/F/BETA/S&F/OSF | WN.KA283 | - |  |  |  | 1
EQ001892 |  | Data Acquisition Instrument |  | USB DAQ 14-bit | VU | Linden, Oscar van | VU/F/BETA/S&F/OSF | WN.KA283 | - |  |  |  | 1 | 2009-2961-01
EQ001891 | 005201 | HPLC Pump |  | Binary pump | Agilent | Linden, Oscar van | VU/F/BETA/S&F/OSF | WN.KA283 | - |  |  |  | 1 | G1312A
EQ001890 | 004106 | Absorbance Detector |  | Absorbance detector | Applied biosystems | Linden, Oscar van | VU/F/BETA/S&F/OSF | WN.KA283 | - |  |  |  | 1
EQ001889 | 003453 | Fluorescence Detector |  | Programmable fluorescence detector | Hewlett Packard (HP) | Linden, Oscar van | VU/F/BETA/S&F/OSF | WN.KA283 | - |  |  |  | 1
EQ001888 | 000879 | Absorbance Detector |  | Absorbance detector | Applied biosystems | Linden, Oscar van | VU/F/BETA/S&F/OSF | WN.KA283 | - |  |  |  | 1
EQ001887 | 005093 | Column Oven |  | Column Oven | Spark | Linden, Oscar van | VU/F/BETA/S&F/OSF | WN.KA283 | - |  |  |  | 1 | Mistral 880
EQ001886 |  | Autosampler |  | Autosampler 1100 | Agilent | Linden, Oscar van | VU/F/BETA/S&F/OSF | WN.KA283 | - |  |  |  | 1 | G1313A
EQ001885 |  | Autosampler |  | Autosampler 1100 | Agilent | Linden, Oscar van | VU/F/BETA/S&F/OSF | WN.KA283 | - |  |  |  | 1 | G1313A
EQ001884 | 009056 | Autosampler |  | Auto Sampler Prominence | Shimadzu | Linden, Oscar van | VU/F/BETA/S&F/OSF | WN.KA283 | - |  |  |  | 1 | SIL-20ACHT
EQ001883 |  | Liquid Chromatograph |  | Liquid chromatograph | Shimadzu | Linden, Oscar van | VU/F/BETA/S&F/OSF | WN.KA283 | - |  |  |  | 1 | LC10AD
EQ001882 | 009055 | HPLC Pump |  | HPLC Pump Prominence | Shimadzu | Linden, Oscar van | VU/F/BETA/S&F/OSF | WN.KA283 | - |  |  |  | 1 | LC-20AB
EQ001881 | 005205 | Liquid Chromatograph |  | Liquid chromatograph | Shimadzu | Linden, Oscar van | VU/F/BETA/S&F/OSF | WN.KA283 | - |  |  |  | 1 | LC10AD
EQ001880 | PC04-086 | Computer |  | PC | Dell | Linden, Oscar van | VU/F/BETA/S&F/OSF | WN.KA283 | - |  |  |  | 1
EQ001879 |  | Computer Monitor |  | Computer Monitor | Hewlett Packard (HP) | Linden, Oscar van | VU/F/BETA/S&F/OSF | WN.KA283 | - |  |  |  | 1 | LA2205wg
EQ001878 |  | Computer |  | HP Computer | Hewlett Packard (HP) | Linden, Oscar van | VU/F/BETA/S&F/OSF | WN.KA283 | - |  |  |  | 1
EQ001877 | 009062 | Autosampler |  | Auto Sampler Prominence | Shimadzu | Linden, Oscar van | VU/F/BETA/S&F/OSF | WN.KA283 | - |  |  |  | 1 | SIL-20ACHT
EQ001876 | 009062 | Autosampler |  | Auto Sampler Prominence | Shimadzu | Linden, Oscar van | VU/F/BETA/S&F/OSF | WN.KA283 | - |  |  |  | 1 | SIL-20ACHT
EQ001875 |  | Computer Monitor |  | HP Monitor | Hewlett Packard (HP) | Linden, Oscar van | VU/F/BETA/S&F/OSF | WN.KA283 | - |  |  |  | 1 | LA2205wg
EQ001874 |  | Computer Monitor |  | HP Monitor | Hewlett Packard (HP) | Linden, Oscar van | VU/F/BETA/S&F/OSF | WN.KA283 | - |  |  |  | 1 | LA2205wg
EQ001873 |  | Computer |  | HP Computer | Hewlett Packard (HP) | Linden, Oscar van | VU/F/BETA/S&F/OSF | WN.KA283 | - |  |  |  | 1
EQ001872 |  | Computer |  | HP Computer | Hewlett Packard (HP) | Linden, Oscar van | VU/F/BETA/S&F/OSF | WN.KA283 | - |  |  |  | 1 | 6890A
EQ001871 |  | Gas Chromatograph |  | Gas cromatograph 6890A | Hewlett Packard (HP) | Linden, Oscar van | VU/F/BETA/S&F/OSF | WN.KA283 | - |  |  |  | 1 | 6890A
EQ001870 |  | Autosampler |  | Auto Sampler Prominence | Shimadzu | Linden, Oscar van | VU/F/BETA/S&F/OSF | WN.KA283 | - |  |  |  | 1 | SIL-20ACHT
EQ001869 |  | HPLC System |  | Column Oven | Shimadzu | Linden, Oscar van | VU/F/BETA/S&F/OSF | WN.KA283 | - |  |  |  | 1 | CTO-20AC
EQ001868 | HP311 | Computer |  | PC | Hewlett Packard (HP) | Linden, Oscar van | VU/F/BETA/S&F/OSF | WN.KA283 | - |  |  |  | 1
EQ001867 |  | Gas Chromatograph |  | GC Autosampler | Hewlett Packard (HP) | Linden, Oscar van | VU/F/BETA/S&F/OSF | WN.KA283 | - |  |  |  | 1 | G1512AX
EQ001866 |  | Computer Monitor |  | Computer Monitor | Hewlett Packard (HP) | Linden, Oscar van | VU/F/BETA/S&F/OSF | WN.KA283 | - |  |  |  | 1 | HP Compaq LA2405wg
EQ001865 |  | Gas Chromatograph |  | Gas cromatograph | Hewlett Packard (HP) | Linden, Oscar van | VU/F/BETA/S&F/OSF | WN.KA283 | - |  |  |  | 1 | 5890 II
EQ001864 |  | Computer Monitor |  | HP Monitor | Hewlett Packard (HP) | Linden, Oscar van | VU/F/BETA/S&F/OSF | WN.KA283 | - |  |  |  | 1 | LA2205wg
EQ001863 |  | HPLC Pump |  | Degassing Unit | Shimadzu | Linden, Oscar van | VU/F/BETA/S&F/OSF | WN.KA283 | - |  |  |  | 1 | DGU-20A5R
EQ001862 |  | Computer |  | Lab computer | Hewlett Packard (HP) | Linden, Oscar van | VU/F/BETA/S&F/OSF | WN.KA283 | - |  |  |  | 1
EQ001861 | 005270 | Computer Monitor |  | Computer Monitor | Hewlett Packard (HP) | Linden, Oscar van | VU/F/BETA/S&F/OSF | WN.KA283 | - |  |  |  | 1
EQ001860 | 004865 | Computer |  | PC | Hewlett Packard (HP) | Linden, Oscar van | VU/F/BETA/S&F/OSF | WN.KA283 | - |  |  |  | 1 | HP Compaq
EQ001859 | 009061 | HPLC Pump |  | HPLC Pump Prominence | Shimadzu | Linden, Oscar van | VU/F/BETA/S&F/OSF | WN.KA283 | - |  |  |  | 1 | LC-20AD
EQ001858 |  | Computer |  | HP Computer | Hewlett Packard (HP) | Linden, Oscar van | VU/F/BETA/S&F/OSF | WN.KA283 | - |  |  |  | 1
EQ001857 | 009060 | HPLC Pump |  | HPLC Pump Prominence | Shimadzu | Linden, Oscar van | VU/F/BETA/S&F/OSF | WN.KA283 | - |  |  |  | 1 | LC-20AD
EQ001856 |  | Gas Chromatograph |  | Gas cromatograph | Hewlett Packard (HP) | Linden, Oscar van | VU/F/BETA/S&F/OSF | WN.KA283 | - |  |  |  | 1 | 5890 II
EQ001855 | 000930 | Gas Chromatograph |  | Gas cromatograph | Hewlett Packard (HP) | Linden, Oscar van | VU/F/BETA/S&F/OSF | WN.KA283 | - |  |  |  | 1 | 5890 II
EQ001854 | 000430 | Gas Chromatograph |  | Gas cromatograph | Hewlett Packard (HP) | Linden, Oscar van | VU/F/BETA/S&F/OSF | WN.KA283 | - |  |  |  | 1 | 5890 II
EQ001853 |  | Computer Monitor |  | HP Monitor | Hewlett Packard (HP) | Linden, Oscar van | VU/F/BETA/S&F/OSF | WN.KA283 | - |  |  |  | 1 | LA2205wg
EQ001852 |  | Computer Monitor |  | Computer Monitor | Hewlett Packard (HP) | Linden, Oscar van | VU/F/BETA/S&F/OSF | WN.KA283 | - |  |  |  | 1 | LA2205wg
EQ001851 | Clone 7; 004993 | Computer |  | PC | Hewlett Packard (HP) | Linden, Oscar van | VU/F/BETA/S&F/OSF | WN.KA283 | - |  |  |  | 1
EQ001850 |  | Computer Monitor |  | HP Monitor | Hewlett Packard (HP) | Linden, Oscar van | VU/F/BETA/S&F/OSF | WN.KA283 | - |  |  |  | 1 | LA2205wg
EQ001849 |  | Data Acquisition Instrument |  | USB DAQ | VU | Linden, Oscar van | VU/F/BETA/S&F/OSF | WN.KA283 | - |  |  |  | 1
EQ001848 | 015678 | Computer Monitor |  | Computer Monitor | Hewlett Packard (HP) | Linden, Oscar van | VU/F/BETA/S&F/OSF | WN.KA283 | - |  |  |  | 1
EQ001847 |  | Data Acquisition Instrument |  | USB DAQ 12-BIT | VU | Linden, Oscar van | VU/F/BETA/S&F/OSF | WN.KA283 | - |  |  |  | 1
EQ001846 | 008032 | Computer Monitor |  | Computer Monitor | Hewlett Packard (HP) | Linden, Oscar van | VU/F/BETA/S&F/OSF | WN.KA283 | - |  |  |  | 1
EQ001845 |  | Computer |  | PC | Hewlett Packard (HP) | Linden, Oscar van | VU/F/BETA/S&F/OSF | WN.KA283 | - |  |  |  | 1 | HP Compaq dc7800p
EQ001844 |  | HPLC Pump |  | HPLC Pump Prominence | Shimadzu | Linden, Oscar van | VU/F/BETA/S&F/OSF | WN.KA283 | - |  |  |  | 1 | LC-20AB
EQ001843 | repetitive | Pipette |  | HANDYSTEP repetitive pipet | Brand | Dalebout, Tim | VU/F/BETA/N&S/BF&E/BF&E A | WN.G131 | - |  |  |  | 1 | HandyStep® S
EQ001842 |  | Centrifuge |  | Microcentrifuge 16 | Beckman Coulter | Linden, Oscar van | VU/F/BETA/S&F/OSF | WN.KA283 | - |  |  |  | 1 | 16
EQ001841 |  | Data Acquisition Instrument |  | 14-bit USB DAQ | VU | Linden, Oscar van | VU/F/BETA/S&F/OSF | WN.KA283 | - |  |  |  | 1
EQ001840 |  | Gas Chromatograph |  | Gas cromatograph 6890A | Hewlett Packard (HP) | Linden, Oscar van | VU/F/BETA/S&F/OSF | WN.KA283 | - |  |  |  | 1 | G1530A
EQ001839 | 020671 | Computer Monitor |  | Computer Monitor | Hewlett Packard (HP) | Linden, Oscar van | VU/F/BETA/S&F/OSF | WN.KA283 | - |  |  |  | 1
EQ001838 |  | Extension Cable |  | Extension Cable |  | Linden, Oscar van | VU/F/BETA/S&F/OSF | WN.KA283 | - |  |  |  | 1
EQ001837 |  | Gas Chromatograph |  | GC Autosampler | Hewlett Packard (HP) | Linden, Oscar van | VU/F/BETA/S&F/OSF | WN.KA283 | - |  |  |  | 1 | G1512AX
EQ001836 | 004997; Clone 5 | Computer |  | PC | Hewlett Packard (HP) | Linden, Oscar van | VU/F/BETA/S&F/OSF | WN.KA283 | - |  |  |  | 1 | HP Compaq
EQ001835 | 011925 | HPLC Pump |  | HPLC Pump Prominence | Shimadzu | Linden, Oscar van | VU/F/BETA/S&F/OSF | WN.KA283 | - |  |  |  | 1 | LC-20AD
EQ001834 |  | Computer |  | HP Computer | Hewlett Packard (HP) | Linden, Oscar van | VU/F/BETA/S&F/OSF | WN.KA283 | - |  |  |  | 1
EQ001833 | 011924 | HPLC Pump |  | HPLC Pump Prominence | Shimadzu | Linden, Oscar van | VU/F/BETA/S&F/OSF | WN.KA283 | - |  |  |  | 1 | LC-20AD
EQ001832 |  | Computer |  | HP Computer | Hewlett Packard (HP) | Linden, Oscar van | VU/F/BETA/S&F/OSF | WN.KA283 | - |  |  |  | 1
EQ001831 |  | Computer Monitor |  | HP Monitor | Hewlett Packard (HP) | Linden, Oscar van | VU/F/BETA/S&F/OSF | WN.KA283 | - |  |  |  | 1 | HP Compaq LA2205wg
EQ001830 |  | Computer Monitor |  | HP Monitor | Hewlett Packard (HP) | Linden, Oscar van | VU/F/BETA/S&F/OSF | WN.KA283 | - |  |  |  | 1 | Compaq LA2205wg
EQ001829 | 004830 | HPLC Pump |  | HPLC Pump Prominence | Shimadzu | Linden, Oscar van | VU/F/BETA/S&F/OSF | WN.KA283 | - |  |  |  | 1 | LC-20AD
EQ001828 | 004831 | HPLC Pump |  | HPLC Pump Prominence | Shimadzu | Linden, Oscar van | VU/F/BETA/S&F/OSF | WN.KA283 | - |  |  |  | 1 | LC-20AD
EQ001827 |  | Data Acquisition Instrument |  | USB DAQ | VU | Linden, Oscar van | VU/F/BETA/S&F/OSF | WN.KA283 | - |  |  |  | 1
EQ001826 | Clone 16 | Computer |  | PC | Hewlett Packard (HP) | Linden, Oscar van | VU/F/BETA/S&F/OSF | WN.KA283 | - |  |  |  | 1 | HP Compaq
EQ001825 | 009735 | HPLC Pump |  | HPLC Pump Prominence | Shimadzu | Linden, Oscar van | VU/F/BETA/S&F/OSF | WN.KA283 | - |  |  |  | 1 | LC-20AD
EQ001824 | 009576 | HPLC Pump |  | HPLC Pump Prominence | Shimadzu | Linden, Oscar van | VU/F/BETA/S&F/OSF | WN.KA283 | - |  |  |  | 1 | LC-20AD
EQ001823 | 1 | Gas Chromatograph |  | Gas cromatograph | Hewlett Packard (HP) | Linden, Oscar van | VU/F/BETA/S&F/OSF | WN.KA283 | - |  |  |  | 1 | 5890 II
EQ001822 |  | HPLC System |  | VWD detector Agilent | Agilent | Linden, Oscar van | VU/F/BETA/S&F/OSF | WN.KA213 | - |  |  |  | 1 | 1100 G1314A
EQ001821 |  | HPLC System |  | VWD detector Agilent | Agilent | Linden, Oscar van | VU/F/BETA/S&F/OSF | WN.KA213 | - |  |  |  | 1 | 1100 G1314A
EQ001820 |  | HPLC System |  | VWD detector Agilent | Agilent | Linden, Oscar van | VU/F/BETA/S&F/OSF | WN.KA213 | - |  |  |  | 1 | 1100 G1314A
EQ001819 | 007181 | Fridge |  | Fridge | Bosch | Linden, Oscar van | VU/F/BETA/S&F/OSF | WN.G277 | - |  |  |  | 1 | kgv39d04
EQ001818 |  | Vacuum Pump |  | Vacuum pump | VWR | Linden, Oscar van | VU/F/BETA/S&F/OSF | WN.G277 | - |  |  |  | 1 | P20405-86
EQ001817 |  | Drill |  | Bosch drill | Bosch | Linden, Oscar van | VU/F/BETA/S&F/OSF | WN.G277 | - |  |  |  | 1 | PHG630DCE
EQ001816 | 006101 | Drill |  | Bosch drill | Bosch | Linden, Oscar van | VU/F/BETA/S&F/OSF | WN.G277 | - |  |  |  | 1 | PGH630DCE
EQ001815 |  | Drill |  | Bosch drill | Bosch | Linden, Oscar van | VU/F/BETA/S&F/OSF | WN.G277 | - |  |  |  | 1 | PHG630DCE
EQ001814 | 00804 | Drill |  | Steinel dril | Steinel | Linden, Oscar van | VU/F/BETA/S&F/OSF | WN.G277 | - |  |  |  | 1 | HL1910
EQ001813 | 005927 | Melting Point Apparatus |  | Optimelt Melting Point Apparatus | Stanford Research Systems (SRS) | Linden, Oscar van | VU/F/BETA/S&F/OSF | WN.G277 | - |  |  |  | 1 | OptiMelt
EQ001812 | 004837 | Extension Cable |  | Extension Cable |  | Linden, Oscar van | VU/F/BETA/S&F/OSF | WN.G277 | - |  |  |  | 1
EQ001811 | 005198 | Extension Cable |  | Extension Cable |  | Linden, Oscar van | VU/F/BETA/S&F/OSF | WN.G277 | - |  |  |  | 1
EQ001810 |  | Spectrometer |  | Raman Spectrometer | DeltaNu | Linden, Oscar van | VU/F/BETA/S&F/OSF | WN.G277 | - |  |  |  | 1 | Advantage 532
EQ001809 | 007796 | Magnetic Stirrer |  | Heidolph Magnetic Stirrer | Heidolph | Linden, Oscar van | VU/F/BETA/S&F/OSF | WN.G277 | - |  |  |  | 1 | MR Hei-Standard
EQ001808 | 010952 | Magnetic Stirrer |  | IKA Magnetic Stirrer | Heidolph | Linden, Oscar van | VU/F/BETA/S&F/OSF | WN.G277 | - |  |  |  | 1 | RCT ST S000
EQ001807 | 008685 | Magnetic Stirrer |  | Heidolph Magnetic Stirrer | Heidolph | Linden, Oscar van | VU/F/BETA/S&F/OSF | WN.G277 | - |  |  |  | 1 | MR Hei-Standard
EQ001806 | 005215 | Magnetic Stirrer |  | Heidolph Magnetic Stirrer | Heidolph | Linden, Oscar van | VU/F/BETA/S&F/OSF | WN.G277 | - |  |  |  | 1 | MR 3001
EQ001805 | 005225 | Magnetic Stirrer |  | Heidolph Magnetic Stirrer | Heidolph | Linden, Oscar van | VU/F/BETA/S&F/OSF | WN.G277 | - |  |  |  | 1 | MR 3001 K
EQ001804 |  | UV/VIS Detector |  | UV Lamp and Box | Camag | Linden, Oscar van | VU/F/BETA/S&F/OSF | WN.G277 | - |  |  |  | 1 | 022.9120
EQ001803 | 008693 | Magnetic Stirrer |  | Heidolph Magnetic Stirrer | Heidolph | Linden, Oscar van | VU/F/BETA/S&F/OSF | WN.G277 | - |  |  |  | 1 | MR Hei-Standard
EQ001802 | 007358 | UV/VIS Detector |  | Handheld UV lamp | Camag | Linden, Oscar van | VU/F/BETA/S&F/OSF | WN.G277 | - |  |  |  | 1 | 022.9120
EQ001801 | 007789 | Magnetic Stirrer |  | Heidolph Magnetic Stirrer | Heidolph | Linden, Oscar van | VU/F/BETA/S&F/OSF | WN.G277 | - |  |  |  | 1 | MR Hei-Standard
EQ001800 | 011665 | Vortex |  | Vortex 2 | IKA | Linden, Oscar van | VU/F/BETA/S&F/OSF | WN.G277 | - |  |  |  | 1 | V2 S000
EQ001799 |  | Oven |  | Heraeus oven | Heraeus | Linden, Oscar van | VU/F/BETA/S&F/OSF | WN.G277 | - |  |  |  | 1 | T20
EQ001798 | 010953 | Magnetic Stirrer |  | IKA Magnetic Stirrer | IKA | Linden, Oscar van | VU/F/BETA/S&F/OSF | WN.G277 | - |  |  |  | 1 | RCT ST S000
EQ001797 |  | Vacuum Pump |  | Vacuum pump ABM | ABM | Linden, Oscar van | VU/F/BETA/S&F/OSF | WN.G277 | - |  |  |  | 1
EQ001796 | 004937 | Magnetic Stirrer |  | Heidolph Magnetic Stirrer | Heidolph | Linden, Oscar van | VU/F/BETA/S&F/OSF | WN.G277 | - |  |  |  | 1 | MR Hei-Standard
EQ001795 |  | Rotary Evaporator |  | Evaporator R114 | Buchi | Linden, Oscar van | VU/F/BETA/S&F/OSF | WN.G277 | - |  |  |  | 1 | R114
EQ001794 | 006346 | Magnetic Stirrer |  | Heidolph Magnetic Stirrer | Heidolph | Linden, Oscar van | VU/F/BETA/S&F/OSF | WN.G277 | - |  |  |  | 1 | MR Hei-Standard
EQ001793 | 007781 | Vacuum Pump |  | Vacuum Gas Pump | VWR | Linden, Oscar van | VU/F/BETA/S&F/OSF | WN.G277 | - |  |  |  | 1 | P20405-86
EQ001792 |  | Microwave oven |  | Microwave DeLonghi | DeLonghi | Linden, Oscar van | VU/F/BETA/S&F/OSF | WN.G277 | - |  |  |  | 1
EQ001791 | 007788 | Magnetic Stirrer |  | Heidolph Magnetic Stirrer | Heidolph | Linden, Oscar van | VU/F/BETA/S&F/OSF | WN.G277 | - |  |  |  | 1 | MR Hei-Standard
EQ001790 | 004962 | Vacuum Pump |  | Vacuum Gas Pump | VWR | Linden, Oscar van | VU/F/BETA/S&F/OSF | WN.G277 | - |  |  |  | 1 | P20405-86
EQ001789 |  | Balance |  | Balance | Mettler (Toledo) | Linden, Oscar van | VU/F/BETA/S&F/OSF | WN.G277 | - |  |  |  | 1 | PB1501-S
EQ001788 |  | Vacuum Pump |  | Vacuum pump | Buchi | Linden, Oscar van | VU/F/BETA/S&F/OSF | WN.G277 | - |  |  |  | 1 | V700
EQ001787 |  | Rotary Evaporator |  | Rotary Evaporator RII | Buchi | Linden, Oscar van | VU/F/BETA/S&F/OSF | WN.G277 | - |  |  |  | 1 | RII
EQ001786 |  | Rotary Evaporator |  | Rotary Evaporator RII | Buchi | Linden, Oscar van | VU/F/BETA/S&F/OSF | WN.G277 | - |  |  |  | 1 | RII
EQ001785 |  | Vacuum Pump |  | Vacuum pump | Buchi | Linden, Oscar van | VU/F/BETA/S&F/OSF | WN.G277 | - |  |  |  | 1 | V700
EQ001784 |  | Balance |  | Balance DeltaRanga | DeltaRange | Linden, Oscar van | VU/F/BETA/S&F/OSF | WN.G277 | - |  |  |  | 1 | AG204
EQ001783 |  | Magnetic Stirrer |  | Heidolph Magnetic Stirrer | Heidolph | Linden, Oscar van | VU/F/BETA/S&F/OSF | WN.G277 | - |  |  |  | 1 | MR 3001 K
EQ001782 | 00941 | Microwave oven |  | Microwave oven | Panasonic | Linden, Oscar van | VU/F/BETA/S&F/OSF | WN.G277 | - |  |  |  | 1
EQ001781 |  | Computer |  | Siemens Computer | Siemens | Linden, Oscar van | VU/F/BETA/S&F/OSF | WN.G277 | - |  |  |  | 1
EQ001780 | 007780 | Vacuum Pump |  | Vacuum Gas Pump | VWR | Linden, Oscar van | VU/F/BETA/S&F/OSF | WN.G277 | - |  |  |  | 1 | P20405-86
EQ001779 | 008367 | Magnetic Stirrer |  | Heidolph Magnetic Stirrer | Heidolph | Linden, Oscar van | VU/F/BETA/S&F/OSF | WN.G277 | - |  |  |  | 1 | MR Hei-Standard
EQ001778 |  | Printer |  | HP printer | Hewlett Packard (HP) | Linden, Oscar van | VU/F/BETA/S&F/OSF | WN.G277 | - |  |  |  | 1 | Deskjet D2560
EQ001777 |  | Radio |  | Radio Sony | Sony | Linden, Oscar van | VU/F/BETA/S&F/OSF | WN.G277 | - |  |  |  | 1
EQ001776 | 008726 | Vacuum Pump |  | Vacuum Gas Pump | VWR | Linden, Oscar van | VU/F/BETA/S&F/OSF | WN.G277 | - |  |  |  | 1 | P20405-86
EQ001775 | 008727 | Vacuum Pump |  | Vacuum Gas Pump | VWR | Linden, Oscar van | VU/F/BETA/S&F/OSF | WN.G277 | - |  |  |  | 1 | P20405-86
EQ001774 |  | Computer |  | Dell computer | Dell | Linden, Oscar van | VU/F/BETA/S&F/OSF | WN.G277 | - |  |  |  | 1
EQ001773 |  | Magnetic Stirrer |  | Hanna Magnetic Stirrer | Hanna Instruments | Linden, Oscar van | VU/F/BETA/S&F/OSF | WN.KA213 | - |  |  |  | 1 | HI 190M
EQ001772 | 005231 | Vacuum Pump |  | Vacuum Gas Pump | VWR | Linden, Oscar van | VU/F/BETA/S&F/OSF | WN.G277 | - |  |  |  | 1 | P20405-86
EQ001771 |  | Computer |  | Dell computer | Dell | Linden, Oscar van | VU/F/BETA/S&F/OSF | WN.G277 | - |  |  |  | 1
EQ001770 | 004730 | UV/VIS Detector |  | Spectroflow Detector | Kratos | Linden, Oscar van | VU/F/BETA/S&F/OSF | WN.KA213 | - |  |  |  | 1 | Spectroflow 757
EQ001769 |  | Computer Monitor |  | HP Computer | Hewlett Packard (HP) | Linden, Oscar van | VU/F/BETA/S&F/OSF | WN.G277 | - |  |  |  | 1 | LA2205wg
EQ001768 | 004423 | Vacuum Pump |  | Vacuum Gas Pump | VWR | Linden, Oscar van | VU/F/BETA/S&F/OSF | WN.G277 | - |  |  |  | 1 | P20405-86
EQ001767 |  | Computer Monitor |  | HP Monitor | Hewlett Packard (HP) | Linden, Oscar van | VU/F/BETA/S&F/OSF | WN.G277 | - |  |  |  | 1 | LAB070wg
EQ001766 | 011929 | Autosampler |  | Spark Climex | Separations | Linden, Oscar van | VU/F/BETA/S&F/OSF | WN.KA213 | - |  |  |  | 1 | 900
EQ001765 | 003012 | Vacuum Pump |  | Vacuum Gas Pump | VWR | Linden, Oscar van | VU/F/BETA/S&F/OSF | WN.G277 | - |  |  |  | 1 | P20405-86
EQ001764 | 011468;BSTFC A0173 | Autosampler |  | Spark Climex | Separations | Linden, Oscar van | VU/F/BETA/S&F/OSF | WN.KA213 | - |  |  |  | 1 | 900
EQ001763 |  | Spectrophotometer |  | Luminescence Spectrophotometer | Perkin-Elmer | Linden, Oscar van | VU/F/BETA/TC/FMI/ONB | WN.G277 | - |  |  |  | 1 | LS5050B
EQ001762 |  | Spectrophotometer |  | Luminescence Spectrophotometer | Perkin-Elmer | Linden, Oscar van | VU/F/BETA/S&F/OSF | WN.G277 | - |  |  |  | 1 | LS5050B
EQ001761 | 003430 | HPLC Pump |  | High Precision Pump | Separations | Linden, Oscar van | VU/F/BETA/S&F/OSF | WN.KA213 | - |  |  |  | 1 | 300
EQ001760 | 005390 | HPLC Pump |  | High Precision Pump | Separations | Linden, Oscar van | VU/F/BETA/S&F/OSF | WN.KA213 | - |  |  |  | 1 | 300
EQ001759 |  | Autosampler |  | Spark Climex | Separations | Linden, Oscar van | VU/F/BETA/S&F/OSF | WN.KA213 | - |  |  |  | 1 | 900
EQ001758 | 001994 | HPLC Pump |  | High Precision Pump | Separations | Linden, Oscar van | VU/F/BETA/S&F/OSF | WN.KA213 | - |  |  |  | 1 | 300
EQ001757 | 005243 | HPLC Pump |  | High Precision Pump | Separations | Linden, Oscar van | VU/F/BETA/S&F/OSF | WN.KA213 | - |  |  |  | 1 | 300
EQ001756 | 000987 | HPLC Pump |  | High Precision Pump | Separations | Linden, Oscar van | VU/F/BETA/S&F/OSF | WN.KA213 | - |  |  |  | 1 | 300
EQ001755 |  | Computer |  | HP Compaq Computer | Hewlett Packard (HP) | Linden, Oscar van | VU/F/BETA/S&F/OSF | WN.KA213 | - |  |  |  | 1 | Compaq dc7700p
EQ001754 |  | Printer |  | Brother | Brother | Linden, Oscar van | VU/F/BETA/S&F/OSF | WN.KA213 | - |  |  |  | 1
EQ001753 |  | Computer |  | HP Compaq Computer | Hewlett Packard (HP) | Linden, Oscar van | VU/F/BETA/S&F/OSF | WN.KA213 | - |  |  |  | 1 | Compaq dc7900 CMT
EQ001752 |  | Computer |  | HP Computer | Hewlett Packard (HP) | Linden, Oscar van | VU/F/BETA/S&F/OSF | WN.KA213 | - |  |  |  | 1
EQ001751 |  | Radio |  | Portable CD player | Bigben | Linden, Oscar van | VU/F/BETA/S&F/OSF | WN.KA213 | - |  |  |  | 1 | CD52
EQ001750 | 000970 | Balance |  | Mettler Balance | Mettler (Toledo) | Linden, Oscar van | VU/F/BETA/S&F/OSF | WN.KA213 | - |  |  |  | 1 | B502-S
EQ001749 |  | Computer Monitor |  | Monitor HP | Hewlett Packard (HP) | Linden, Oscar van | VU/F/BETA/S&F/OSF | WN.KA213 | - |  |  |  | 1 | Compaq LA2205wg
EQ001748 |  | Computer Monitor |  | Monitor Dell | Dell | Linden, Oscar van | VU/F/BETA/S&F/OSF | WN.KA213 | - |  |  |  | 1
EQ001747 |  | Computer |  | Dell computer | Dell | Linden, Oscar van | VU/F/BETA/S&F/OSF | WN.KA213 | - |  |  |  | 1
EQ001746 | 005898 | Vacuum Concentrators |  | Gallenkamp Vacuum Oven | Gallenkamp | Linden, Oscar van | VU/F/BETA/S&F/OSF | WN.KA213 | - |  |  |  | 1 | OVA031.XX1.5
EQ001745 |  | Spectrophotometer |  | UV spectrophotometer | Shimadzu | Linden, Oscar van | VU/F/BETA/S&F/OSF | WN.KA213 | - |  |  |  | 1 | UV-2501PC
EQ001744 |  | Ice Machine |  | Cool Nat | Ziegra | Linden, Oscar van | VU/F/BETA/S&F/OSF | WN.KA213 | - |  |  |  | 1
EQ001743 |  | Computer |  | Lab Computer | Vision | Linden, Oscar van | VU/F/BETA/S&F/OSF | WN.KA213 | - |  |  |  | 1 | PicoHR-PC
EQ001742 |  | Fume Cupboard |  | Ductless Fume Cabinent | ESCO | Linden, Oscar van | VU/F/BETA/S&F/OSF | WN.KA213 | - |  |  |  | 1
EQ001741 | 009740 | Spectrometer |  | Perkin Elmer Spectrometer | Perkin-Elmer | Linden, Oscar van | VU/F/BETA/S&F/OSF | WN.KA213 | - |  |  |  | 1 | LS50B
EQ001740 |  | Block Heater |  | Heater Block | Heidolph | Linden, Oscar van | VU/F/BETA/S&F/OSF | WN.KA213 | - |  |  |  | 1
EQ001739 |  | Lamp |  | Unilux Lamp |  | Sasbrink, Bart | VU/F/BETA/N&S/BF&E | WN.TK04 | - |  |  |  | 1
EQ001738 |  | Autoclave |  | Sanyo Labo Autoclave | Sanyo | Sasbrink, Bart | VU/F/BETA/N&S/BF&E | WN.TK04 | - |  |  |  | 1
EQ001737 |  | Photoscanner |  | Flurocam | VU | Sasbrink, Bart | VU/F/BETA/N&S/BF&E | WN.TK04 | - |  |  |  | 1
EQ001736 |  | Cooling Unit |  | Aermec Cooler | Aermec | Sasbrink, Bart | VU/F/BETA/N&S/BF&E | WN.TK04 | - |  |  |  | 1 | ANKI020H***J**M*
EQ001735 |  | Touch Screen Interface |  | Panel PC |  | Sasbrink, Bart | VU/F/BETA/N&S/BF&E | WN.TK04 | - |  |  |  | 1 | PMW10IA3S-H1-1/4W/U
EQ001734 |  | Cooling Unit |  | Control unit | Nijssen | Sasbrink, Bart | VU/F/BETA/N&S/BF&E | WN.TK04 | - |  |  |  | 1
EQ001733 |  | Incubator |  | Fytotron Incubator | Photon Systems Instruments (PSI) | Sasbrink, Bart | VU/F/BETA/N&S/BF&E | WN.TK04 | - |  |  |  | 1 | Fytoscope FS-SI
EQ001732 |  | Dehumidifier |  | Pump System Dehumidifier | DeLonghi | Sasbrink, Bart | VU/F/BETA/N&S/BF&E | WN.TK04A | - |  |  |  | 1 | DD30P
EQ001731 |  | Pump/Compressor |  | KSB Water Pump | KSB | Sasbrink, Bart | VU/F/BETA/N&S/BF&E | WN.TK04 | - |  |  |  | 1
EQ001730 |  | Microscope |  | Microscopio | VWR | Sasbrink, Bart | VU/F/BETA/N&S/BF&E | WN.TK04 | - |  |  |  | 1
EQ001729 |  | Spectrometer |  | Spectrometer | Thermo Nicolet | Sasbrink, Bart | VU/F/BETA/N&S/BF&E | WN.KA191B | - |  |  |  | 1
EQ001728 |  | Computer |  | Computer Dell | Dell | Sasbrink, Bart | VU/F/BETA/N&S/BF&E | WN.KA191B | - |  |  |  | 1
EQ001727 | 001750 | Extension Cable |  | Extension Cable |  | Sasbrink, Bart | VU/F/BETA/N&S/BF&E | WN.KA191B | - |  |  |  | 1
EQ001726 |  | Cooling Unit |  | Lytron chiller | Lytron | Sasbrink, Bart | VU/F/BETA/N&S/BF&E | WN.KA191B | - |  |  |  | 1 | 001741
EQ001725 | 007514 | Extension Cable |  | Extension Cable |  | Sasbrink, Bart | VU/F/BETA/N&S/BF&E | WN.KA191B | - |  |  |  | 1
EQ001724 | 000759 | Autocorrelator |  | VU Optical Auto-Correlator | VU | Sasbrink, Bart | VU/F/BETA/N&S/BF&E | WN.KA191B | - |  |  |  | 1
EQ001723 |  | Data Acquisition Instrument |  | VU USB DAQ | VU | Sasbrink, Bart | VU/F/BETA/N&S/BF&E | WN.KA191B | - |  |  |  | 1
EQ001722 | 000999 | Extension Cable |  | Extension Cable |  | Sasbrink, Bart | VU/F/BETA/N&S/BF&E | WN.KA191B | - |  |  |  | 0
EQ001721 |  | Power Supply |  | VU Power Supply | VU | Sasbrink, Bart | VU/F/BETA/N&S/BF&E | WN.KA191B | - |  |  |  | 1
EQ001720 |  | Extension Cable |  | Extension Cable |  | Sasbrink, Bart | VU/F/BETA/N&S/BF&E | WN.KA191B | - |  |  |  | 1
EQ001719 |  | Extension Cable |  | Extension Cable |  | Sasbrink, Bart | VU/F/BETA/N&S/BF&E | WN.KB164 | - |  |  |  | 1
EQ001718 |  | Extension Cable |  | Extension Cable |  | Sasbrink, Bart | VU/F/BETA/N&S/BF&E | WN.KA191B | - |  |  |  | 1
EQ001717 | 00891 | Laser Controller Unit |  | MCT-IR | VU | Sasbrink, Bart | VU/F/BETA/N&S/BF&E | WN.KA191B | - |  |  |  | 1 | MCT-12-2x64
EQ001716 |  | Extension Cable |  | Extension Cable |  | Sasbrink, Bart | VU/F/BETA/N&S/BF&E | WN.KA191B | - |  |  |  | 1
EQ001715 |  | Laser Controller Unit |  | PhaseTech RFA | PhaseTech | Sasbrink, Bart | VU/F/BETA/N&S/BF&E | WN.KA191B | - |  |  |  | 1 | RFA
EQ001714 |  | Cooling Unit |  | Refrigerator PolyScience | PolyScience | Sasbrink, Bart | VU/F/BETA/N&S/BF&E | WN.KA191B | - |  |  |  | 1
EQ001713 |  | Computer Monitor |  | Monitor HP | Hewlett Packard (HP) | Sasbrink, Bart | VU/F/BETA/N&S/BF&E | WN.KA191B | - |  |  |  | 1 | HP Compaq LA2205wg
EQ001712 | 000525 | Signal Generator |  | Pulse Generator HP8082A | Hewlett Packard (HP) | Limburg, Rob | VU/F/BETA/TC/Electronica | WN.P043 | - |  |  |  | 1 | 8082A
EQ001711 |  | Laser |  | Millennia Laser | Spectra Physics | Sasbrink, Bart | VU/F/BETA/N&S/BF&E | WN.KA191B | - |  |  |  | 1 | T40 8SS 08
EQ001710 | 001627 | Signal Generator |  | Pulse Generator | Philips | Limburg, Rob | VU/F/BETA/TC/Electronica | WN.P043 | - |  |  |  | 1 | PM5712/08
EQ001709 |  | Motion Controller/Driver |  | Motion controller | Newport | Sasbrink, Bart | VU/F/BETA/N&S/BF&E | WN.KA191B | - |  |  |  | 1 | XPS
EQ001708 |  | Cooling Unit |  | PolyScience Chiller | PolyScience | Sasbrink, Bart | VU/F/BETA/N&S/BF&E | WN.KA191B | - |  |  |  | 1 | LM62MY1A110E
EQ001707 |  | Laser |  | Light Conversion NDFG | Light Conversion Ltd | Sasbrink, Bart | VU/F/BETA/N&S/BF&E | WN.KA191B | - |  |  |  | 1 | NDFG
EQ001706 | 000904 | Cooling Unit |  | Small Refrigerated Thermostats | Lauda | Sasbrink, Bart | VU/F/BETA/N&S/BF&E | WN.KB164 | - |  |  |  | 1 | MGU
EQ001705 |  | Laser Amplifier |  | Topas-C Amplifier | Light Conversion Ltd | Sasbrink, Bart | VU/F/BETA/N&S/BF&E | WN.KA191B | - |  |  |  | 1 | Topas-C TC8U3WS
EQ001704 |  | Laser Amplifier |  | Topas Amplifier | Light Conversion Ltd | Sasbrink, Bart | VU/F/BETA/N&S/BF&E | WN.KA191B | - |  |  |  | 1 | TOPAS PS-800
EQ001703 |  | Extension Cable |  | Extension Cable |  | Sasbrink, Bart | VU/F/BETA/N&S/BF&E | WN.KB164 | - |  |  |  | 1
EQ001702 |  | Extension Cable |  | Extension Cable |  | Sasbrink, Bart | VU/F/BETA/N&S/BF&E | WN.KB164 | - |  |  |  | 1
EQ001701 |  | Extension Cable |  | Extension Cable Long |  | Sasbrink, Bart | VU/F/BETA/N&S/BF&E | WN.KB164 | - |  |  |  | 1
EQ001700 |  | Laser Shaper |  | PhaseTech QuickShape | PhaseTech | Sasbrink, Bart | VU/F/BETA/N&S/BF&E | WN.KA191B | - |  |  |  | 1
EQ001699 |  | Extension Cable |  | Extension Cable Long |  | Sasbrink, Bart | VU/F/BETA/N&S/BF&E | WN.KB164 | - |  |  |  | 1
EQ001698 |  | Computer Monitor |  | Monitor Iiyama | Iiyama | Sasbrink, Bart | VU/F/BETA/N&S/BF&E | WN.KA191B | - |  |  |  | 1 | ProLite T245MTS
EQ001697 |  | Laser |  | Innova 300 Laser | Coherent | Sasbrink, Bart | VU/F/BETA/N&S/BF&E | WN.KB164 | - |  |  |  | 1 | Innova 300
EQ001696 |  | Laser Controller Unit |  | Millennia Pro controller | Spectra Physics | Sasbrink, Bart | VU/F/BETA/N&S/BF&E | WN.KA191B | - |  |  |  | 1
EQ001695 |  | Cooling Unit |  | Refrigerated chiller | PolyScience | Sasbrink, Bart | VU/F/BETA/N&S/BF&E | WN.KA191B | - |  |  |  | 1 | 6350TB1SP30E
EQ001694 |  | Workbench |  | Work Bench Electrified | Akrus | Sasbrink, Bart | VU/F/BETA/N&S/BF&E | WN.KB164 | - |  |  |  | 1 | IP30
EQ001693 |  | Linear Stage |  | ESP Linear Stage | ESP | Sasbrink, Bart | VU/F/BETA/N&S/BF&E | WN.KA191B | - |  |  |  | 1 | M-ILS250PP
EQ001692 |  | Computer |  | PC Dell | Dell | Sasbrink, Bart | VU/F/BETA/N&S/BF&E | WN.KA191B | - |  |  |  | 1 | Optiplex 7010
EQ001691 |  | Linear Stage |  | ESP Linear Stage | ESP | Sasbrink, Bart | VU/F/BETA/N&S/BF&E | WN.KA191B | - |  |  |  | 1 | M-ILS250PP
EQ001690 |  | Computer Monitor |  | Monitor Hp | Hewlett Packard (HP) | Sasbrink, Bart | VU/F/BETA/N&S/BF&E | WN.KA191B | - |  |  |  | 1 | Compaq LA2205wg
EQ001689 |  | Extension Cable |  | Extension Cable Long |  | Sasbrink, Bart | VU/F/BETA/N&S/BF&E | WN.KB164 | - |  |  |  | 1
EQ001688 |  | Laser |  | Spectron Laser | Spectron Laser Systems | Sasbrink, Bart | VU/F/BETA/N&S/BF&E | WN.KB164 | - |  |  |  | 1
EQ001687 |  | Optical Chopper |  | Optical chopper | Thorlabs | Sasbrink, Bart | VU/F/BETA/N&S/BF&E | WN.KA191B | - |  |  |  | 1 | MC2000
EQ001686 | 000584 | Peristaltic Pump |  | Watson-Marlow Pump | Watson Marlow | Sasbrink, Bart | VU/F/BETA/N&S/BF&E | WN.KA191B | - |  |  |  | 1 | 313
EQ001685 | 001753 | Transfer System |  | Integrate and hold VU | VU | Sasbrink, Bart | VU/F/BETA/N&S/BF&E | WN.KA191B | - |  |  |  | 1 | 20004001
EQ001684 | 007758 | Lamp |  | Unilux Lamp | Unilux | Sasbrink, Bart | VU/F/BETA/N&S/BF&E | WN.KB164 | - |  |  |  | 1
EQ001683 |  | Laser Controller Unit |  | Laser controller unit | Spectra Physics | Sasbrink, Bart | VU/F/BETA/N&S/BF&E | WN.KA191B | - |  |  |  | 1
EQ001682 |  | Spectrometer |  | Chromex Imaging Spectrometer | Chromex | Sasbrink, Bart | VU/F/BETA/N&S/BF&E | WN.KA191B | - |  |  |  | 1 | 250is
EQ001681 |  | Laser Controller Unit |  | Spitfire controller | Spectra Physics | Sasbrink, Bart | VU/F/BETA/N&S/BF&E | WN.KA191B | - |  |  |  | 1 | Spitfire
EQ001680 |  | IR detector |  | Infrared Detector | Infrared Systems Development | Sasbrink, Bart | VU/F/BETA/N&S/BF&E | WN.KA191B | - |  |  |  | 1 | MCT-12-2X64
EQ001679 |  | Laser Controller Unit |  | Mai Tai controller | Spectra Physics | Sasbrink, Bart | VU/F/BETA/N&S/BF&E | WN.KA191B | - |  |  |  | 1 | Mai Tai
EQ001678 |  | Laser Controller Unit |  | Hurricane controller | Spectra Physics | Sasbrink, Bart | VU/F/BETA/N&S/BF&E | WN.KA191B | - |  |  |  | 1 | Hurricane
EQ001677 |  | Computer |  | Dell Computer | Dell | Sasbrink, Bart | VU/F/BETA/N&S/BF&E | WN.KA191B | - |  |  |  | 1 | Optiplex 990
EQ001676 |  | Shutter Driver |  | Switch driver | IntraAction Corp. | Sasbrink, Bart | VU/F/BETA/N&S/BF&E | WN.KA191B | - |  |  |  | 1 | QE
EQ001675 | 020544 | Computer |  | HP Computer | Hewlett Packard (HP) | Sasbrink, Bart | VU/F/BETA/N&S/BF&E | WN.KA191B | - |  |  |  | 1 | Compaq Elite 8300
EQ001674 |  | Laser |  | Laser Mai Tai | Spectra Physics | Sasbrink, Bart | VU/F/BETA/N&S/BF&E | WN.KA191B | - |  |  |  | 1 | Mai Tai
EQ001673 |  | Laser Amplifier |  | Infrared MCT-0128 Preamplifier | Infrared Systems Development | Sasbrink, Bart | VU/F/BETA/N&S/BF&E | WN.KA191B | - |  |  |  | 1 | MCT-0128
EQ001672 |  | Laser Amplifier |  | Hurricane Amplifier | Spectra Physics | Sasbrink, Bart | VU/F/BETA/N&S/BF&E | WN.KA191B | - |  |  |  | 1 | 9694AN
EQ001671 |  | Laser Amplifier |  | Infrared MCT-3200 Preamplifier | Infrared Systems Development | Sasbrink, Bart | VU/F/BETA/N&S/BF&E | WN.KA191B | - |  |  |  | 1 | MCT-3200
EQ001670 |  | Laser |  | Laser Empower | Spectra Physics | Sasbrink, Bart | VU/F/BETA/N&S/BF&E | WN.KA191B | - |  |  |  | 1 | Empower
EQ001669 |  | Amplifier |  | Regenerative amplifier | Spectra Physics | Sasbrink, Bart | VU/F/BETA/N&S/BF&E | WN.KA191B | - |  |  |  | 1 | Spitfire Ace
EQ001668 | 001757 | Extension Cable |  | Extension Cable |  | Sasbrink, Bart | VU/F/BETA/N&S/BF&E | WN.KA191B | - |  |  |  | 1
EQ001667 |  | Computer |  | Dell Laptop | Dell | Sasbrink, Bart | VU/F/BETA/N&S/BF&E | WN.KA191B | - |  |  |  | 1 | Latitude E5520
EQ001666 | 001849 | Extension Cable |  | Extension Cable |  | Sasbrink, Bart | VU/F/BETA/N&S/BF&E | WN.KA191B | - |  |  |  | 1
EQ001665 |  | Dehumidifier |  | Stadler Form Dehumidifier | Stadler Form | Sasbrink, Bart | VU/F/BETA/N&S/BF&E | WN.KA191B | - |  |  |  | 1 | Albert Grade 1
EQ001664 | 001301 | Extension Cable |  | Extension Cable |  | Sasbrink, Bart | VU/F/BETA/N&S/BF&E | WN.KA191B | - |  |  |  | 1
EQ001663 | 011984 | MCT |  | 32 channel MCT | VU | Sasbrink, Bart | VU/F/BETA/N&S/BF&E | WN.KA191B | - |  |  |  | 1 | 20004001
EQ001662 | 011996 | MCT |  | 32 channel MCT | VU | Sasbrink, Bart | VU/F/BETA/N&S/BF&E | WN.KA191B | - |  |  |  | 1 | 20004001
EQ001661 |  | Shutter Driver |  | 3c shutter driver | UniBlitz | Sasbrink, Bart | VU/F/BETA/N&S/BF&E | WN.KA191B | - |  |  |  | 1
EQ001660 |  | Shutter Driver |  | Shutter Driver VU | VU | Sasbrink, Bart | VU/F/BETA/N&S/BF&E | WN.KA191B | - |  |  |  | 1
EQ001659 |  | Shutter Driver |  | Shutter controller | Thorlabs | Sasbrink, Bart | VU/F/BETA/N&S/BF&E | WN.KA191B | - |  |  |  | 1 | SC10
EQ001658 |  | Oscilloscope |  | Digital pulse generator | Stanford Research Systems (SRS) | Sasbrink, Bart | VU/F/BETA/N&S/BF&E | WN.KA191B | - |  |  |  | 1 | DG535
EQ001657 |  | Oscilloscope |  | Oscilloscope Tektronic | Tektronix | Sasbrink, Bart | VU/F/BETA/N&S/BF&E | WN.KA191B | - |  |  |  | 1 | TD53034B
EQ001656 |  | Pressure controller |  | Pressure controller | Elveflow | Sasbrink, Bart | VU/F/BETA/N&S/BF&E | WN.KA191B | - |  |  |  | 1 | OB1MK3
EQ001655 | 001747 | Motion Controller/Driver |  | Motion controller | Newport | Sasbrink, Bart | VU/F/BETA/N&S/BF&E | WN.KA191B | - |  |  |  | 1 | MM4006
EQ001654 |  | Generator |  | Pulse generator | BK Precision | Sasbrink, Bart | VU/F/BETA/N&S/BF&E | WN.KA191B | - |  |  |  | 1 | 4030
EQ001653 |  | Computer |  | PC Dell | Dell | Sasbrink, Bart | VU/F/BETA/N&S/BF&E | WN.KA191B | - |  |  |  | 1
EQ001652 |  | Computer Monitor |  | Monitor Apple | Apple | Sasbrink, Bart | VU/F/BETA/N&S/BF&E | WN.KA191B | - |  |  |  | 1
EQ001651 |  | Computer Monitor |  | Monitor Dell | Dell | Sasbrink, Bart | VU/F/BETA/N&S/BF&E | WN.KA191B | - |  |  |  | 1
EQ001650 |  | Computer Monitor |  | Monitor Benq | Benq | Sasbrink, Bart | VU/F/BETA/N&S/BF&E | WN.KA191B | - |  |  |  | 1
EQ001649 |  | Microscope |  | Topcon TRC | Topcon | Sasbrink, Bart | VU/F/BETA/N&S/BF&E | WN.KB164 | - |  |  |  | 1 | Trc
EQ001648 |  | Laser Controller Unit |  | Laser diode driver | Lightstar | Sasbrink, Bart | VU/F/BETA/N&S/BF&E | WN.KB164 | - |  |  |  | 1 | LD2000
EQ001647 |  | Trigger pulse interface |  | Trigger pulse interface | VU | Sasbrink, Bart | VU/F/BETA/N&S/BF&E | WN.KB164 | - |  |  |  | 1 | DUU8
EQ001646 |  | Trigger pulse interface |  | Trigger pulse interface | VU | Sasbrink, Bart | VU/F/BETA/N&S/BF&E | WN.KB164 | - |  |  |  | 1 | DUU 06
EQ001645 |  | Trigger pulse interface |  | Trigger pulse interface | VU | Sasbrink, Bart | VU/F/BETA/N&S/BF&E | WN.KB164 | - |  |  |  | 1 | DUU 07
EQ001644 |  | Trigger pulse interface |  | Trigger pulse interface | VU | Sasbrink, Bart | VU/F/BETA/N&S/BF&E | WN.KB164 | - |  |  |  | 1 | DUU07
EQ001643 |  | Trigger pulse interface |  | Trigger pulse interface | VU | Sasbrink, Bart | VU/F/BETA/N&S/BF&E | WN.KB164 | - |  |  |  | 1 | DUU 06
EQ001642 |  | Power Supply |  | Limited power supply | New Focus | Sasbrink, Bart | VU/F/BETA/N&S/BF&E | WN.KB164 | - |  |  |  | 1
EQ001641 |  | Power Supply |  | Leitz power supply | Leitz | Sasbrink, Bart | VU/F/BETA/N&S/BF&E | WN.KB164 | - |  |  |  | 1
EQ001640 |  | Power Supply |  | Shutter control power supply | UniBlitz | Sasbrink, Bart | VU/F/BETA/N&S/BF&E | WN.KB164 | - |  |  |  | 1 | 325B
EQ001639 |  | Monochromator |  | Monochromator driver | VU | Sasbrink, Bart | VU/F/BETA/N&S/BF&E | WN.KB164 | - |  |  |  | 1 | MN00005
EQ001638 |  | Power Supply |  | High voltage power supply | Stanford Research Systems (SRS) | Sasbrink, Bart | VU/F/BETA/N&S/BF&E | WN.KB164 | - |  |  |  | 1
EQ001637 |  | Multimeter |  | ULE | KSV | Sasbrink, Bart | VU/F/BETA/N&S/BF&E | WN.KB164 | - |  |  |  | 1 | 1000 IUD
EQ001636 |  | Unknown |  | Kabellengtemeter | Princeton instruments | Limburg, Rob | VU/F/BETA/TC/Electronica | WN.P043 | - |  |  |  | 1 | TT 2-20
EQ001635 |  | Amplifier |  | Differential amplifier | NF | Sasbrink, Bart | VU/F/BETA/N&S/BF&E | WN.KB164 | - |  |  |  | 1 | 5370
EQ001634 |  | Computer |  | HP computer | Hewlett Packard (HP) | Sasbrink, Bart | VU/F/BETA/N&S/BF&E | WN.KB164 | - |  |  |  | 1
EQ001633 |  | Battery Tester |  | Battery tester | Kraftmax | Limburg, Rob | VU/F/BETA/TC/Electronica | WN.P043 | - |  |  |  | 1 | LX5900
EQ001632 |  | Laser Controller Unit |  | SpectraPro250 | Princeton instruments | Sasbrink, Bart | VU/F/BETA/N&S/BF&E | WN.KB164 | - |  |  |  | 1 | SpectraPro250
EQ001631 |  | Sound level meter |  | Sound level meter | Sauter | Limburg, Rob | VU/F/BETA/TC/Electronica | WN.P043 | - |  |  |  | 1 | SU 130
EQ001630 |  | Vacuum Pump |  | Vacuum pump | Pfeiffer | Sasbrink, Bart | VU/F/BETA/N&S/BF&E | WN.KB164 | - |  |  |  | 1 | DUO 5M
EQ001629 | 000995 | Shutter Driver |  | Shutter Control | VU | Sasbrink, Bart | VU/F/BETA/N&S/BF&E | WN.KB164 | - |  |  |  | 1
EQ001628 | 009010 | Power Supply |  | Power supply Delta | Delta Elektronika | Sasbrink, Bart | VU/F/BETA/N&S/BF&E | WN.KB164 | - |  |  |  | 1 | SM70AR24
EQ001627 |  | Multimeter |  | Multimeter | VU | Sasbrink, Bart | VU/F/BETA/N&S/BF&E | WN.KB164 | - |  |  |  | 1
EQ001626 |  | Optical Chopper |  | HMS Light beam chopper | Ithaca | Sasbrink, Bart | VU/F/BETA/N&S/BF&E | WN.KB164 | - |  |  |  | 1 | 221
EQ001625 |  | Laser Controller Unit |  | Seastar controller | Seastar | Sasbrink, Bart | VU/F/BETA/N&S/BF&E | WN.KB164 | - |  |  |  | 1 | LD2000
EQ001624 | 008772 | Spectrometer Controller |  | Spectrum analyzer controller 251 | Coherent | Sasbrink, Bart | VU/F/BETA/N&S/BF&E | WN.KB164 | - |  |  |  | 1 | 251
EQ001623 | 008713 | Laser Controller Unit |  | Laser diode controller | Thorlabs | Sasbrink, Bart | VU/F/BETA/N&S/BF&E | WN.KB164 | - |  |  |  | 1 | LDC 205 C
EQ001622 | 007649 | Vortex |  | Vortex VM2 | CAT | Sasbrink, Bart | VU/F/BETA/N&S/BF&E | WN.KB164 | - |  |  |  | 1 | VM2
EQ001621 |  | Motor driver |  | Motor control | Autolab | Sasbrink, Bart | VU/F/BETA/N&S/BF&E | WN.KB164 | - |  |  |  | 1
EQ001620 |  | Lamp |  | Nordlux lamp | Nordilux | Sasbrink, Bart | VU/F/BETA/N&S/BF&E | WN.KB164 | - |  |  |  | 1
EQ001619 |  | Computer Monitor |  | Monitor HP | Hewlett Packard (HP) | Sasbrink, Bart | VU/F/BETA/N&S/BF&E | WN.KB164 | - |  |  |  | 1 | Compaq LA2205wg
EQ001618 |  | Computer |  | PC Dell | Dell | Sasbrink, Bart | VU/F/BETA/N&S/BF&E | WN.KB164 | - |  |  |  | 1 | Optiplex 990
EQ001617 |  | Light Source |  | Light source Fostec | Fostec | Sasbrink, Bart | VU/F/BETA/N&S/BF&E | WN.KB164 | - |  |  |  | 1
EQ001616 |  | Amplifier |  | Lock-in amplifier | Ithaca | Sasbrink, Bart | VU/F/BETA/N&S/BF&E | WN.KB164 | - |  |  |  | 1 | 391A
EQ001615 |  | Amplifier |  | Lock-in amplifier | Princeton instruments | Sasbrink, Bart | VU/F/BETA/N&S/BF&E | WN.KB164 | - |  |  |  | 1 | 5209
EQ001614 |  | Amplifier |  | Lock-in amplifier | Princeton instruments | Sasbrink, Bart | VU/F/BETA/N&S/BF&E | WN.KB164 | - |  |  |  | 1 | 5209
EQ001613 | 003283 | Power Supply |  | Power Supply ES030 | Delta Elektronika | Sasbrink, Bart | VU/F/BETA/N&S/BF&E | WN.KB164 | - |  |  |  | 1 | ES030
EQ001612 |  | Transformer |  | Potentiostat Galvanostat | Autolab | Sasbrink, Bart | VU/F/BETA/N&S/BF&E | WN.KB164 | - |  |  |  | 1 | PGSTAT32N
EQ001611 |  | Monochromator |  | Monochromator Oriel | Oriel | Sasbrink, Bart | VU/F/BETA/N&S/BF&E | WN.KB164 | - |  |  |  | 1 | 77250
EQ001610 |  | PEM |  | Photoelastic modulator 80 | Hinds | Sasbrink, Bart | VU/F/BETA/N&S/BF&E | WN.KB164 | - |  |  |  | 1
EQ001609 |  | Optical Chopper |  | Optical Chopper | Bentham | Sasbrink, Bart | VU/F/BETA/N&S/BF&E | WN.KB164 | - |  |  |  | 1 | 218F
EQ001608 |  | Motor driver |  | Motor Controller/Driver | VU | Sasbrink, Bart | VU/F/BETA/N&S/BF&E | WN.KB164 | - |  |  |  | 1
EQ001607 |  | Power Supply |  | Power Supply Oltronix | Oltronix | Sasbrink, Bart | VU/F/BETA/N&S/BF&E | WN.KB164 | - |  |  |  | 1 | B3210R
EQ001606 |  | Transformer |  | Potentiostat Autolab | Autolab | Sasbrink, Bart | VU/F/BETA/N&S/BF&E | WN.KB164 | - |  |  |  | 1 | PGSTAT101
EQ001605 | 008699 | Lamp |  | Unilux Lamp | Unilux | Sasbrink, Bart | VU/F/BETA/N&S/BF&E | WN.KB164 | - |  |  |  | 1
EQ001604 | 001004 | Power Supply |  | Power supply Delta | Delta Elektronika | Sasbrink, Bart | VU/F/BETA/N&S/BF&E | WN.KB164 | - |  |  |  | 1 | 240S24
EQ001603 |  | Lamp |  | Xe Lamp | Oriel | Sasbrink, Bart | VU/F/BETA/N&S/BF&E | WN.KB164 | - |  |  |  | 1 | 68752
EQ001602 |  | Lamp |  | Illuminator | Oriel | Sasbrink, Bart | VU/F/BETA/N&S/BF&E | WN.KB164 | - |  |  |  | 1 | 7340
EQ001601 |  | Monochromator |  | Monochromator | Oriel | Sasbrink, Bart | VU/F/BETA/N&S/BF&E | WN.KB164 | - |  |  |  | 1 | 77250
EQ001600 |  | Power Supply |  | Power supply | VU | Sasbrink, Bart | VU/F/BETA/N&S/BF&E | WN.KB164 | - |  |  |  | 1
EQ001599 | 00865 | Lamp |  | Delta lamp | Oriel | Sasbrink, Bart | VU/F/BETA/N&S/BF&E | WN.KB164 | - |  |  |  | 1 | 7340
EQ001598 |  | Monochromator |  | Monochromator | Oriel | Sasbrink, Bart | VU/F/BETA/N&S/BF&E | WN.KB164 | - |  |  |  | 1 | 77200
EQ001597 |  | Fridge |  | Fridge | Etna | Sasbrink, Bart | VU/F/BETA/N&S/BF&E | WN.KB164 | - |  |  |  | 1
EQ001596 |  | Computer |  | PC Dell | Dell | Sasbrink, Bart | VU/F/BETA/N&S/BF&E | WN.KB164 | - |  |  |  | 1 | Optiplex 690
EQ001595 |  | Shutter Driver |  | Shutter Driver | Vincent Associates | Sasbrink, Bart | VU/F/BETA/N&S/BF&E | WN.KB164 | - |  |  |  | 1 | D122
EQ001594 | 00861 | Shutter Driver |  | Stepper Controller | VU | Sasbrink, Bart | VU/F/BETA/N&S/BF&E | WN.KB164 | - |  |  |  | 1
EQ001593 | 008709 | Shutter Driver |  | Shutter Driver | Vincent Associates | Sasbrink, Bart | VU/F/BETA/N&S/BF&E | WN.KB164 | - |  |  |  | 1 | VCMD1
EQ001592 |  | Extension Cable |  | Extension Cable |  | Sasbrink, Bart | VU/F/BETA/N&S/BF&E | WN.KB164 | - |  |  |  | 1
EQ001591 |  | Power Supply |  | Battery Charger |  | Sasbrink, Bart | VU/F/BETA/N&S/BF&E | WN.KB164 | - |  |  |  | 1 | CHpro-EU
EQ001590 |  | Extension Cable |  | Extension Cable Long |  | Sasbrink, Bart | VU/F/BETA/N&S/BF&E | WN.KB164 | - |  |  |  | 1
EQ001589 |  | Drill |  | Rotary Tool |  | Sasbrink, Bart | VU/F/BETA/N&S/BF&E | WN.KB164 | - |  |  |  | 1
EQ001588 |  | Lamp |  | Lamp | Manutan | Sasbrink, Bart | VU/F/BETA/N&S/BF&E | WN.KB164 | - |  |  |  | 1
EQ001587 |  | Glue Gun |  | Hot Pistol | Pattex | Sasbrink, Bart | VU/F/BETA/N&S/BF&E | WN.KB164 | - |  |  |  | 1 | PXP12
EQ001586 |  | Computer Monitor |  | Computer Monitor | Hewlett Packard (HP) | Sasbrink, Bart | VU/F/BETA/N&S/BF&E | WN.G159 | - |  |  |  | 1
EQ001585 | 002110 | Power Supply |  | Power Supply | Delta Elektronika | Sasbrink, Bart | VU/F/BETA/N&S/BF&E | WN.KB164 | - |  |  |  | 1 | E0300-0.1
EQ001584 |  | Extension Cable |  | Extension Cable |  | Sasbrink, Bart | VU/F/BETA/N&S/BF&E | WN.KB164 | - |  |  |  | 1
EQ001583 |  | Vortex |  | Vortex VM2 |  | Sasbrink, Bart | VU/F/BETA/N&S/BF&E | WN.KB164 | - |  |  |  | 1 | VM2
EQ001582 |  | Transformer |  | Transformer Basetech | Basetech | Sasbrink, Bart | VU/F/BETA/N&S/BF&E | WN.KB164 | - |  |  |  | 1 | BT305A
EQ001581 |  | Computer |  | PC | Dell | Sasbrink, Bart | VU/F/BETA/N&S/BF&E | WN.KB164 | - |  |  |  | 1 | Optiplex 990
EQ001580 |  | Transformer |  | Transformer Basetech | Basetech | Sasbrink, Bart | VU/F/BETA/N&S/BF&E | WN.KB164 | - |  |  |  | 1 | BT305A
EQ001579 |  | Transformer |  | Transformer Basetech | Basetech | Sasbrink, Bart | VU/F/BETA/N&S/BF&E | WN.KB164 | - |  |  |  | 1 | BT305A
EQ001578 |  | Computer Monitor |  | Computer Monitor |  | Sasbrink, Bart | VU/F/BETA/N&S/BF&E | WN.KB164 | - |  |  |  | 1
EQ001577 |  | Lamp |  | Unilux Lamp | Unilux | Sasbrink, Bart | VU/F/BETA/N&S/BF&E | WN.KB164 | - |  |  |  | 1
EQ001576 |  | Extension Cable |  | Extension Cable |  | Sasbrink, Bart | VU/F/BETA/N&S/BF&E | WN.KB164 | - |  |  |  | 1
EQ001575 |  | Lamp |  | Lamp Unilux | Unilux | Sasbrink, Bart | VU/F/BETA/N&S/BF&E | WN.KB164 | - |  |  |  | 1
EQ001574 |  | Laser power meter |  | Laser Power Meter | Molectron | Sasbrink, Bart | VU/F/BETA/N&S/BF&E | WN.KB164 | - |  |  |  | 1 | PowerMax500A
EQ001573 |  | Lamp |  | Portable Lamp |  | Sasbrink, Bart | VU/F/BETA/N&S/BF&E | WN.KB164 | - |  |  |  | 1 | Z17768C
EQ001572 |  | Lamp |  | Lamp Unilux |  | Sasbrink, Bart | VU/F/BETA/N&S/BF&E | WN.KB164 | - |  |  |  | 1
EQ001571 |  | Transformer |  | Potentiostat Galvanostat | Autolab | Sasbrink, Bart | VU/F/BETA/N&S/BF&E | WN.KB164 | - |  |  |  | 1
EQ001570 | 003279 | Power Supply |  | Power supply | Delta Elektronika | Sasbrink, Bart | VU/F/BETA/N&S/BF&E | WN.KB164 | - |  |  |  | 1 | Es 030-5
EQ001569 | 008761 | Light Source |  | Lights 4-unit |  | Sasbrink, Bart | VU/F/BETA/N&S/BF&E | WN.KB164 | - |  |  |  | 1
EQ001568 | 008762 | Light Source |  | Lights 4-unit |  | Sasbrink, Bart | VU/F/BETA/N&S/BF&E | WN.KB164 | - |  |  |  | 1
EQ001567 |  | Soldering Iron/Machine |  | Solder Station | Toolcraft | Sasbrink, Bart | VU/F/BETA/N&S/BF&E | WN.KB164 | - |  |  |  | 1 | ST-50A
EQ001566 | 000583 | Shutter Driver |  | Shutter Control | VU | Sasbrink, Bart | VU/F/BETA/N&S/BF&E | WN.KB164 | - |  |  |  | 1
EQ001565 |  | Label Writer |  | D1 Labelmaker | Dymo | Sasbrink, Bart | VU/F/BETA/N&S/BF&E | WN.KB164 | - |  |  |  | 1 | LabelManager 280
EQ001564 | 007672 | Freezer |  | Freezer | Bosch | Sasbrink, Bart | VU/F/BETA/N&S/BF&E | WN.KB164 | - |  |  |  | 1
EQ001563 |  | Fridge |  | Fridge | Bosch | Sasbrink, Bart | VU/F/BETA/N&S/BF&E | WN.KB164 | - |  |  |  | 1
EQ001562 |  | Speakers |  | Speaker |  | Sasbrink, Bart | VU/F/BETA/N&S/BF&E | WN.KB164 | - |  |  |  | 1
EQ001561 |  | Computer Monitor |  | Computer Monitor | Dell | Sasbrink, Bart | VU/F/BETA/N&S/BF&E | WN.KB164 | - |  |  |  | 1
EQ001560 |  | Ultrasonic Cleaner |  | Ultrasonic Cleaner | VWR | Sasbrink, Bart | VU/F/BETA/N&S/BF&E | WN.KB164 | - |  |  |  | 1 | Made in Malaysia
EQ001559 | 002453 | Motion Controller/Driver |  | Motion controller | Newport | Sasbrink, Bart | VU/F/BETA/N&S/BF&E | WN.KB158 | - |  |  |  | 1 | XPF
EQ001558 |  | Spectrometer |  | Oriel Spectrograph | Oriel | Sasbrink, Bart | VU/F/BETA/N&S/BF&E | WN.KB158 | - |  |  |  | 1 | MS127i
EQ001557 | 001343 | Peristaltic Pump |  | Peristaltic Pump | Watson Marlow | Sasbrink, Bart | VU/F/BETA/N&S/BF&E | WN.KB158 | - |  |  |  | 1 | 101UR
EQ001556 | Libra+seed | Cooling Unit |  | Laser Chiller | Lytron | Sasbrink, Bart | VU/F/BETA/N&S/BF&E | WN.KB158 | - |  |  |  | 1 | RC011H03BG2C001
EQ001555 | Legend | Cooling Unit |  | Laser Chiller | Lytron | Sasbrink, Bart | VU/F/BETA/N&S/BF&E | WN.KB158 | - |  |  |  | 1 | RC011H03BG2C001
EQ001554 |  | Power Supply |  | Laboratory power supply 3016 | EA | Sasbrink, Bart | VU/F/BETA/N&S/BF&E | WN.KB158 | - |  |  |  | 1 | 3016
EQ001553 | Legend | Motion Controller/Driver |  | Motion Controller | Siskiyou | Sasbrink, Bart | VU/F/BETA/N&S/BF&E | WN.KB158 | - |  |  |  | 1 | MC401
EQ001552 |  | Extension Cable |  | Extension Cable |  | Sasbrink, Bart | VU/F/BETA/N&S/BF&E | WN.KB158 | - |  |  |  | 1
EQ001551 |  | Extension Cable |  | Extension Cable |  | Sasbrink, Bart | VU/F/BETA/N&S/BF&E | WN.KB158 | - |  |  |  | 1
EQ001550 |  | Laser power meter |  | Power Meter Newport | Newport | Sasbrink, Bart | VU/F/BETA/N&S/BF&E | WN.KB158 | - |  |  |  | 1 | 1918-R
EQ001549 |  | Extension Cable |  | Extension Cable |  | Sasbrink, Bart | VU/F/BETA/N&S/BF&E | WN.KB158 | - |  |  |  | 1
EQ001548 |  | Motor driver |  | Motor driver | VU | Sasbrink, Bart | VU/F/BETA/N&S/BF&E | WN.KB158 | - |  |  |  | 1
EQ001547 |  | Motor driver |  | Motor driver | Photon Technology International | Sasbrink, Bart | VU/F/BETA/N&S/BF&E | WN.KB158 | - |  |  |  | 1
EQ001546 | Bartoort | Laser power meter |  | Labmax Laser Power Meter | Coherent | Sasbrink, Bart | VU/F/BETA/N&S/BF&E | WN.KB158 | - |  |  |  | 1 | Labmax TOP
EQ001545 |  | Stirrer motor |  | Motor | Superior electric | Sasbrink, Bart | VU/F/BETA/N&S/BF&E | WN.KB158 | - |  |  |  | 1 | M061FD02
EQ001544 | 006189 | Extension Cable |  | Extension Cable |  | Sasbrink, Bart | VU/F/BETA/N&S/BF&E | WN.KB158 | - |  |  |  | 1
EQ001543 | 001809 | Extension Cable |  | Extension Cable |  | Sasbrink, Bart | VU/F/BETA/N&S/BF&E | WN.KB158 | - |  |  |  | 1
EQ001542 |  | Computer |  | HP computer | Hewlett Packard (HP) | Sasbrink, Bart | VU/F/BETA/N&S/BF&E | WN.KB158 | - |  |  |  | 1
EQ001541 |  | Laser |  | Topas Laser | Light Conversion Ltd | Sasbrink, Bart | VU/F/BETA/N&S/BF&E | WN.KB158 | - |  |  |  | 1 | 4041
EQ001540 | 002493 | Optical Chopper |  | Optical chopper 3501 | New Focus | Sasbrink, Bart | VU/F/BETA/N&S/BF&E | WN.KB158 | - |  |  |  | 1 | 3501
EQ001539 | 002492 | Optical Chopper |  | Optical chopper 3501 | New Focus | Sasbrink, Bart | VU/F/BETA/N&S/BF&E | WN.KB158 | - |  |  |  | 1 | 3501
EQ001538 |  | Power Supply |  | Lineair power supply | VU | Sasbrink, Bart | VU/F/BETA/N&S/BF&E | WN.KB158 | - |  |  |  | 1
EQ001537 | 2D | Laser power meter |  | Power Meter Newport | Newport | Sasbrink, Bart | VU/F/BETA/N&S/BF&E | WN.KB158 | - |  |  |  | 1 | 843-R
EQ001536 |  | Transformer |  | Adapter USB-TTL | VU | Sasbrink, Bart | VU/F/BETA/N&S/BF&E | WN.KB158 | - |  |  |  | 1
EQ001535 |  | Optical Chopper |  | Optical chopper | Thorlabs | Sasbrink, Bart | VU/F/BETA/N&S/BF&E | WN.KB158 | - |  |  |  | 1 | MC2000B
EQ001534 |  | Laser |  | Libra Laser | Coherent | Sasbrink, Bart | VU/F/BETA/N&S/BF&E | WN.KB158 | - |  |  |  | 1 | Libra-USP-1k-HE
EQ001533 | 000526 | Power Supply |  | Power supply VU | VU | Sasbrink, Bart | VU/F/BETA/N&S/BF&E | WN.KB158 | - |  |  |  | 1
EQ001532 | 4 | Laser Amplifier |  | Opera Solo Laser Amplifier | Coherent | Sasbrink, Bart | VU/F/BETA/N&S/BF&E | WN.KB158 | - |  |  |  | 1 | TO8U3W3
EQ001531 |  | Power/Energy Meter |  | Power meter StrBright | Ophir | Sasbrink, Bart | VU/F/BETA/N&S/BF&E | WN.KB158 | - |  |  |  | 1 | StarBright
EQ001530 | Libra Pump | Laser Controller Unit |  | Evolution Controller | Coherent | Sasbrink, Bart | VU/F/BETA/N&S/BF&E | WN.KB158 | - |  |  |  | 1 | 1162643
EQ001529 | Legend | Laser Controller Unit |  | Evolution Controller | Coherent | Sasbrink, Bart | VU/F/BETA/N&S/BF&E | WN.KB158 | - |  |  |  | 1 | Evolution 38
EQ001528 |  | Extension Cable |  | Extension Cable |  | Sasbrink, Bart | VU/F/BETA/N&S/BF&E | WN.KB158 | - |  |  |  | 1
EQ001527 | 001811 | Extension Cable |  | Extension Cable |  | Sasbrink, Bart | VU/F/BETA/N&S/BF&E | WN.KB158 | - |  |  |  | 1
EQ001526 |  | Laser | 0 | YLF Laser | Coherent | Sasbrink, Bart | VU/F/BETA/N&S/BF&E | WN.KB158 | - |  |  |  | 1 | Evolution
EQ001525 |  | Filter Wheel |  | Filter Wheel | VU | Sasbrink, Bart | VU/F/BETA/N&S/BF&E | WN.KB158 | - |  |  |  | 1
EQ001524 |  | Filter Wheel |  | Filter Wheel | VU | Sasbrink, Bart | VU/F/BETA/N&S/BF&E | WN.KB158 | - |  |  |  | 1
EQ001523 |  | Camera controller |  | Camera Controll | Stresing | Sasbrink, Bart | VU/F/BETA/N&S/BF&E | WN.KB158 | - |  |  |  | 1 | FFT2
EQ001522 |  | Shutter Driver |  | Shutter control | Thorlabs | Sasbrink, Bart | VU/F/BETA/N&S/BF&E | WN.KB158 | - |  |  |  | 1 | SC10
EQ001521 |  | Computer |  | PC Laptop | Dell | Sasbrink, Bart | VU/F/BETA/N&S/BF&E | WN.KB158 | - |  |  |  | 1
EQ001520 |  | Optical Shutter |  | Shutter controller | Thorlabs | Sasbrink, Bart | VU/F/BETA/N&S/BF&E | WN.KB158 | - |  |  |  | 1 | SC10
EQ001519 |  | Laser |  | Legend Laser | Coherent | Sasbrink, Bart | VU/F/BETA/N&S/BF&E | WN.KB158 | - |  |  |  | 1
EQ001518 |  | Laser Controller Unit |  | SDG Elite | Coherent | Sasbrink, Bart | VU/F/BETA/N&S/BF&E | WN.KB158 | - |  |  |  | 1
EQ001517 |  | Laser Controller Unit |  | SDG | Coherent | Sasbrink, Bart | VU/F/BETA/N&S/BF&E | WN.KB158 | - |  |  |  | 1
EQ001516 |  | Pump/Compressor |  | Pump | VU | Sasbrink, Bart | VU/F/BETA/N&S/BF&E | WN.KB158 | - |  |  |  | 1
EQ001515 |  | Oscilloscope |  | Digital Phosphor Oscilloscope | Tektronix | Sasbrink, Bart | VU/F/BETA/N&S/BF&E | WN.KB158 | - |  |  |  | 1 | TDS 3052C
EQ001514 | Libra | Motion Controller/Driver |  | Motion Controller | Siskiyou | Sasbrink, Bart | VU/F/BETA/N&S/BF&E | WN.KB158 | - |  |  |  | 1 | MC401
EQ001513 | 001814 | Extension Cable |  | Extension Cable |  | Sasbrink, Bart | VU/F/BETA/N&S/BF&E | WN.KB158 | - |  |  |  | 1
EQ001512 | 1 | Laser Amplifier |  | Opera Solo Laser Amplifier | Coherent | Sasbrink, Bart | VU/F/BETA/N&S/BF&E | WN.KB158 | - |  |  |  | 1 | TO8U3W3
EQ001511 | 2 | Laser Amplifier |  | Opera Solo Laser Amplifier | Coherent | Sasbrink, Bart | VU/F/BETA/N&S/BF&E | WN.KB158 | - |  |  |  | 1 | TO8U3W3
EQ001510 | 3 | Laser Amplifier |  | Opera Solo Laser Amplifier | Coherent | Sasbrink, Bart | VU/F/BETA/N&S/BF&E | WN.KB158 | - |  |  |  | 1 | TO8U3W3
EQ001509 |  | Computer |  | PC Laptop | Dell | Sasbrink, Bart | VU/F/BETA/N&S/BF&E | WN.KB158 | - |  |  |  | 1
EQ001508 |  | Computer |  | PC Laptop | Dell | Sasbrink, Bart | VU/F/BETA/N&S/BF&E | WN.KB158 | - |  |  |  | 1
EQ001507 |  | Oscilloscope |  | Tektronix oscilloscope | Tektronix | Sasbrink, Bart | VU/F/BETA/N&S/BF&E | WN.KB158 | - |  |  |  | 1 | TDS3032
EQ001506 | 042990 | Computer |  | PC Laptop | Dell | Sasbrink, Bart | VU/F/BETA/N&S/BF&E | WN.KB158 | - |  |  |  | 1
EQ001505 |  | Lamp |  | Unilux lamp | Unilux | Sasbrink, Bart | VU/F/BETA/N&S/BF&E | WN.KB158 | - |  |  |  | 1
EQ001504 | 000446 | Computer Monitor |  | Monitor Computer | Hewlett Packard (HP) | Sasbrink, Bart | VU/F/BETA/N&S/BF&E | WN.KB158 | - |  |  |  | 1
EQ001503 |  | Power Supply |  | DC power supply | Vellman | Sasbrink, Bart | VU/F/BETA/N&S/BF&E | WN.KB158 | - |  |  |  | 1
EQ001502 |  | Computer Monitor |  | Monitor Computer | Philips | Sasbrink, Bart | VU/F/BETA/N&S/BF&E | WN.KB158 | - |  |  |  | 0 | 19056FG/00
EQ001501 |  | Computer Monitor |  | HP monitor | Hewlett Packard (HP) | Sasbrink, Bart | VU/F/BETA/N&S/BF&E | WN.KB158 | - |  |  |  | 1
EQ001500 |  | Computer |  | PC | Asus | Sasbrink, Bart | VU/F/BETA/N&S/BF&E | WN.KB158 | - |  |  |  | 1 | 16.xmax
EQ001499 |  | Computer |  | Speaker | Harman | Sasbrink, Bart | VU/F/BETA/N&S/BF&E | WN.KB158 | - |  |  |  | 1
EQ001498 | 002301 | Laminar Air Flow Cabinet |  | Laminar Air Flow Unit | Interflow | Sasbrink, Bart | VU/F/BETA/N&S/BF&E | WN.KB158 | - |  |  |  | 1
EQ001497 | 037455 | Computer |  | Computer Asus | Asus | Sasbrink, Bart | VU/F/BETA/N&S/BF&E | WN.KB158 | - |  |  |  | 1
EQ001496 |  | Computer Monitor |  | Computer monitor Dell | Dell | Sasbrink, Bart | VU/F/BETA/N&S/BF&E | WN.KB158 | - |  |  |  | 1
EQ001495 |  | Computer Monitor |  | HP Monitor | Hewlett Packard (HP) | Sasbrink, Bart | VU/F/BETA/N&S/BF&E | WN.KB158 | - |  |  |  | 1 | HP Compaq
EQ001494 | 002302 | Laminar Air Flow Cabinet |  | Laminar Air Flow Unit | Interflow | Sasbrink, Bart | VU/F/BETA/N&S/BF&E | WN.KB158 | - |  |  |  | 1
EQ001493 |  | Computer |  | PC |  | Sasbrink, Bart | VU/F/BETA/N&S/BF&E | WN.KB158 | - |  |  |  | 1 | Antec
EQ001492 |  | Adapter |  | USB Multiport | LogiLink | Sasbrink, Bart | VU/F/BETA/N&S/BF&E | WN.KB158 | - |  |  |  | 1
EQ001491 |  | pH Meter |  | pH Meter | Thermo Fisher Scientific | Sasbrink, Bart | VU/F/BETA/N&S/BF&E | WN.KB158 | - |  |  |  | 1 | Accumet AB150
EQ001490 |  | Optical Chopper |  | Optical Chopper | Thorlabs | Sasbrink, Bart | VU/F/BETA/N&S/BF&E | WN.KB158 | - |  |  |  | 1 | MC2000
EQ001489 |  | Extension Cable |  | Extension Cable |  | Sasbrink, Bart | VU/F/BETA/N&S/BF&E | WN.KB158 | - |  |  |  | 1
EQ001488 |  | Spectrometer Controller |  | Camera Control | Stresing | Sasbrink, Bart | VU/F/BETA/N&S/BF&E | WN.KB158 | - |  |  |  | 1 | FFT2 I3V1
EQ001487 |  | Optical Unit |  | Monochromator Acton SpectraPro | Princeton instruments | Sasbrink, Bart | VU/F/BETA/N&S/BF&E | WN.KB158 | - |  |  |  | 1 | Acton SpectraPro SP-2500
EQ001486 |  | Spectrometer |  | Prism Spectrometer 2.0 big | Stresing | Sasbrink, Bart | VU/F/BETA/N&S/BF&E | WN.KB158 | - |  |  |  | 1
EQ001485 |  | Spectrometer Controller |  | Camera Control | Stresing | Sasbrink, Bart | VU/F/BETA/N&S/BF&E | WN.KB158 | - |  |  |  | 1 | FFT2 I3V1
EQ001484 | 3 | Shutter Driver |  | Shutter Controller | Thorlabs | Sasbrink, Bart | VU/F/BETA/N&S/BF&E | WN.KB158 | - |  |  |  | 1 | SC10
EQ001483 | 2 | Shutter Driver |  | Shutter Controller | Thorlabs | Sasbrink, Bart | VU/F/BETA/N&S/BF&E | WN.KB158 | - |  |  |  | 1 | SC10
EQ001482 | 1 | Shutter Driver |  | Shutter Controller | Thorlabs | Sasbrink, Bart | VU/F/BETA/N&S/BF&E | WN.KB158 | - |  |  |  | 1 | SC10
EQ001481 | 001812 | Extension Cable |  | Extension Cable |  | Sasbrink, Bart | VU/F/BETA/N&S/BF&E | WN.KB158 | - |  |  |  | 1
EQ001480 | 020732 | Computer |  | PC | Hewlett Packard (HP) | Sasbrink, Bart | VU/F/BETA/N&S/BF&E | WN.KB158 | - |  |  |  | 1
EQ001479 |  | Touch Screen Interface |  | Prolite Touch Screen | Iiyama | Sasbrink, Bart | VU/F/BETA/N&S/BF&E | WN.KB158 | - |  |  |  | 1 | PL2735M
EQ001478 |  | Lamp |  | Unilux Lamp | Unilux | Sasbrink, Bart | VU/F/BETA/N&S/BF&E | WN.KB158 | - |  |  |  | 1
EQ001477 |  | Laser power meter |  | Laser Power Meter | Coherent | Sasbrink, Bart | VU/F/BETA/N&S/BF&E | WN.KB158 | - |  |  |  | 1 | Fieldmate
EQ001476 | 012377 | Freezer |  | Freezer | Liebherr | Sasbrink, Bart | VU/F/BETA/N&S/BF&E | WN.G131 | - |  |  |  | 1
EQ001475 |  | Water Filtration System |  | Q-pod water dispenser | Millipore | Sasbrink, Bart | VU/F/BETA/N&S/BF&E | WN.G131 | - |  |  |  | 1 | Milli-Q
EQ001474 |  | Water Filtration System |  | Q-pod water dispenser | Millipore | Sasbrink, Bart | VU/F/BETA/N&S/BF&E | WN.G131 | - |  |  |  | 1 | Milli-Q
EQ001473 |  | Dishwasher |  | Miele washer | Miele | Sasbrink, Bart | VU/F/BETA/N&S/BF&E | WN.G131 | - |  |  |  | 1 | G7883
EQ001472 |  | Water Bath |  | Multitemp III | Pharmacia Biotech | Sasbrink, Bart | VU/F/BETA/N&S/BF&E | WN.G131 | - |  |  |  | 1 | Multitemp III
EQ001471 |  | Water Bath |  | Julabo waterbath | Julabo | Sasbrink, Bart | VU/F/BETA/N&S/BF&E | WN.G131 | - |  |  |  | 1 | 5B
EQ001470 |  | pH Meter |  | pH meter | Thermo Fisher Scientific | Sasbrink, Bart | VU/F/BETA/N&S/BF&E | WN.G131 | - |  |  |  | 1 | AB150
EQ001469 | 001550 | Magnetic Stirrer |  | Magnetic stirrer REO C | IKA | Sasbrink, Bart | VU/F/BETA/N&S/BF&E | WN.G131 | - |  |  |  | 1 | REO basic C
EQ001468 | 007650 | Magnetic Stirrer |  | Magnetic stirrer | Labinco | Sasbrink, Bart | VU/F/BETA/N&S/BF&E | WN.G131 | - |  |  |  | 0 | L-71
EQ001467 |  | Shaker/Mixer |  | Bosch mixer | Bosch | Sasbrink, Bart | VU/F/BETA/N&S/BF&E | WN.G131 | - |  |  |  | 1
EQ001466 |  | Ice Machine |  | Ice machine | Scotsman | Sasbrink, Bart | VU/F/BETA/N&S/BF&E | WN.G131 | - |  |  |  | 1 | MF26
EQ001465 |  | Vortex |  | VV3 | VWR | Sasbrink, Bart | VU/F/BETA/N&S/BF&E | WN.G131 | - |  |  |  | 1
EQ001464 |  | Balance |  | Mattler PJ3000 | Mettler (Toledo) | Sasbrink, Bart | VU/F/BETA/N&S/BF&E | WN.G131 | - |  |  |  | 1
EQ001463 |  | Balance |  | Balance Mettler Toledo | Mettler (Toledo) | Sasbrink, Bart | VU/F/BETA/N&S/BF&E | WN.G131 | - |  |  |  | 1
EQ001462 |  | Laminar Air Flow Cabinet |  | Laminar air flow unit | Interflow | Sasbrink, Bart | VU/F/BETA/N&S/BF&E | WN.G159 | - |  |  |  | 1
EQ001461 | 001760 | Laminar Air Flow Cabinet |  | Laminar Air Flow Unit | Interflow | Sasbrink, Bart | VU/F/BETA/N&S/BF&E | WN.G159 | - |  |  |  | 1
EQ001460 |  | Laminar Air Flow Cabinet |  | Laminar air flow unit | Interflow | Sasbrink, Bart | VU/F/BETA/N&S/BF&E | WN.G159 | - |  |  |  | 1
EQ001459 |  | Laminar Air Flow Cabinet |  | Laminar Air Flow Unit | Interflow | Sasbrink, Bart | VU/F/BETA/N&S/BF&E | WN.G159 | - |  |  |  | 1
EQ001458 |  | Laser |  | Laser | JDS Uniphase | Sasbrink, Bart | VU/F/BETA/N&S/BF&E | WN.G159 | - |  |  |  | 1
EQ001457 | 002572 | Motion Controller/Driver |  | Motion Controller | Newport | Sasbrink, Bart | VU/F/BETA/N&S/BF&E | WN.G159 | - |  |  |  | 1 | MM4006
EQ001456 |  | Computer |  | PC | Intel | Sasbrink, Bart | VU/F/BETA/N&S/BF&E | WN.G159 | - |  |  |  | 1
EQ001455 | 000625 | Autocorrelator |  | APE Autocorrelator | APE/ Angewandte Physik & Elektronik | Sasbrink, Bart | VU/F/BETA/N&S/BF&E | WN.G159 | - |  |  |  | 1 | RS232
EQ001454 |  | Optical Chopper |  | Variable freq. chopper | Bentham | Sasbrink, Bart | VU/F/BETA/N&S/BF&E | WN.G159 | - |  |  |  | 1
EQ001453 |  | Optical Chopper |  | Chopper controller | Stanford Research Systems (SRS) | Sasbrink, Bart | VU/F/BETA/N&S/BF&E | WN.G159 | - |  |  |  | 1 | SR540
EQ001452 |  | Power Supply |  | Power Supply | Delta Elektronika | Sasbrink, Bart | VU/F/BETA/N&S/BF&E | WN.G159 | - |  |  |  | 1 | Es 030-5
EQ001451 | 0076969 | Lamp |  | Lamp | Unilux | Sasbrink, Bart | VU/F/BETA/N&S/BF&E | WN.G159 | - |  |  |  | 1
EQ001450 |  | Power/Energy Meter |  | Fieldmaster Power Meter | Coherent | Sasbrink, Bart | VU/F/BETA/N&S/BF&E | WN.G159 | - |  |  |  | 1
EQ001449 |  | Optical Chopper |  | Optical chopper MC1000 | Thorlabs | Sasbrink, Bart | VU/F/BETA/N&S/BF&E | WN.G159 | - |  |  |  | 1 | MC1000
EQ001448 |  | Laser |  | Mira Laser | Coherent | Sasbrink, Bart | VU/F/BETA/N&S/BF&E | WN.G159 | - |  |  |  | 1 | MIRA 900
EQ001447 |  | Optical Chopper |  | Optical chopper MC1000 | Thorlabs | Sasbrink, Bart | VU/F/BETA/N&S/BF&E | WN.G159 | - |  |  |  | 1 | MC1000
EQ001446 |  | Optical Unit |  | Detector | Bruker | Sasbrink, Bart | VU/F/BETA/N&S/BF&E | WN.G159 | - |  |  |  | 1 | 25025
EQ001445 |  | Laser |  | Rega 9000 Laser | Coherent | Sasbrink, Bart | VU/F/BETA/N&S/BF&E | WN.G159 | - |  |  |  | 1 | 9000
EQ001444 |  | Laser Controller Unit |  | Basic Galvo Controller | Coherent | Sasbrink, Bart | VU/F/BETA/N&S/BF&E | WN.G159 | - |  |  |  | 1
EQ001443 |  | Streak camera |  | Streak camera | Hamamatsu | Sasbrink, Bart | VU/F/BETA/N&S/BF&E | WN.G159 | - |  |  |  | 1
EQ001442 |  | Streak camera |  | Syncroscan sweep unit | Hamamatsu | Sasbrink, Bart | VU/F/BETA/N&S/BF&E | WN.G159 | - |  |  |  | 1
EQ001441 |  | Streak camera |  | Synchronous blanking unit | Hamamatsu | Sasbrink, Bart | VU/F/BETA/N&S/BF&E | WN.G159 | - |  |  |  | 1
EQ001440 | 001737 | Extension Cable |  | Extension Cable |  | Sasbrink, Bart | VU/F/BETA/N&S/BF&E | WN.G159 | - |  |  |  | 1
EQ001439 |  | Laser power meter |  | Laser power meter | Coherent | Sasbrink, Bart | VU/F/BETA/N&S/BF&E | WN.G159 | - |  |  |  | 1
EQ001438 |  | Power Supply |  | Power supply unit | Hamamatsu | Sasbrink, Bart | VU/F/BETA/N&S/BF&E | WN.G159 | - |  |  |  | 1 | C5680
EQ001437 |  | Streak camera |  | Pdh adapter | Hamamatsu | Sasbrink, Bart | VU/F/BETA/N&S/BF&E | WN.G159 | - |  |  |  | 1 | C1808
EQ001436 |  | Streak camera |  | Delay unit | Hamamatsu | Sasbrink, Bart | VU/F/BETA/N&S/BF&E | WN.G159 | - |  |  |  | 1 | C6878
EQ001435 | 000621 | Extension Cable |  | Extension Cable |  | Sasbrink, Bart | VU/F/BETA/N&S/BF&E | WN.G159 | - |  |  |  | 1
EQ001434 | 00.311 | Extension Cable |  | Extension Cable |  | Sasbrink, Bart | VU/F/BETA/N&S/BF&E | WN.G159 | - |  |  |  | 1
EQ001433 |  | Multimeter |  | Autoranging multimeter | Keithley | Sasbrink, Bart | VU/F/BETA/N&S/BF&E | WN.G159 | - |  |  |  | 1 | 175
EQ001432 |  | Electronic delay |  | Delay generator | Stanford Research Systems (SRS) | Sasbrink, Bart | VU/F/BETA/N&S/BF&E | WN.G159 | - |  |  |  | 1 | DG645
EQ001431 |  | Oscilloscope |  | Oscilloscope Keysight | Keysight | Sasbrink, Bart | VU/F/BETA/N&S/BF&E | WN.G159 | - |  |  |  | 1 | DSOX3032A
EQ001430 | 000618 | Extension Cable |  | Extension Cable |  | Sasbrink, Bart | VU/F/BETA/N&S/BF&E | WN.G159 | - |  |  |  | 1
EQ001429 | 000617 | Extension Cable |  | Extension Cable |  | Sasbrink, Bart | VU/F/BETA/N&S/BF&E | WN.G159 | - |  |  |  | 1
EQ001428 | 001738 | Extension Cable |  | Extension Cable |  | Sasbrink, Bart | VU/F/BETA/N&S/BF&E | WN.G159 | - |  |  |  | 1
EQ001427 |  | Cooling Unit |  | Endocal Circulator | Neslab | Sasbrink, Bart | VU/F/BETA/N&S/BF&E | WN.G159 | - |  |  |  | 1 | Endocal RTE-100
EQ001426 |  | Cooling Unit |  | Refrigerated Circulating Bath | Grant Instruments | Sasbrink, Bart | VU/F/BETA/N&S/BF&E | WN.Q102 | - |  |  |  | 1 | LT Ecocool 150
EQ001425 |  | Laser |  | Sprout-D 5W Laser | Lighthouse Photonics | Sasbrink, Bart | VU/F/BETA/N&S/BF&E | WN.G159 | - |  |  |  | 1
EQ001424 |  | Laser |  | Sprout Laser | Lighthouse Photonics | Sasbrink, Bart | VU/F/BETA/N&S/BF&E | WN.G159 | - |  |  |  | 0
EQ001423 | 001763 | Laser Controller Unit |  | Verdi Controller Unit | Coherent | Sasbrink, Bart | VU/F/BETA/N&S/BF&E | WN.G159 | - |  |  |  | 1
EQ001422 |  | Laser |  | Verdi Laser | Coherent | Sasbrink, Bart | VU/F/BETA/N&S/BF&E | WN.G159 | - |  |  |  | 1 | Verdi V10
EQ001421 | 006051 | Oscilloscope |  | Digital Storage Oscilloscope | Agilent | Sasbrink, Bart | VU/F/BETA/N&S/BF&E | WN.G159 | - |  |  |  | 1 | DSO5032A InfiniiVision
EQ001420 |  | Adapter |  | USB TTL Digital | VU | Sasbrink, Bart | VU/F/BETA/N&S/BF&E | WN.G159 | - |  |  |  | 1
EQ001419 |  | Shutter Driver |  | Shutter Driver | VU | Sasbrink, Bart | VU/F/BETA/N&S/BF&E | WN.G159 | - |  |  |  | 1
EQ001418 | 000680 | Extension Cable |  | Extension Cable |  | Sasbrink, Bart | VU/F/BETA/N&S/BF&E | WN.G159 | - |  |  |  | 1
EQ001417 | 058499 | Computer |  | PC | Hewlett Packard (HP) | Sasbrink, Bart | VU/F/BETA/N&S/BF&E | WN.G159 | - |  |  |  | 1 | Z620
EQ001416 | 002837 | Optical Unit |  | Optical Auto-correlator |  | Sasbrink, Bart | VU/F/BETA/N&S/BF&E | WN.G159 | - |  |  |  | 1
EQ001415 | 000682 | Optical Unit |  | Optical Unit | Chromex | Sasbrink, Bart | VU/F/BETA/N&S/BF&E | WN.G159 | - |  |  |  | 1
EQ001414 | 000681 | Extension Cable |  | Extension Cable |  | Sasbrink, Bart | VU/F/BETA/N&S/BF&E | WN.G159 | - |  |  |  | 1
EQ001413 |  | Laser Controller Unit |  | ChromeX Controller | Chromex | Sasbrink, Bart | VU/F/BETA/N&S/BF&E | WN.G159 | - |  |  |  | 1 | PDSNEL32R2-1PW-CHROMEX2
EQ001412 |  | Laser Controller Unit |  | ChromeX Controller | Chromex | Sasbrink, Bart | VU/F/BETA/N&S/BF&E | WN.G159 | - |  |  |  | 1 | PDSNEL32R2-1PW-CHROMEX2
EQ001411 |  | Laser |  | Helium Neon Gas Laser | JDS Uniphase | Sasbrink, Bart | VU/F/BETA/N&S/BF&E | WN.G159 | - |  |  |  | 1 | 1508P-2
EQ001410 | 006312 | Extension Cable |  | Extension Cable |  | Sasbrink, Bart | VU/F/BETA/N&S/BF&E | WN.G159 | - |  |  |  | 1
EQ001409 | 058599 | Computer |  | PC | Hewlett Packard (HP) | Sasbrink, Bart | VU/F/BETA/N&S/BF&E | WN.G159 | - |  |  |  | 1 | Z440
EQ001408 | 000686 | Extension Cable |  | Extension Cable |  | Sasbrink, Bart | VU/F/BETA/N&S/BF&E | WN.G159 | - |  |  |  | 1
EQ001407 | 016/10-06-18/24 | Computer |  | PC |  | Sasbrink, Bart | VU/F/BETA/N&S/BF&E | WN.G159 | - |  |  |  | 1
EQ001406 |  | Lamp |  | Unilux Lamp | Unilux | Sasbrink, Bart | VU/F/BETA/N&S/BF&E | WN.G159 | - |  |  |  | 1
EQ001405 | 002961 | Extension Cable |  | Extension Cable |  | Sasbrink, Bart | VU/F/BETA/N&S/BF&E | WN.G159 | - |  |  |  | 1
EQ001404 |  | Motion Controller/Driver |  | Motor Controller/Driver | Klinger | Sasbrink, Bart | VU/F/BETA/N&S/BF&E | WN.G159 | - |  |  |  | 1 | CD4
EQ001403 | 000764 | Extension Cable |  | Extension Cable |  | Sasbrink, Bart | VU/F/BETA/N&S/BF&E | WN.G159 | - |  |  |  | 1
EQ001402 |  | Extension Cable |  | Extension Cable |  | Sasbrink, Bart | VU/F/BETA/N&S/BF&E | WN.G159 | - |  |  |  | 1
EQ001401 | 002965 | Extension Cable |  | Extension Cable |  | Sasbrink, Bart | VU/F/BETA/N&S/BF&E | WN.G159 | - |  |  |  | 1
EQ001400 |  | Extension Cable |  | Extension Cable |  | Sasbrink, Bart | VU/F/BETA/N&S/BF&E | WN.G159 | - |  |  |  | 1
EQ001399 | 000750 | Extension Cable |  | Extension Cable |  | Sasbrink, Bart | VU/F/BETA/N&S/BF&E | WN.G159 | - |  |  |  | 1
EQ001398 | 000757 | Extension Cable |  | Extension Cable |  | Sasbrink, Bart | VU/F/BETA/N&S/BF&E | WN.G159 | - |  |  |  | 1
EQ001397 |  | Extension Cable |  | Extension Cable |  | Sasbrink, Bart | VU/F/BETA/N&S/BF&E | WN.G159 | - |  |  |  | 1
EQ001396 | 000684 | Extension Cable |  | Extension Cable |  | Sasbrink, Bart | VU/F/BETA/N&S/BF&E | WN.G159 | - |  |  |  | 1
EQ001395 |  | Variable Resistor |  | Variable Resistor/Ohmmeter | Delta Developments | Sasbrink, Bart | VU/F/BETA/N&S/BF&E | WN.G159 | - |  |  |  | 1
EQ001394 |  | Laser Controller Unit |  | Basic Galvo Controller | Coherent | Sasbrink, Bart | VU/F/BETA/N&S/BF&E | WN.G159 | - |  |  |  | 1
EQ001393 |  | Laser Controller Unit |  | Vitesse Laser Unit | Coherent | Sasbrink, Bart | VU/F/BETA/N&S/BF&E | WN.G159 | - |  |  |  | 1 | 0172-453-51 VItESSE 2W
EQ001392 | 008798 | Cooling Unit |  | Chiller | Coherent | Sasbrink, Bart | VU/F/BETA/N&S/BF&E | WN.G159 | - |  |  |  | 1
EQ001391 | 000929 | Extension Cable |  | Extension Cable |  | Sasbrink, Bart | VU/F/BETA/N&S/BF&E | WN.G159 | - |  |  |  | 1
EQ001390 | 001739 | Laser Controller Unit |  | Vitesse Laser Unit | Coherent | Sasbrink, Bart | VU/F/BETA/N&S/BF&E | WN.G159 | - |  |  |  | 1 | 0172-453-51 VItESSE 2W
EQ001389 | 002451 | Optical Chopper |  | Open Head Optical Chopper | Terahertz Technologies | Sasbrink, Bart | VU/F/BETA/N&S/BF&E | WN.G159 | - |  |  |  | 1
EQ001388 |  | Laser | 0 | Sprout-G 12W Laser | Lighthouse Photonics | Sasbrink, Bart | VU/F/BETA/N&S/BF&E | WN.G159 | - |  |  |  | 1
EQ001387 |  | Extension Cable |  | Extension Cable |  | Sasbrink, Bart | VU/F/BETA/N&S/BF&E | WN.G159 | - |  |  |  | 1
EQ001386 | 007894 | Lamp |  | Unilux Lamp | Unilux | Sasbrink, Bart | VU/F/BETA/N&S/BF&E | WN.G159 | - |  |  |  | 1
EQ001385 |  | Computer |  | Pdp 11 | Digital Equipment International ltd. | Sasbrink, Bart | VU/F/BETA/N&S/BF&E | WN.G159 | - |  |  |  | 1
EQ001384 |  | Laser Controller Unit |  | Vitesse Laser Unit | Coherent | Sasbrink, Bart | VU/F/BETA/N&S/BF&E | WN.G159 | - |  |  |  | 1 | 0172-453-51 VItESSE 2W
EQ001383 |  | Cooling Unit |  | Recirculating Chiller | Lytron | Sasbrink, Bart | VU/F/BETA/N&S/BF&E | WN.G159 | - |  |  |  | 1 | RC006H03BB1C004
EQ001382 |  | Light Source |  | Sprout laser | Lighthouse Photonics | Sasbrink, Bart | VU/F/BETA/N&S/BF&E | WN.G159 | - |  |  |  | 0
EQ001381 |  | Computer Monitor |  | PC monitor | Hewlett Packard (HP) | Sasbrink, Bart | VU/F/BETA/N&S/BF&E | WN.G159 | - |  |  |  | 1 | LA2205
EQ001380 |  | Power Supply |  | Power supply C1808 | Hamamatsu | Sasbrink, Bart | VU/F/BETA/N&S/BF&E | WN.G159 | - |  |  |  | 1 | C1808
EQ001379 | 012003 | Laser Controller Unit |  | Evolution | Coherent | Sasbrink, Bart | VU/F/BETA/N&S/BF&E | WN.G159 | - |  |  |  | 1 | EVO-15-PS
EQ001378 |  | Oscilloscope |  | Oscilloscope Agilent | Agilent | Sasbrink, Bart | VU/F/BETA/N&S/BF&E | WN.G159 | - |  |  |  | 1 | DSO5032A
EQ001377 |  | Laser power meter |  | Laser power meter | Coherent | Sasbrink, Bart | VU/F/BETA/N&S/BF&E | WN.G159 | - |  |  |  | 1 | Fieldmaster
EQ001376 |  | Frequency counter |  | Frequency counter | (Aim-)TTi | Sasbrink, Bart | VU/F/BETA/N&S/BF&E | WN.G148 | - |  |  |  | 1 | TF930
EQ001375 | 000913 | Power Supply |  | Power supply | Delta Elektronika | Sasbrink, Bart | VU/F/BETA/N&S/BF&E | WN.G159 | - |  |  |  | 1 | Ek030
EQ001374 |  | Optical Unit |  | Libra HVPS-30 W | Coherent | Sasbrink, Bart | VU/F/BETA/N&S/BF&E | WN.G159 | - |  |  |  | 1 | LIBRA-5K-PS
EQ001373 | 000584 | Optical Shutter |  | Shutter control | VU | Sasbrink, Bart | VU/F/BETA/N&S/BF&E | WN.G159 | - |  |  |  | 1
EQ001372 | 001551 | Magnetic Stirrer |  | Ika magnetic stirrer | IKA | Sasbrink, Bart | VU/F/BETA/N&S/BF&E | WN.G159 | - |  |  |  | 1 | Reo basic C
EQ001371 |  | Laser Controller Unit |  | Libra Amplified SDG | Coherent | Sasbrink, Bart | VU/F/BETA/N&S/BF&E | WN.G159 | - |  |  |  | 1 | SDG II
EQ001370 |  | Power Supply |  | Power supply C1808 | Hamamatsu | Sasbrink, Bart | VU/F/BETA/N&S/BF&E | WN.G159 | - |  |  |  | 1 | C1808
EQ001369 |  | Streak camera |  | Drift controller | Hamamatsu | Sasbrink, Bart | VU/F/BETA/N&S/BF&E | WN.G159 | - |  |  |  | 1
EQ001368 |  | Power Supply |  | Power supply unit | Hamamatsu | Sasbrink, Bart | VU/F/BETA/N&S/BF&E | WN.G159 | - |  |  |  | 1 | C5680
EQ001367 |  | Optical Unit |  | Pump Probe Libra | Coherent | Sasbrink, Bart | VU/F/BETA/N&S/BF&E | WN.G159 | - |  |  |  | 1 | LIBRA-S-5K-220
EQ001366 |  | Computer Monitor |  | PC monitor | Hewlett Packard (HP) | Sasbrink, Bart | VU/F/BETA/N&S/BF&E | WN.G159 | - |  |  |  | 1 | Compaq LA2205wg
EQ001365 |  | Streak camera |  | Camera controller C10600 | Hamamatsu | Sasbrink, Bart | VU/F/BETA/N&S/BF&E | WN.G159 | - |  |  |  | 1 | C10600
EQ001364 |  | Streak camera |  | C5680 Streak camera | Hamamatsu | Sasbrink, Bart | VU/F/BETA/N&S/BF&E | WN.G159 | - |  |  |  | 1 | C5680
EQ001363 |  | Oscilloscope |  | Two Channel Oscilloscope | Tektronix | Sasbrink, Bart | VU/F/BETA/N&S/BF&E | WN.G159 | - |  |  |  | 1 | TDS 320
EQ001362 |  | Streak camera |  | M5675 Synchronscan unit | Hamamatsu | Sasbrink, Bart | VU/F/BETA/N&S/BF&E | WN.G159 | - |  |  |  | 1 | M5675
EQ001361 |  | Streak camera |  | C5680 Blanking unit | Hamamatsu | Sasbrink, Bart | VU/F/BETA/N&S/BF&E | WN.G159 | - |  |  |  | 1 | C5680
EQ001360 |  | Optical Unit |  | Countdown box |  | Sasbrink, Bart | VU/F/BETA/N&S/BF&E | WN.G159 | - |  |  |  | 1
EQ001359 |  | Oscilloscope |  | Oscilloscope Agilent | Agilent | Sasbrink, Bart | VU/F/BETA/N&S/BF&E | WN.G159 | - |  |  |  | 1 | DSO5032A
EQ001358 |  | Laser |  | Opa9400 | Coherent | Sasbrink, Bart | VU/F/BETA/N&S/BF&E | WN.G159 | - |  |  |  | 1 | Opa9400
EQ001357 | 118878194 | Optical Unit |  | Optical Unit |  | Sasbrink, Bart | VU/F/BETA/N&S/BF&E | WN.G159 | - |  |  |  | 1
EQ001356 |  | Laser |  | Rega 9000 | Coherent | Sasbrink, Bart | VU/F/BETA/N&S/BF&E | WN.G159 | - |  |  |  | 1 | Rega9000
EQ001355 |  | Laser |  | Coherent Vitesse | Coherent | Sasbrink, Bart | VU/F/BETA/N&S/BF&E | WN.G159 | - |  |  |  | 1 | Vitesse
EQ001354 | 009318 | Optical Unit |  | Autocorrelator Basic | APE/ Angewandte Physik & Elektronik | Sasbrink, Bart | VU/F/BETA/N&S/BF&E | WN.G159 | - |  |  |  | 1 | t5050
EQ001353 |  | Laser |  | Coherent Mira | Coherent | Sasbrink, Bart | VU/F/BETA/N&S/BF&E | WN.G159 | - |  |  |  | 1 | Coherent
EQ001352 | 000674 | Pump/Compressor |  | Pump | Neslab | Sasbrink, Bart | VU/F/BETA/N&S/BF&E | WN.G159 | - |  |  |  | 1
EQ001351 |  | Stirrer motor |  | Stepper Motor | Berger Lahr | Sasbrink, Bart | VU/F/BETA/N&S/BF&E | WN.G159 | - |  |  |  | 1 | RDM 566/50
EQ001350 | 001308 | Pump/Compressor |  | Pump | Neslab | Sasbrink, Bart | VU/F/BETA/N&S/BF&E | WN.G159 | - |  |  |  | 1
EQ001349 |  | Optical Parametric Oscillator |  | Optical Parametric Amplifier | Light Conversion Ltd | Sasbrink, Bart | VU/F/BETA/N&S/BF&E | WN.G159 | - |  |  |  | 1 | TOPAS
EQ001348 | 000689 | Oscilloscope |  | Lecroy Oscilloscope | Lecroy | Sasbrink, Bart | VU/F/BETA/N&S/BF&E | WN.G159 | - |  |  |  | 1 | 9410
EQ001347 | HP370 | Computer |  | PC | Hewlett Packard (HP) | Sasbrink, Bart | VU/F/BETA/N&S/BF&E | WN.G159 | - |  |  |  | 1 | xw6600 Workstation
EQ001346 |  | Laser Controller Unit |  | VU Laser Controller | VU | Sasbrink, Bart | VU/F/BETA/N&S/BF&E | WN.G159 | - |  |  |  | 1
EQ001345 | 034015 | Computer |  | PC | Hewlett Packard (HP) | Sasbrink, Bart | VU/F/BETA/N&S/BF&E | WN.G159 | - |  |  |  | 1 | ProDesk 600GW TWR
EQ001344 | PC08-059 | Computer |  | PC | Hewlett Packard (HP) | Sasbrink, Bart | VU/F/BETA/N&S/BF&E | WN.G159 | - |  |  |  | 1 | xw8600 Workstation
EQ001343 | 003073 | Power Supply |  | VU Power Switch | VU | Sasbrink, Bart | VU/F/BETA/N&S/BF&E | WN.G159 | - |  |  |  | 1
EQ001342 |  | Spectrometer |  | Pulse Scope Spectrometer/Autocorrelator | APE/ Angewandte Physik & Elektronik | Sasbrink, Bart | VU/F/BETA/N&S/BF&E | WN.G159 | - |  |  |  | 1 | RS232
EQ001341 | 007667 | Power Supply |  | Oriel Power Supply | Oriel | Sasbrink, Bart | VU/F/BETA/N&S/BF&E | WN.G159 | - |  |  |  | 1 | LSP060/001.26B
EQ001340 | 007666 | Power Supply |  | Oriel Power Supply | Oriel | Sasbrink, Bart | VU/F/BETA/N&S/BF&E | WN.G159 | - |  |  |  | 1 | LSP060/001.26B
EQ001339 | PP-Pc-PP | Optical Unit |  | Pulse Check Autocorrelator | APE/ Angewandte Physik & Elektronik | Sasbrink, Bart | VU/F/BETA/N&S/BF&E | WN.G159 | - |  |  |  | 1 | Pulse Check
EQ001338 | 002073 | Oscilloscope |  | Digital Storage Oscilloscope | Tektronix | Sasbrink, Bart | VU/F/BETA/N&S/BF&E | WN.G159 | - |  |  |  | 1 | TDS 210
EQ001337 | 001104 | Temperature Control Module |  | Hamamatsu MCP Temperature Controller | Hamamatsu | Sasbrink, Bart | VU/F/BETA/N&S/BF&E | WN.G159 | - |  |  |  | 1 | C2773
EQ001336 |  | Extension Cable |  | Extension Cable |  | Sasbrink, Bart | VU/F/BETA/N&S/BF&E | WN.G159 | - |  |  |  | 1
EQ001335 | 001743 | Extension Cable |  | Extension Cable |  | Sasbrink, Bart | VU/F/BETA/N&S/BF&E | WN.G159 | - |  |  |  | 1
EQ001334 |  | Cooling Unit |  | Hamamatsu MCP Cooker | Hamamatsu | Sasbrink, Bart | VU/F/BETA/N&S/BF&E | WN.G159 | - |  |  |  | 1 | C2773
EQ001333 |  | Extension Cable |  | Extension Cable |  | Sasbrink, Bart | VU/F/BETA/N&S/BF&E | WN.G159 | - |  |  |  | 1
EQ001332 |  | Data Converter |  | VU USB to TTL | VU | Sasbrink, Bart | VU/F/BETA/N&S/BF&E | WN.G159 | - |  |  |  | 1
EQ001331 | 002699 | Shutter Driver |  | VU Shutterdrivers | VU | Sasbrink, Bart | VU/F/BETA/N&S/BF&E | WN.G159 | - |  |  |  | 1
EQ001330 | 000343 | Shutter Driver |  | VU Shutterdrivers | VU | Sasbrink, Bart | VU/F/BETA/N&S/BF&E | WN.G159 | - |  |  |  | 1
EQ001329 | 007390 | Filter Wheel |  | VU Filter Wheel | VU | Sasbrink, Bart | VU/F/BETA/N&S/BF&E | WN.G159 | - |  |  |  | 1
EQ001328 | 007383 | Filter Wheel |  | VU Filter Wheel | VU | Sasbrink, Bart | VU/F/BETA/N&S/BF&E | WN.G159 | - |  |  |  | 1
EQ001327 | 000693 | Power Supply |  | Delta Power Supply | Delta Elektronika | Sasbrink, Bart | VU/F/BETA/N&S/BF&E | WN.G159 | - |  |  |  | 1 | MT 24-12 HE
EQ001326 | 001003 | Light Source |  | Oriel Lamp | Oriel | Sasbrink, Bart | VU/F/BETA/N&S/BF&E | WN.G159 | - |  |  |  | 1 | 7340
EQ001325 | 007653 | Power/Energy Meter |  | Melles Griot Power/Energy Meter | Melles Griot | Sasbrink, Bart | VU/F/BETA/N&S/BF&E | WN.G159 | - |  |  |  | 1 | 13PEM001/J
EQ001324 |  | Power/Energy Meter |  | Sciencetech Energy Meter | Sciencetech | Sasbrink, Bart | VU/F/BETA/N&S/BF&E | WN.G159 | - |  |  |  | 1 | 373 37-3002
EQ001323 | 000998 | Laser Controller Unit |  | Unit? |  | Sasbrink, Bart | VU/F/BETA/N&S/BF&E | WN.G159 | - |  |  |  | 1 | WLR 201
EQ001322 | 001748 | Spectrometer |  | Chromex Spectrograph | Chromex | Sasbrink, Bart | VU/F/BETA/N&S/BF&E | WN.G159 | - |  |  |  | 1 | 250is
EQ001321 | 000926 | Spectrometer |  | Chromex Spectrograph | Chromex | Sasbrink, Bart | VU/F/BETA/N&S/BF&E | WN.G159 | - |  |  |  | 1 | 250i
EQ001320 |  | Computer |  | Mini-Tower PC |  | Sasbrink, Bart | VU/F/BETA/N&S/BF&E | WN.G159 | - |  |  |  | 1 | GP-7500
EQ001319 | 000997 | Laser Controller Unit |  | IFS Electronics Unit | Bruker | Sasbrink, Bart | VU/F/BETA/N&S/BF&E | WN.G159 | - |  |  |  | 1
EQ001318 |  | Magnetic Stirrer |  | Minimag Stirrer | Minimag | Sasbrink, Bart | VU/F/BETA/N&S/BF&E | WN.G159 | - |  |  |  | 1 | S1005
EQ001317 |  | Infrared Spectrometer |  | Vacuum FT-IR | Bruker | Sasbrink, Bart | VU/F/BETA/N&S/BF&E | WN.G159 | - |  |  |  | 1 | I8220F
EQ001316 |  | Stirrer motor |  | 2Mag Mix Controller | 2Mag | Sasbrink, Bart | VU/F/BETA/N&S/BF&E | WN.G159 | - |  |  |  | 1 | MIXcontrol eco
EQ001315 | 002964 | Extension Cable |  | Extension Cable |  | Sasbrink, Bart | VU/F/BETA/N&S/BF&E | WN.G159 | - |  |  |  | 1
EQ001314 | 003282 | Power Supply |  | Programmable DC Power Supply | Delta Elektronika | Sasbrink, Bart | VU/F/BETA/N&S/BF&E | WN.G159 | - |  |  |  | 1 | ES-03010
EQ001313 | 004441 | Pump/Compressor |  | KNF Stepdos Pump | KNF | Sasbrink, Bart | VU/F/BETA/N&S/BF&E | WN.G159 | - |  |  |  | 1 | STEPDOS FEM 03 ST.18S
EQ001312 |  | Computer |  | Custom Build PC | VU | Sasbrink, Bart | VU/F/BETA/N&S/BF&E | WN.G159 | - |  |  |  | 1
EQ001311 |  | Light Source |  | Thorlabs Xenon Light Source | Thorlabs | Sasbrink, Bart | VU/F/BETA/N&S/BF&E | WN.G159 | - |  |  |  | 1 | SLS201/M
EQ001310 |  | Cooling Unit |  | Thermorack | Solid State Cooling Systems | Sasbrink, Bart | VU/F/BETA/N&S/BF&E | WN.G159 | - |  |  |  | 1 | Thermorack 401
EQ001309 |  | Laser |  | Surelite | Continuum | Sasbrink, Bart | VU/F/BETA/N&S/BF&E | WN.G159 | - |  |  |  | 1 | SLI-20
EQ001308 |  | Laser Controller Unit |  | Surelite Controller Module | Continuum | Sasbrink, Bart | VU/F/BETA/N&S/BF&E | WN.G159 | - |  |  |  | 1 | SLI-20
EQ001307 |  | Router/Switch |  | DrayTek Router | DrayTek | Sasbrink, Bart | VU/F/BETA/N&S/BF&E | WN.G148 | - |  |  |  | 1 | Vigor2200E
EQ001306 |  | Ethernet Hub |  | Cabletron Ethernet Hub | Cabletron | Sasbrink, Bart | VU/F/BETA/N&S/BF&E | WN.G148 | - |  |  |  | 1 | MT-800
EQ001305 | 007968 | Lamp |  | Unilux Lamp | Unilux | Sasbrink, Bart | VU/F/BETA/N&S/BF&E | WN.G159 | - |  |  |  | 1
EQ001304 |  | Disk Reader |  | Disk Reader | ISSYS | Sasbrink, Bart | VU/F/BETA/N&S/BF&E | WN.G148 | - |  |  |  | 1 | 4200C
EQ001303 |  | Disk Reader |  | Floppy Disk Reader | ISSYS | Sasbrink, Bart | VU/F/BETA/N&S/BF&E | WN.G148 | - |  |  |  | 1 | MKB400
EQ001302 |  | Extension Cable |  | Extension Cable |  | Sasbrink, Bart | VU/F/BETA/N&S/BF&E | WN.G159 | - |  |  |  | 1
EQ001301 | 000910 | Fan |  | Fan |  | Sasbrink, Bart | VU/F/BETA/N&S/BF&E | WN.G148 | - |  |  |  | 1
EQ001300 |  | UV/VIS Detector |  | Chromspec CCD Detector | Chromspec | Sasbrink, Bart | VU/F/BETA/N&S/BF&E | WN.G148 | - |  |  |  | 1 | A-
EQ001299 | 012102 | Oscilloscope |  | Digital Storage Oscilloscope | Siglent | Sasbrink, Bart | VU/F/BETA/N&S/BF&E | WN.G159 | - |  |  |  | 1 | SDS 2204X
EQ001298 |  | Laser |  | IR Sweep AG | IR Sweep | Sasbrink, Bart | VU/F/BETA/N&S/BF&E | WN.G159 | - |  |  |  | 1 | IRis-F1 0010
EQ001297 | 000918 | Fluorescence Detector |  | Edison CCD-3000 Detector | Edison | Sasbrink, Bart | VU/F/BETA/N&S/BF&E | WN.G148 | - |  |  |  | 1 | CCD-3000V
EQ001296 |  | Infrared Spectrometer |  | IR Sweep Controller Module | IR Sweep | Sasbrink, Bart | VU/F/BETA/N&S/BF&E | WN.G159 | - |  |  |  | 1 | IRis-F1 0010
EQ001295 | 000917 | Spectrometer |  | Chromex Imaging Spectrometer | Chromex | Sasbrink, Bart | VU/F/BETA/N&S/BF&E | WN.G148 | - |  |  |  | 1 | 500 IS
EQ001294 |  | Spectrometer |  | Chromex Imaging Spectrometer | Chromex | Sasbrink, Bart | VU/F/BETA/N&S/BF&E | WN.G148 | - |  |  |  | 1 | 500 IS
EQ001293 |  | Computer |  | Intel Micro PC | Intel | Sasbrink, Bart | VU/F/BETA/N&S/BF&E | WN.G159 | - |  |  |  | 1 | NUC7i3BNK
EQ001292 | 009402 | Transformer |  | FuG Transformer | FuG | Sasbrink, Bart | VU/F/BETA/N&S/BF&E | WN.G148 | - |  |  |  | 1 | Trenntrafo 10kVA
EQ001291 |  | Light Source |  | LED Lamp | Manutan | Sasbrink, Bart | VU/F/BETA/N&S/BF&E | WN.G132 | - |  |  |  | 1 | 230291
EQ001290 |  | Shaker/Mixer |  | Homogenisator | Kinematica | Sasbrink, Bart | VU/F/BETA/N&S/BF&E | WN.G132 | - |  |  |  | 1 | Polytron PT 2500 e
EQ001289 |  | Disk Reader |  | Disk Reader |  | Sasbrink, Bart | VU/F/BETA/N&S/BF&E | WN.G148 | - |  |  |  | 1
EQ001288 | 000914 | Extension Cable |  | Extension Cable |  | Sasbrink, Bart | VU/F/BETA/N&S/BF&E | WN.G148 | - |  |  |  | 1
EQ001287 | 000905 | Extension Cable |  | Extension Cable |  | Sasbrink, Bart | VU/F/BETA/N&S/BF&E | WN.G148 | - |  |  |  | 1
EQ001286 |  | Pump/Compressor |  | Little Giant Submersible Water Pump | Little Giant | Sasbrink, Bart | VU/F/BETA/N&S/BF&E | WN.G148 | - |  |  |  | 1 | P-AAA
EQ001285 | 001850 | Extension Cable |  | Extension Cable |  | Sasbrink, Bart | VU/F/BETA/N&S/BF&E | WN.G148 | - |  |  |  | 1
EQ001284 |  | Temperature Control Module |  | Quantum Temperature Controller | Quantum Composers | Sasbrink, Bart | VU/F/BETA/N&S/BF&E | WN.G148 | - |  |  |  | 1 | TC 125
EQ001283 |  | Laser |  | PicoQuant Pulsed Diode Laser | PicoQuant | Sasbrink, Bart | VU/F/BETA/N&S/BF&E | WN.G148 | - |  |  |  | 1 | PDL800-B
EQ001282 | 032455;NB 652 | Computer |  | Dell Laptop | Dell | Sasbrink, Bart | VU/F/BETA/N&S/BF&E | WN.G148 | - |  |  |  | 1 | Latitude E5520
EQ001281 |  | Spectrometer |  | PicoQuant FluoTime 200 Spectrometer | PicoQuant | Sasbrink, Bart | VU/F/BETA/N&S/BF&E | WN.G148 | - |  |  |  | 1 | FluoTime 200
EQ001280 |  | Power Supply |  | FuG Power Supply | FuG | Sasbrink, Bart | VU/F/BETA/N&S/BF&E | WN.G148 | - |  |  |  | 1 | HCP 14 - 3500
EQ001279 |  | TCSPC Module |  | PicoQuant TCSPC Module |  | Sasbrink, Bart | VU/F/BETA/N&S/BF&E | WN.G148 | - |  |  |  | 1 | PicoHarp 300E
EQ001278 |  | Centrifuge |  | Centrifuge 1-15K | Sigma | Sasbrink, Bart | VU/F/BETA/N&S/BF&E | WN.G132 | - |  |  |  | 1 | 1-15K
EQ001277 |  | Extension Cable |  | Extension Cable |  | Sasbrink, Bart | VU/F/BETA/N&S/BF&E | WN.G148 | - |  |  |  | 1
EQ001276 |  | Extension Cable |  | Extension Cable |  | Sasbrink, Bart | VU/F/BETA/N&S/BF&E | WN.G148 | - |  |  |  | 1
EQ001275 |  | Extension Cable |  | Extension Cable |  | Sasbrink, Bart | VU/F/BETA/N&S/BF&E | WN.G148 | - |  |  |  | 1
EQ001274 | 008912 | Centrifuge |  | Heraeus Centrifuge | Thermo Fisher Scientific | Sasbrink, Bart | VU/F/BETA/N&S/BF&E | WN.G132 | - |  |  |  | 1 | Heraus Pico 17
EQ001273 |  | Light Source |  | Light Box | Kaiser | Sasbrink, Bart | VU/F/BETA/N&S/BF&E | WN.G132 | - |  |  |  | 1 | Prolite Basic 2
EQ001272 |  | Shaker/Mixer |  | Mini Rocker Shaker | Grant Instruments | Sasbrink, Bart | VU/F/BETA/N&S/BF&E | WN.G132 | - |  |  |  | 1 | PMR-30
EQ001271 | 002782 | Balance |  | Electronic Balance | Kern | Sasbrink, Bart | VU/F/BETA/N&S/BF&E | WN.G132 | - |  |  |  | 1 | 572-33
EQ001270 | 006913 | Temperature Control Module |  | Heidolph Heating Module | Heidolph | Sasbrink, Bart | VU/F/BETA/N&S/BF&E | WN.G148 | - |  |  |  | 1 | Heizmodul
EQ001269 | 008911 | Orbital shaker |  | Heidolph Orbital Shaker | Heidolph | Sasbrink, Bart | VU/F/BETA/N&S/BF&E | WN.G148 | - |  |  |  | 1 | Unimax 1010 DT
EQ001268 |  | Thermostat |  | Thermo Haake Thermostat | Thermo Haake | Sasbrink, Bart | VU/F/BETA/N&S/BF&E | WN.G148 | - |  |  |  | 1 | 003-2756 DC50
EQ001267 | 001400 | Water Bath |  | Thermo Haake Water Cooler | Thermo Haake | Sasbrink, Bart | VU/F/BETA/N&S/BF&E | WN.G148 | - |  |  |  | 1 | 002-4276 K20
EQ001266 | 000862 | Extension Cable |  | Extension Cable |  | Sasbrink, Bart | VU/F/BETA/N&S/BF&E | WN.G140 | - |  |  |  | 1
EQ001265 | 007751 | Light Source |  | White Light Source | VU | Sasbrink, Bart | VU/F/BETA/N&S/BF&E | WN.G140 | - |  |  |  | 1
EQ001264 |  | Light Source |  | Light Wavelength Modulator | Beambio | Sasbrink, Bart | VU/F/BETA/N&S/BF&E | WN.G140 | - |  |  |  | 1 | paradigm light WH1200-v
EQ001263 |  | Lamp |  | Unilux Lamp | Unilux | Sasbrink, Bart | VU/F/BETA/N&S/BF&E | WN.G148 | - |  |  |  | 1
EQ001262 |  | Light Source |  | JTS-10 Light Source | VU | Sasbrink, Bart | VU/F/BETA/N&S/BF&E | WN.G148 | - |  |  |  | 1
EQ001261 |  | Orbital shaker |  | Orbital Shaker | Infors ht | Sasbrink, Bart | VU/F/BETA/N&S/BF&E | WN.G140 | - |  |  |  | 1 | Orbitron
EQ001260 | 012236 | Magnetic Stirrer |  | Hanna Magnetic Stirrer | Hanna Instruments | Sasbrink, Bart | VU/F/BETA/N&S/BF&E | WN.G148 | - |  |  |  | 1 | HI 190M
EQ001259 |  | Computer Monitor |  | Dell Computer Monitor | Dell | Sasbrink, Bart | VU/F/BETA/N&S/BF&E | WN.G148 | - |  |  |  | 1 | P2311Hb
EQ001258 |  | Gas Monitor |  | Gas Mixing System | Photon Systems Instruments (PSI) | Sasbrink, Bart | VU/F/BETA/N&S/BF&E | WN.G140 | - |  |  |  | 1 | GMS150
EQ001257 |  | Spectrometer |  | BioLogic JTS-10 Spectrometer | BioLogic | Sasbrink, Bart | VU/F/BETA/N&S/BF&E | WN.G148 | - |  |  |  | 1 | JTS-10
EQ001256 |  | Extension Cable |  | Extension Cable |  | Sasbrink, Bart | VU/F/BETA/N&S/BF&E | WN.G140 | - |  |  |  | 1
EQ001255 |  | Shaker/Mixer |  | Lab Shaker | Advantage-Lab | Sasbrink, Bart | VU/F/BETA/N&S/BF&E | WN.G140 | - |  |  |  | 1 | AL05-21-2105
EQ001254 |  | Laser Dye |  | Beambio Laser Dye | Beambio | Sasbrink, Bart | VU/F/BETA/N&S/BF&E | WN.G148 | - |  |  |  | 1
EQ001253 |  | Computer |  | Dell Computer | Dell | Sasbrink, Bart | VU/F/BETA/N&S/BF&E | WN.G148 | - |  |  |  | 1 | Optiplex 390
EQ001252 |  | Laser Controller Unit |  | Continuum Laser Control | Continuum | Sasbrink, Bart | VU/F/BETA/N&S/BF&E | WN.G148 | - |  |  |  | 1 | ML-II
EQ001251 | 007644 | Incubator |  | Incubator Shaker | Infors ht | Sasbrink, Bart | VU/F/BETA/N&S/BF&E | WN.G140 | - |  |  |  | 1 | AG CH-4103 Minitron
EQ001250 |  | Light Source |  | Beambio Xenon Flash | Beambio | Sasbrink, Bart | VU/F/BETA/N&S/BF&E | WN.G148 | - |  |  |  | 1
EQ001249 |  | Cooling Unit |  | Fan | Basetech | Sasbrink, Bart | VU/F/BETA/N&S/BF&E | WN.G140 | - |  |  |  | 1 | FD-40A
EQ001248 | 008900 | Lamp |  | Unilux Lamp | Unilux | Sasbrink, Bart | VU/F/BETA/N&S/BF&E | WN.G148 | - |  |  |  | 1
EQ001247 |  | Cooling Unit |  | Fan | Basetech | Sasbrink, Bart | VU/F/BETA/N&S/BF&E | WN.G140 | - |  |  |  | 1 | FD-40A
EQ001246 |  | Flow Controller |  | Applied Photophysics Flow Controller | Applied Photophysics | Sasbrink, Bart | VU/F/BETA/N&S/BF&E | WN.G148 | - |  |  |  | 1
EQ001245 | 007753 | Lamp |  | Unilux Lamp | Unilux | Sasbrink, Bart | VU/F/BETA/N&S/BF&E | WN.G148 | - |  |  |  | 1
EQ001244 |  | Temperature Control Module |  | Quantum Temperature Controller |  | Sasbrink, Bart | VU/F/BETA/N&S/BF&E | WN.G148 | - |  |  |  | 1 | TC 125
EQ001243 | 001027 | Spectrometer |  | Perkin Elmer UV/Vis Spectrometer | Perkin-Elmer | Sasbrink, Bart | VU/F/BETA/N&S/BF&E | WN.G148 | VU/F/BETA/N&S/BF&E |  |  |  | 1 | Lambda 40
EQ001242 | 021255 | Computer |  | Dell Computer | Dell | Sasbrink, Bart | VU/F/BETA/N&S/BF&E | WN.G148 | - |  |  |  | 1 | Optiplex 990
EQ001241 | 022276 | Computer Monitor |  | HP Computer Monitor | Hewlett Packard (HP) | Sasbrink, Bart | VU/F/BETA/N&S/BF&E | WN.G148 | - |  |  |  | 1 | LA2306x
EQ001240 |  | Extension Cable |  | Extension Cable |  | Sasbrink, Bart | VU/F/BETA/N&S/BF&E | WN.G148 | - |  |  |  | 1
EQ001239 |  | Computer |  | PC | Switch | Sasbrink, Bart | VU/F/BETA/N&S/BF&E | WN.G148 | - |  |  |  | 1
EQ001238 | 001029 | Optical Unit |  | SPEX Amplifier | Amplifier Research | Sasbrink, Bart | VU/F/BETA/N&S/BF&E | WN.G148 | - |  |  |  | 1 | 25A250AM6
EQ001237 |  | Optical Unit |  | Flurolog Unit Tau-3 | Horiba | Sasbrink, Bart | VU/F/BETA/N&S/BF&E | WN.G148 | - |  |  |  | 1 | PMT-HVPS
EQ001236 | 001032 | Amplifier |  | Amplifier | Amplifier Research | Sasbrink, Bart | VU/F/BETA/N&S/BF&E | WN.G148 | - |  |  |  | 1 | 25A250AM6
EQ001235 | 2 | Extension Cable |  | Extension Cable |  | Sasbrink, Bart | VU/F/BETA/N&S/BF&E | WN.G148 | - |  |  |  | 1
EQ001234 | 1 | Extension Cable |  | Extension Cable |  | Sasbrink, Bart | VU/F/BETA/N&S/BF&E | WN.G148 | - |  |  |  | 1
EQ001233 |  | Optical Unit |  | Double Monochromator | Horiba | Sasbrink, Bart | VU/F/BETA/N&S/BF&E | WN.G148 | - |  |  |  | 1 | FL-TAU3
EQ001232 |  | Lamp |  | Single-Lamp Housing | Horiba | Sasbrink, Bart | VU/F/BETA/N&S/BF&E | WN.G148 | - |  |  |  | 1 | FL-1039
EQ001231 |  | Computer |  | PC | Horiba | Sasbrink, Bart | VU/F/BETA/N&S/BF&E | WN.G148 | - |  |  |  | 1 | SpectrACQ
EQ001230 | 001041 | Ultrasonic Cleaner |  | Distrilab Sonicor | Sonicor | Sasbrink, Bart | VU/F/BETA/N&S/BF&E | WN.G146 | - |  |  |  | 1
EQ001229 | 000385 | Hot Plate |  | Hot Plate Stirrer | IKA | Sasbrink, Bart | VU/F/BETA/N&S/BF&E | WN.G146 | - |  |  |  | 1 | Combimag RET
EQ001228 | 007651 | Ultrasonic Cleaner |  | Ultraosonic Liquid Processor | Sonics | Sasbrink, Bart | VU/F/BETA/N&S/BF&E | WN.G146 | - |  |  |  | 1 | Vibra-cell
EQ001227 |  | Autoclave |  | Vapour Line Autoclave | VWR | Sasbrink, Bart | VU/F/BETA/N&S/BF&E | WN.G146 | - |  |  |  | 1 | Lite II 23
EQ001226 |  | Autoclave |  | Vapour Line Autoclave | VWR | Sasbrink, Bart | VU/F/BETA/N&S/BF&E | WN.G146 | - |  |  |  | 1 | Lite II 23
EQ001225 | 008901 | Lamp |  | Unilux Lamp | Unilux | Sasbrink, Bart | VU/F/BETA/N&S/BF&E | WN.G146 | - |  |  |  | 1 | 2070
EQ001224 |  | Blender |  | Blender Power XL6 | Krups | Sasbrink, Bart | VU/F/BETA/N&S/BF&E | WN.G146 | - |  |  |  | 1 | F344
EQ001223 | 004266 | Balance |  | Analytical Balance | Mettler (Toledo) | Sasbrink, Bart | VU/F/BETA/N&S/BF&E | WN.G146 | - |  |  |  | 1 | Mettler P1200
EQ001222 |  | Balance |  | Scout Pro Balance | Ohaus | Sasbrink, Bart | VU/F/BETA/N&S/BF&E | WN.G146 | - |  |  |  | 1 | SPU 123 Scout Pro
EQ001221 |  | Centrifuge |  | Avanti Centrifuge | Beckman Coulter | Sasbrink, Bart | VU/F/BETA/N&S/BF&E | WN.G146 | - |  |  |  | 1 | J-26 XP
EQ001220 | 007628 | Centrifuge |  | Optima UltraCentrifuge | Beckman Coulter | Sasbrink, Bart | VU/F/BETA/N&S/BF&E | WN.G146 | - |  |  |  | 1 | L-90K
EQ001219 | COL11C06, red line | Centrifuge |  | Optima Ultracentrifuge | Beckman Coulter | Sasbrink, Bart | VU/F/BETA/N&S/BF&E | WN.G146 | - |  |  |  | 1 | L-90K
EQ001218 | 001392; COL00C27, Blue Line | Centrifuge |  | Optima Ultracentrifuge | Beckman Coulter | Sasbrink, Bart | VU/F/BETA/N&S/BF&E | WN.G146 | - |  |  |  | 1 | L-90K
EQ001217 | 001307 | Adapter |  | AC Adaptor | Globter Inc. | Sasbrink, Bart | VU/F/BETA/N&S/BF&E | WN.G130A | - |  |  |  | 1 | WD23E800C02
EQ001216 | 021427 | Computer |  | PC | Asus | Sasbrink, Bart | VU/F/BETA/N&S/BF&E | WN.G130A | - |  |  |  | 1
EQ001215 |  | Cooling Unit |  | Dehumidifier | Zibro | Sasbrink, Bart | VU/F/BETA/N&S/BF&E | WN.G130A | - |  |  |  | 1 | D116
EQ001214 |  | Water Bath |  | Waterbath | PMT / Tanson Instruments | Sasbrink, Bart | VU/F/BETA/N&S/BF&E | WN.G130A | - |  |  |  | 1 | TC9E
EQ001213 |  | Extension Cable |  | Extension Cable |  | Sasbrink, Bart | VU/F/BETA/N&S/BF&E | WN.G130A | - |  |  |  | 1
EQ001212 |  | Extension Cable |  | Extension Cable |  | Sasbrink, Bart | VU/F/BETA/N&S/BF&E | WN.G130A | - |  |  |  | 1
EQ001211 | 004038 | Pump/Compressor |  | Silent Air Compressor | Jun-Air | Sasbrink, Bart | VU/F/BETA/N&S/BF&E | WN.G130A | - |  |  |  | 1 | 1104304
EQ001210 | 001853 | Extension Cable |  | Extension Cable |  | Sasbrink, Bart | VU/F/BETA/N&S/BF&E | WN.G130A | - |  |  |  | 1
EQ001209 | 001855 | Extension Cable |  | Extension Cable |  | Sasbrink, Bart | VU/F/BETA/N&S/BF&E | WN.G130A | - |  |  |  | 1
EQ001208 |  | Cooling Unit |  | ThermoTek Recirculating Chiller | Coherent | Sasbrink, Bart | VU/F/BETA/N&S/BF&E | WN.G130A | - |  |  |  | 1 | T255P 3CR
EQ001207 |  | Laser |  | Verdi Laser | Coherent | Sasbrink, Bart | VU/F/BETA/N&S/BF&E | WN.G130A | - |  |  |  | 1 | Verdi-5W
EQ001206 |  | Optical Parametric Oscillator |  | Optical Parametric Oscillator | Coherent | Sasbrink, Bart | VU/F/BETA/N&S/BF&E | WN.G130A | - |  |  |  | 1 | MIra OPO
EQ001205 |  | Laser |  | Flexible Ultrafast Laser | Coherent | Sasbrink, Bart | VU/F/BETA/N&S/BF&E | WN.G130A | - |  |  |  | 1 | Mira 900
EQ001204 |  | Spectrometer |  | High Resolution LaserSpectrometer | APE/ Angewandte Physik & Elektronik | Sasbrink, Bart | VU/F/BETA/N&S/BF&E | WN.G130A | - |  |  |  | 1 | Wavescan
EQ001203 |  | Optical Unit |  | Pulse Select Main Component | APE/ Angewandte Physik & Elektronik | Sasbrink, Bart | VU/F/BETA/N&S/BF&E | WN.G130A | - |  |  |  | 1 | Pulse Select
EQ001202 |  | Connecting Unit |  | Connecter Block | National Instruments | Sasbrink, Bart | VU/F/BETA/N&S/BF&E | WN.G130A | - |  |  |  | 1 | BNC-2120
EQ001201 |  | Motion Controller/Driver |  | Fixed Frequency Driver | AA Opto-Electronic | Sasbrink, Bart | VU/F/BETA/N&S/BF&E | WN.G130A | - |  |  |  | 1 | MODA350-d251k-34
EQ001200 |  | Computer |  | Computer | Intel | Verweij, RA | VU/F/BETA/A-LIFE/E&E | WN.A055 | - |  |  |  | 1 | NUC6i5SYK
EQ001199 |  | Amplifier |  | Stereo Amplifier | Renkforce | Verweij, RA | VU/F/BETA/A-LIFE/E&E | WN.A055 | - |  |  |  | 1 | SAp702
EQ001198 |  | Amplifier |  | Stereo Amplifier | Renkforce | Verweij, RA | VU/F/BETA/A-LIFE/E&E | WN.A055 | - |  |  |  | 1 | E-SA9
EQ001197 |  | Radio |  | Radio | JVC | Verweij, RA | VU/F/BETA/A-LIFE/E&E | WN.A055 | - |  |  |  | 0 | RX212
EQ001196 |  | Radio |  | Radio | Renkforce | Verweij, RA | VU/F/BETA/A-LIFE/E&E | WN.A055 | - |  |  |  | 0 | A1000
EQ001195 |  | Computer |  | External driver | OWC | Verweij, RA | VU/F/BETA/A-LIFE/E&E | WN.A055 | - |  |  |  | 1 | Thunderbay 4
EQ001194 |  | Computer |  | Mac mini | Apple | Verweij, RA | VU/F/BETA/A-LIFE/E&E | WN.A055 | - |  |  |  | 1 | A2348
EQ001193 |  | Computer Monitor |  | Monitor Asus | Asus | Verweij, RA | VU/F/BETA/A-LIFE/E&E | WN.A055 | - |  |  |  | 1
EQ001192 |  | Computer Monitor |  | Monitor Asus | Asus | Verweij, RA | VU/F/BETA/A-LIFE/E&E | WN.A055 | - |  |  |  | 1
EQ001191 |  | Computer Monitor |  | Monitor | Dell | Verweij, RA | VU/F/BETA/A-LIFE/E&E | WN.A061 | - |  |  |  | 1
EQ001190 |  | Transformer |  | Transformer VU Robofinch | VU | Verweij, RA | VU/F/BETA/A-LIFE/E&E | WN.A059 | - |  |  |  | 1 | Robofinch 2016-2971-02 pgw
EQ001189 |  | Transformer |  | Transformer VU Robofinch | VU | Verweij, RA | VU/F/BETA/A-LIFE/E&E | WN.A059 | - |  |  |  | 1 | Robofinch 2016-2971-02 pgw
EQ001188 |  | Generator |  | Generator | Wavetek | Verweij, RA | VU/F/BETA/A-LIFE/E&E | WN.A061 | - |  |  |  | 0
EQ001187 |  | Oscilloscope |  | Oscilloscope | Hitachi | Verweij, RA | VU/F/BETA/A-LIFE/E&E | WN.A061 | - |  |  |  | 1 | VC-6023
EQ001186 | 010489 ; Amp 1 | Amplifier |  | Ion Selective Electrode Amplifier | VU | Verweij, RA | VU/F/BETA/A-LIFE/E&E | WN.A061 | - |  |  |  | 1
EQ001185 | 010490 ; Amp 2 | Amplifier |  | Ion Selective Electrode Amplifier | VU | Verweij, RA | VU/F/BETA/A-LIFE/E&E | WN.A059 | - |  |  |  | 1
EQ001184 |  | Test Probe |  | Metal and Voltage Detector | Xenox | Limburg, Rob | VU/F/BETA/TC/Electronica | WN.P043 | - |  |  |  | 1 | MV9
EQ001183 |  | Light Source |  | Light source HL3 | OceanOptics | Verweij, RA | VU/F/BETA/A-LIFE/E&E | WN.A061 | - |  |  |  | 1 | HL-3PLUS
EQ001182 |  | Power Supply |  | Battery Charger | Voltcraft | Verweij, RA | VU/F/BETA/A-LIFE/E&E | WN.A061 | - |  |  |  | 1 | V-9688
EQ001181 |  | Light Source |  | Lightsource | OceanOptics | Verweij, RA | VU/F/BETA/A-LIFE/E&E | WN.A061 | VU/F/BETA/A-LIFE/E&E |  |  |  | 1 | DH2000BAL
EQ001180 |  | Computer |  | PC | Toshiba | Verweij, RA | VU/F/BETA/A-LIFE/E&E | WN.A061 | VU/F/BETA/A-LIFE/E&E |  |  |  | 1 | A50C1FW
EQ001179 |  | Power Supply |  | Battery Charger | Canon | Verweij, RA | VU/F/BETA/A-LIFE/E&E | WN.A061 | - |  |  |  | 1 | LC-E10E
EQ001178 |  | Computer |  | Computer | Intel | Verweij, RA | VU/F/BETA/A-LIFE/E&E | WN.A059 | VU/F/BETA/A-LIFE/E&E |  |  |  | 1 | NUC6i5SYK
EQ001177 |  | Transformer |  | Transformer VU Robofinch | VU | Verweij, RA | VU/F/BETA/A-LIFE/E&E | WN.A059 | VU/F/BETA/A-LIFE/E&E |  |  |  | 1 | Robofinch 2016-2971-02 pgw
EQ001176 |  | Extension Cable |  | Extension Cable |  | Verweij, RA | VU/F/BETA/A-LIFE/E&E | WN.A059 | - |  |  |  | 1
EQ001175 |  | Extension Cable |  | AS Extension Cable |  | Verweij, RA | VU/F/BETA/A-LIFE/E&E | WN.A059 | - |  |  |  | 1
EQ001174 |  | Transformer |  | Speaker Amplifier Transformer | FSP Group INC | Verweij, RA | VU/F/BETA/A-LIFE/E&E | WN.A059 | VU/F/BETA/A-LIFE |  |  |  | 1 | FSP048-1AD101C
EQ001173 |  | Acoustic recorder |  | Recorder | Wildlife | Verweij, RA | VU/F/BETA/A-LIFE | WN.A059 | VU/F/BETA/A-LIFE/E&E |  |  |  | 1 | SM4
EQ001172 |  | Panhead |  | Vel-flo 9 | Velbon | Verweij, RA | VU/F/BETA/A-LIFE/E&E | WN.A059 | VU/F/BETA/A-LIFE |  |  |  | 1 | PH-368
EQ001171 |  | Acoustic recorder |  | Vibrometer | Polytec | Verweij, RA | VU/F/BETA/A-LIFE/E&E | WN.A059 | VU/F/BETA/A-LIFE |  |  |  | 1
EQ001170 |  | Power Supply |  | Power Supply |  | Verweij, RA | VU/F/BETA/A-LIFE/E&E | WN.A059 | VU/F/BETA/A-LIFE |  |  |  | 1 | Type 8713
EQ001169 |  | Power Supply |  | Battery | Polytec | Verweij, RA | VU/F/BETA/A-LIFE/E&E | WN.A059 | VU/F/BETA/A-LIFE |  |  |  | 1 | PDV-CH
EQ001168 |  | Data Acquisition Instrument |  | X Series DAQ Device | National Instruments | Verweij, RA | VU/F/BETA/A-LIFE/E&E | WN.A059 | VU/F/BETA/A-LIFE |  |  |  | 1 | USB-6361
EQ001167 |  | Power Supply |  | Speaker Amplifier | VU | Verweij, RA | VU/F/BETA/A-LIFE/E&E | WN.A059 | VU/F/BETA/A-LIFE |  |  |  | 1
EQ001166 |  | Power Supply |  | Power Source/Modulator | Basetech | Verweij, RA | VU/F/BETA/A-LIFE/E&E | WN.A059 | VU/F/BETA/A-LIFE |  |  |  | 1 | BT-153
EQ001165 |  | Stirrer motor |  | Stepping Motor | VU | Verweij, RA | VU/F/BETA/A-LIFE/E&E | WN.A059 | VU/F/BETA/A-LIFE |  |  |  | 1
EQ001164 |  | Power Supply |  | 2-Channel Power Module | GRAS | Verweij, RA | VU/F/BETA/A-LIFE/E&E | WN.A059 | VU/F/BETA/A-LIFE |  |  |  | 1 | 12AA
EQ001163 |  | Computer |  | Intel Micro PC | Intel | Verweij, RA | VU/F/BETA/A-LIFE/E&E | WN.A059 | VU/F/BETA/A-LIFE |  |  |  | 1 | NUC
EQ001162 |  | Computer |  | PC | Lenovo | Verweij, RA | VU/F/BETA/A-LIFE/E&E | WN.A059 | VU/F/BETA/A-LIFE/E&E |  |  |  | 1
EQ001161 |  | Oscilloscope |  | Oscilloscope RIGOL | Rigol | Verweij, RA | VU/F/BETA/A-LIFE/E&E | WN.A059 | VU/F/BETA/A-LIFE |  |  |  | 1 | DS1054
EQ001160 | 002750 | Laser Controller Unit |  | OPO | APE/ Angewandte Physik & Elektronik | Sasbrink, Bart | VU/F/BETA/N&S/BF&E | WN.G130A | - |  |  |  | 1 | OPO
EQ001159 | 002751 | Laser Controller Unit |  | Pulse Select | APE/ Angewandte Physik & Elektronik | Sasbrink, Bart | VU/F/BETA/N&S/BF&E | WN.G130A | - |  |  |  | 1 | Pulse Select
EQ001158 | microscope | Power/Energy Meter |  | Fieldmaster Power Meter | Coherent | Sasbrink, Bart | VU/F/BETA/N&S/BF&E | WN.G130A | - |  |  |  | 1 | FM 3305-06
EQ001157 |  | Centrifuge |  | Microcentrifuge | Corning | Sasbrink, Bart | VU/F/BETA/N&S/BF&E | WN.G131 | - |  |  |  | 1 | LSE
EQ001156 | 001306 | Laser Controller Unit |  | Mira 900 Controller Unit | Coherent | Sasbrink, Bart | VU/F/BETA/N&S/BF&E | WN.G130A | - |  |  |  | 1 | Mira 900 // 0163-709-00
EQ001155 |  | Vortex |  | Vortex reax top | Heidolph | Sasbrink, Bart | VU/F/BETA/N&S/BF&E | WN.G131 | - |  |  |  | 1 | Reax top
EQ001154 |  | Shaker/Mixer |  | Unimax 1010 | Heidolph | Sasbrink, Bart | VU/F/BETA/N&S/BF&E | WN.G131 | - |  |  |  | 1 | Unimax 1010
EQ001153 | 007619 | Shaker/Mixer |  | Shaker Duomax | Heidolph | Sasbrink, Bart | VU/F/BETA/N&S/BF&E | WN.G131 | - |  |  |  | 1 | Duomax 1030
EQ001152 |  | Power Supply |  | Spectral Lamp Power Supply | Oriel | Sasbrink, Bart | VU/F/BETA/N&S/BF&E | WN.G130A | - |  |  |  | 1 | 6061
EQ001151 |  | Electrophoresis Power Supply |  | Electrophoresis power supply | Bio-Rad | Sasbrink, Bart | VU/F/BETA/N&S/BF&E | WN.G131 | - |  |  |  | 1 | Power-Pac
EQ001150 |  | Electrophoresis Power Supply |  | EPS | Bio-Rad | Sasbrink, Bart | VU/F/BETA/N&S/BF&E | WN.G131 | - |  |  |  | 1 | Power Pac Universal
EQ001149 |  | Laser |  | Helium Neon Gas Laser | JDS Uniphase | Sasbrink, Bart | VU/F/BETA/N&S/BF&E | WN.G130A | - |  |  |  | 1 | 1508P-2
EQ001148 |  | Thermostat |  | Thermostat | ETG | Sasbrink, Bart | VU/F/BETA/N&S/BF&E | WN.G131 | - |  |  |  | 1 | MBT250
EQ001147 |  | Laser |  | HeNe Laser | Melles Griot | Sasbrink, Bart | VU/F/BETA/N&S/BF&E | WN.G130A | - |  |  |  | 1 | 05-SYR-810
EQ001146 |  | Lamp |  | Lamp |  | Sasbrink, Bart | VU/F/BETA/N&S/BF&E | WN.G131 | - |  |  |  | 1
EQ001145 |  | Transfer System |  | Trans-Blot Turbo | Bio-Rad | Sasbrink, Bart | VU/F/BETA/N&S/BF&E | WN.G131 | - |  |  |  | 1 | Trans-Blot Turbo
EQ001144 |  | Temperature Control Module |  | P610 Temperature Modulator | Tempcontrol | Sasbrink, Bart | VU/F/BETA/N&S/BF&E | WN.G130A | - |  |  |  | 1 | P610
EQ001143 | 007646 | Peristaltic Pump |  | Ismatec Peristaltic pump | Ismatec | Sasbrink, Bart | VU/F/BETA/N&S/BF&E | WN.G131 | - |  |  |  | 1 | ism827
EQ001142 |  | Microscope |  | Eclipse Inverted Microscope | Nikon | Sasbrink, Bart | VU/F/BETA/N&S/BF&E | WN.G130A | - |  |  |  | 1 | Eclipse TE300
EQ001141 |  | Luminescent image analyzer |  | Luminescent image analyzer | Ismatec | Sasbrink, Bart | VU/F/BETA/N&S/BF&E | WN.G131 | - |  |  |  | 1 | LAS4000
EQ001140 | D7 | TCSPC Module |  | Picoharp TCSPC Module | PicoQuant | Sasbrink, Bart | VU/F/BETA/N&S/BF&E | WN.G130A | - |  |  |  | 1 | Picoharp 300
EQ001139 | D6 | Router/Switch |  | Uni Router | PicoQuant | Sasbrink, Bart | VU/F/BETA/N&S/BF&E | WN.G130A | - |  |  |  | 1 | PHR800
EQ001138 | 008246 | Oscilloscope |  | Infiniivision Oscilloscope | Agilent | Sasbrink, Bart | VU/F/BETA/N&S/BF&E | WN.G130A | - |  |  |  | 1 | DS0X3032A
EQ001137 |  | Computer Monitor |  | HP Monitor | Hewlett Packard (HP) | Sasbrink, Bart | VU/F/BETA/N&S/BF&E | WN.G131 | - |  |  |  | 0
EQ001136 |  | Computer |  | HP computer | Hewlett Packard (HP) | Sasbrink, Bart | VU/F/BETA/N&S/BF&E | WN.G131 | - |  |  |  | 0
EQ001135 |  | Label Writer |  | Label Writer 450 | Dymo | Sasbrink, Bart | VU/F/BETA/N&S/BF&E | WN.G131 | - |  |  |  | 1 | Lable Writer 450 Duo
EQ001134 |  | Microscope |  | VWR microscope | VWR | Sasbrink, Bart | VU/F/BETA/N&S/BF&E | WN.G131 | - |  |  |  | 1
EQ001133 |  | Power Supply |  | DC power suppy | Korad | Sasbrink, Bart | VU/F/BETA/N&S/BF&E | WN.G131 | - |  |  |  | 1 | KD3005D
EQ001132 |  | Vortex |  | Vortex | IKA | Sasbrink, Bart | VU/F/BETA/N&S/BF&E | WN.G131 | - |  |  |  | 1 | IKA vortex 3
EQ001131 | 000762 | Extension Cable |  | Extension Cable |  | Sasbrink, Bart | VU/F/BETA/N&S/BF&E | WN.G130A | - |  |  |  | 1
EQ001130 | APD | Extension Cable |  | Extension Cable |  | Sasbrink, Bart | VU/F/BETA/N&S/BF&E | WN.G130A | - |  |  |  | 1
EQ001129 |  | Centrifuge |  | Ministar centrifuge | VWR | Sasbrink, Bart | VU/F/BETA/N&S/BF&E | WN.G131 | - |  |  |  | 1 | MiniStar
EQ001128 |  | Extension Cable |  | Extension Cable |  | Sasbrink, Bart | VU/F/BETA/N&S/BF&E | WN.G130A | - |  |  |  | 1
EQ001127 |  | Centrifuge |  | Refrigerated centrifuge | Sigma | Sasbrink, Bart | VU/F/BETA/N&S/BF&E | WN.G131 | - |  |  |  | 1 | 1-16K
EQ001126 | 001050 | Extension Cable |  | Extension Cable |  | Sasbrink, Bart | VU/F/BETA/N&S/BF&E | WN.G130A | - |  |  |  | 1
EQ001125 |  | Fridge |  | Fridge | Bosch | Sasbrink, Bart | VU/F/BETA/N&S/BF&E | WN.G131 | VU/F/BETA/N&S/BF&E |  |  |  | 1
EQ001124 |  | Fridge |  | Fridge | Bosch | Sasbrink, Bart | VU/F/BETA/N&S/BF&E | WN.G131 | VU/F/BETA/N&S/BF&E |  |  |  | 1
EQ001123 |  | Splitter |  | Power Splitter | PicoQuant | Sasbrink, Bart | VU/F/BETA/N&S/BF&E | WN.G130A | - |  |  |  | 1 | PSM-50
EQ001122 |  | Thermal Cycler / PCR System |  | Thermal Cycler | MJ Research, Inc | Sasbrink, Bart | VU/F/BETA/N&S/BF&E | WN.G131 | VU/F/BETA/N&S/BF&E |  |  |  | 0 | PTC-200
EQ001121 | D5 | Optical Shutter |  | Shutter Control | VU | Sasbrink, Bart | VU/F/BETA/N&S/BF&E | WN.G130A | - |  |  |  | 1
EQ001120 |  | Homogeniser |  | High pressure homogeniser | Stansted | Sasbrink, Bart | VU/F/BETA/N&S/BF&E | WN.G131 | - |  |  |  | 1 | FGP12800
EQ001119 | 001005; D4 | Power Supply |  | Power Supply | Delta Elektronika | Sasbrink, Bart | VU/F/BETA/N&S/BF&E | WN.G130A | - |  |  |  | 1 | E030-1
EQ001118 |  | Centrifuge |  | Eppendorf Centrifuge | Eppendorf | Sasbrink, Bart | VU/F/BETA/N&S/BF&E | WN.G131 | VU/F/BETA/N&S/BF&E |  |  |  | 1 | 5804 R
EQ001117 |  | Vortex |  | Vortex VF1 | IKA | Sasbrink, Bart | VU/F/BETA/N&S/BF&E | WN.G131 | VU/F/BETA/N&S/BF&E |  |  |  | 1 | Vibrofix V1
EQ001116 | D3 | Nanoposition Controller |  | Digital Piezo Controller | Physik Instrumente | Sasbrink, Bart | VU/F/BETA/N&S/BF&E | WN.G130A | - |  |  |  | 1 | E710.4CL
EQ001115 |  | UV/VIS Detector |  | Uv-Vis spectrometer NanoDrop | Thermo Fisher Scientific | Sasbrink, Bart | VU/F/BETA/N&S/BF&E | WN.G131 | VU/F/BETA/N&S/BF&E |  |  |  | 1 | NanoDrop
EQ001114 | D2 | Motion Controller/Driver |  | Universal Motion Controller | Newport | Sasbrink, Bart | VU/F/BETA/N&S/BF&E | WN.G130A | - |  |  |  | 1 | ESP301
EQ001113 | 001304; D1 | Spectrophotometer |  | Spec 10 CCD | Princeton instruments | Sasbrink, Bart | VU/F/BETA/N&S/BF&E | WN.G130A | - |  |  |  | 1 | Spec-10
EQ001112 |  | Optical Shutter |  | Uniblitz Shutter Driver | Vincent Associates | Sasbrink, Bart | VU/F/BETA/N&S/BF&E | WN.G130A | - |  |  |  | 1 | Uniblitz VCM-D1
EQ001111 | 011718 | Temperature Control Module |  | Microprocessor Control MPC | Huber | Sasbrink, Bart | VU/F/BETA/N&S/BF&E | WN.G130A | - |  |  |  | 1
EQ001110 | 001047 | Magnetic Stirrer |  | Magnetic Stirrer | Heidolph | Sasbrink, Bart | VU/F/BETA/N&S/BF&E | WN.G130A | - |  |  |  | 1 | MR 3000
EQ001109 | 020765 | Computer |  | PC | Hewlett Packard (HP) | Sasbrink, Bart | VU/F/BETA/N&S/BF&E | WN.G130A | - |  |  |  | 1
EQ001108 | 001049 | Television |  | Javelin Video Monitor | Ademco international | Sasbrink, Bart | VU/F/BETA/N&S/BF&E | WN.G130A | - |  |  |  | 1 | BWM9BX
EQ001107 | 000325 | HPLC System |  | DGU14A | Shimadzu | Sasbrink, Bart | VU/F/BETA/N&S/BF&E | WN.G131 | VU/F/BETA/N&S/BF&E |  |  |  | 1 | DGU14A
EQ001106 |  | Power Supply |  | Run one supply | Embi Tec | Sasbrink, Bart | VU/F/BETA/N&S/BF&E | WN.G131 | VU/F/BETA/N&S/BF&E |  |  |  | 1 | RunOne
EQ001105 |  | Spectrophotometer |  | Spectrophotometer UV2600 | Shimadzu | Sasbrink, Bart | VU/F/BETA/N&S/BF&E | WN.G131 | VU/F/BETA/N&S/BF&E |  |  |  | 1 | UV-2600
EQ001104 |  | Computer |  | Computer IBM | IBM | Sasbrink, Bart | VU/F/BETA/N&S/BF&E | WN.G131 | VU/F/BETA/N&S/BF&E |  |  |  | 1
EQ001103 |  | Computer |  | Monitor Dell | Dell | Sasbrink, Bart | VU/F/BETA/N&S/BF&E | WN.G131 | VU/F/BETA/N&S/BF&E |  |  |  | 1
EQ001102 |  | Computer |  | Monitor Dell | Dell | Sasbrink, Bart | VU/F/BETA/N&S/BF&E | WN.G131 | VU/F/BETA/S&F |  |  |  | 1
EQ001101 |  | Computer |  | PC Dell | Dell | Sasbrink, Bart | VU/F/BETA/N&S/BF&E | WN.G131 | VU/F/BETA/N&S/BF&E |  |  |  | 1 | T3400
EQ001100 | 032738 | Computer |  | HP PC | Hewlett Packard (HP) | Sasbrink, Bart | VU/F/BETA/N&S/BF&E | WN.G131 | VU/F/BETA/N&S/BF&E |  |  |  | 1
EQ001099 |  | Computer Monitor |  | HP Monitor | Hewlett Packard (HP) | Sasbrink, Bart | VU/F/BETA/N&S/BF&E | WN.G131 | VU/F/BETA/N&S/BF&E |  |  |  | 1
EQ001098 |  | HPLC System |  | Detector | Beckman Coulter | Sasbrink, Bart | VU/F/BETA/N&S/BF&E | WN.G131 | VU/F/BETA/N&S/BF&E |  |  |  | 1 | 168 Detector
EQ001097 |  | HPLC System |  | Solvent module | Beckman Coulter | Sasbrink, Bart | VU/F/BETA/N&S/BF&E | WN.G131 | VU/F/BETA/S&F |  |  |  | 1 | System Gold 126
EQ001096 |  | Orbital shaker |  | Orbital shaker | Major Science | Sasbrink, Bart | VU/F/BETA/N&S/BF&E | WN.Q102 | VU/F/BETA/N&S/BF&E |  |  |  | 1 | MSNOR30
EQ001095 | 000322 | HPLC System |  | FRC10A | Shimadzu | Sasbrink, Bart | VU/F/BETA/N&S/BF&E | WN.G131 | VU/F/BETA/N&S/BF&E |  |  |  | 1
EQ001094 | 000321 | HPLC System |  | SPDM10A | Shimadzu | Sasbrink, Bart | VU/F/BETA/N&S/BF&E | WN.G131 | VU/F/BETA/N&S/BF&E |  |  |  | 1
EQ001093 | 000320 | HPLC System |  | SCL10A | Shimadzu | Sasbrink, Bart | VU/F/BETA/N&S/BF&E | WN.G131 | VU/F/BETA/N&S/BF&E |  |  |  | 1 | SCL10A
EQ001092 | 000315 | HPLC System |  | FCV10AL | Shimadzu | Sasbrink, Bart | VU/F/BETA/N&S/BF&E | WN.G131 | VU/F/BETA/N&S/BF&E |  |  |  | 1
EQ001091 | 000323 | HPLC System |  | LC10AT Liquid cromatograph | Shimadzu | Sasbrink, Bart | VU/F/BETA/N&S/BF&E | WN.G131 | VU/F/BETA/N&S/BF&E |  |  |  | 1
EQ001090 |  | Fan |  | Martex Fan | Martex | Sasbrink, Bart | VU/F/BETA/N&S/BF&E | WN.G131 | VU/F/BETA/N&S/BF&E |  |  |  | 1 | df08
EQ001089 |  | Fan |  | Fan | Basetech | Sasbrink, Bart | VU/F/BETA/N&S/BF&E | WN.G131 | VU/F/BETA/N&S/BF&E |  |  |  | 1
EQ001088 |  | Microwave oven |  | Microwave oven | LG | Sasbrink, Bart | VU/F/BETA/N&S/BF&E | WN.G131 | VU/F/BETA/N&S/BF&E |  |  |  | 1
EQ001087 |  | Electrophoresis Power Supply |  | Multiphor II | VU | Sasbrink, Bart | VU/F/BETA/N&S/BF&E | WN.G131 | VU/F/BETA/N&S/BF&E |  |  |  | 1
EQ001086 |  | Electrophoresis Power Supply |  | EPS Bio-Rad | Bio-Rad | Sasbrink, Bart | VU/F/BETA/N&S/BF&E | WN.G131 | VU/F/BETA/N&S/BF&E |  |  |  | 1 | Powerpa basic
EQ001085 |  | Freezer |  | Freezer Comfort | Liebherr | Sasbrink, Bart | VU/F/BETA/N&S/BF&E | WN.G131 | VU/F/BETA/N&S/BF&E |  |  |  | 1 | Comfort
EQ001084 |  | Electrophoresis Power Supply |  | EPS 3500 | Pharmacia Biotech | Sasbrink, Bart | VU/F/BETA/N&S/BF&E | WN.G131 | VU/F/BETA/N&S/BF&E |  |  |  | 1 | EPS 3500
EQ001083 |  | Transilluminator |  | Transilluminator | Ultraviolet products inc | Sasbrink, Bart | VU/F/BETA/N&S/BF&E | WN.G131 | VU/F/BETA/N&S/BF&E |  |  |  | 1 | TS-36
EQ001082 |  | Incubator |  | Incubator | Vevor | Sasbrink, Bart | VU/F/BETA/N&S/BF&E | WN.G131 | VU/F/BETA/N&S/BF&E |  |  |  | 1
EQ001081 | 007750 | Light Source |  | Lighting device | VU | Sasbrink, Bart | VU/F/BETA/N&S/BF&E | WN.G131 | VU/F/BETA/N&S/BF&E |  |  |  | 1
EQ001080 |  | Incubator |  | Incubator shaker Obitron | Infors ht | Sasbrink, Bart | VU/F/BETA/N&S/BF&E | WN.G131 | VU/F/BETA/N&S/BF&E |  |  |  | 1 | AG CH-4103
EQ001079 | 007642 | Incubator |  | Incubator shaker | Infors ht | Sasbrink, Bart | VU/F/BETA/N&S/BF&E | WN.G131 | VU/F/BETA/N&S/BF&E |  |  |  | 1 | Ecotron
EQ001078 | 001046 | Thermostat |  | Huber Thermostat | Huber | Sasbrink, Bart | VU/F/BETA/N&S/BF&E | WN.G130A | - |  |  |  | 1 | Polystat cc3
EQ001077 | 528 | Pipette |  | Micropipette | Gilson | Sasbrink, Bart | VU/F/BETA/N&S/BF&E | WN.G148 | VU/F/BETA/N&S/BF&E |  |  |  | 1
EQ001076 | AK50054 | Pipette |  | Micropipette | Gilson | Sasbrink, Bart | VU/F/BETA/N&S/BF&E | WN.G148 | VU/F/BETA/N&S/BF&E |  |  |  | 1
EQ001075 | GE27474 | Pipette |  | Micropipette | Gilson | Sasbrink, Bart | VU/F/BETA/N&S/BF&E | WN.G148 | VU/F/BETA/N&S/BF&E |  |  |  | 1
EQ001074 |  | Computer Monitor |  | Philips Computer Monitor | Philips | Sasbrink, Bart | VU/F/BETA/N&S/BF&E | WN.G130A | - |  |  |  | 1 | 170P5EG/00
EQ001073 |  | Motion Controller/Driver |  | Universal Motion Controller | Newport | Sasbrink, Bart | VU/F/BETA/N&S/BF&E | WN.G130A | - |  |  |  | 1 | ESP300
EQ001072 | P639970 | Pipette |  | Micropipette | Gilson | Sasbrink, Bart | VU/F/BETA/N&S/BF&E | WN.G148 | VU/F/BETA/N&S/BF&E |  |  |  | 1
EQ001071 |  | Light Source |  | Xenon Lamp Driver | VU | Sasbrink, Bart | VU/F/BETA/N&S/BF&E | WN.G130A | - |  |  |  | 1
EQ001070 | 31 | Pipette |  | Micropipette | Gilson | Sasbrink, Bart | VU/F/BETA/N&S/BF&E | WN.G148 | VU/F/BETA/N&S/BF&E |  |  |  | 1
EQ001069 |  | Pipette |  | Fischerbrand Pipette 0.5-10µL | Thermo Fisher Scientific | Sasbrink, Bart | VU/F/BETA/N&S/BF&E | WN.G130A | - |  |  |  | 1
EQ001068 |  | Multimeter |  | Analogue Panel Meter | Heinzinger | Sasbrink, Bart | VU/F/BETA/N&S/BF&E | WN.G130A | - |  |  |  | 1 | TNX 450
EQ001067 |  | Pipette |  | Fischerbrand Pipette 5-50µL | Thermo Fisher Scientific | Sasbrink, Bart | VU/F/BETA/N&S/BF&E | WN.G130A | - |  |  |  | 1
EQ001066 | 520 | Pipette |  | Micropipette | Gilson | Sasbrink, Bart | VU/F/BETA/N&S/BF&E | WN.G148 | VU/F/BETA/N&S/BF&E |  |  |  | 1
EQ001065 |  | Pipette |  | Fischerbrand Pipette 10-100µL | Thermo Fisher Scientific | Sasbrink, Bart | VU/F/BETA/N&S/BF&E | WN.G130A | - |  |  |  | 1
EQ001064 | Z66493C | Pipette |  | Micropipette | Gilson | Sasbrink, Bart | VU/F/BETA/N&S/BF&E | WN.G148 | VU/F/BETA/N&S/BF&E |  |  |  | 1
EQ001063 | EN98301 | Pipette |  | Micropipette | Gilson | Sasbrink, Bart | VU/F/BETA/N&S/BF&E | WN.G148 | VU/F/BETA/N&S/BF&E |  |  |  | 1
EQ001062 | 533 | Pipette |  | Micropipette | Gilson | Sasbrink, Bart | VU/F/BETA/N&S/BF&E | WN.G148 | VU/F/BETA/N&S/BF&E |  |  |  | 1
EQ001061 | S668000 | Pipette |  | Micropipette | Gilson | Sasbrink, Bart | VU/F/BETA/N&S/BF&E | WN.G148 | VU/F/BETA/N&S/BF&E |  |  |  | 1
EQ001060 | HA31200 | Pipette |  | Micropipette | Gilson | Sasbrink, Bart | VU/F/BETA/N&S/BF&E | WN.G148 | VU/F/BETA/N&S/BF&E |  |  |  | 1
EQ001059 | 011616 | Vacuum Pump |  | Vacuum Pump | Balzers | Sasbrink, Bart | VU/F/BETA/N&S/BF&E | WN.G148 | VU/F/BETA/N&S/BF&E |  |  |  | 0
EQ001058 | 001038 | Vacuum Pump |  | Vacuum Pump source | Pfeiffer | Sasbrink, Bart | VU/F/BETA/N&S/BF&E | WN.G148 | VU/F/BETA/N&S/BF&E |  |  |  | 1
EQ001057 | 001040 | Vacuum Pump |  | Vacuum Pump | Pfeiffer | Sasbrink, Bart | VU/F/BETA/N&S/BF&E | WN.G148 | VU/F/BETA/N&S/BF&E |  |  |  | 1
EQ001056 | 026539 | Computer |  | HP Compaq Computer | Hewlett Packard (HP) | Sasbrink, Bart | VU/F/BETA/N&S/BF&E | WN.G130A | - |  |  |  | 1 | Compaq dc7800 CMT
EQ001055 |  | Computer Monitor |  | HP Computer Monitor | Hewlett Packard (HP) | Sasbrink, Bart | VU/F/BETA/N&S/BF&E | WN.G130A | - |  |  |  | 1 | HSTND-2121-F
EQ001054 |  | Laser Power Sensor |  | Lazer Power Sensor Head | Scientech | Sasbrink, Bart | VU/F/BETA/N&S/BF&E | WN.G130A | - |  |  |  | 1 | 380101
EQ001053 |  | Light Source |  | Light | Galvoptics | Sasbrink, Bart | VU/F/BETA/N&S/BF&E | WN.G148 | VU/F/BETA/N&S/BF&E |  |  |  | 1
EQ001052 | u25634 | Spectrometer |  | Miniature Spectrometer | OceanOptics | Sasbrink, Bart | VU/F/BETA/N&S/BF&E | WN.G148 | VU/F/BETA/N&S/BF&E |  |  |  | 1
EQ001051 | 000850 | Power Supply |  | VU Power Supply | VU | Sasbrink, Bart | VU/F/BETA/N&S/BF&E | WN.G130A | - |  |  |  | 1
EQ001050 |  | Optical Chopper |  | Optical Chopper | Thorlabs | Sasbrink, Bart | VU/F/BETA/N&S/BF&E | WN.G130A | - |  |  |  | 1 | MC1000
EQ001049 |  | Optical Chopper |  | Bentham Optical Chopper | Bentham | Sasbrink, Bart | VU/F/BETA/N&S/BF&E | WN.G130A | - |  |  |  | 1 | 218F
EQ001048 |  | SpeedVac System |  | SpeedVac | Thermo Fisher Scientific | Sasbrink, Bart | VU/F/BETA/N&S/BF&E | WN.G148 | VU/F/BETA/N&S/BF&E |  |  |  | 1
EQ001047 |  | Optical Shutter |  | Uniblitz Shutter Driver | Vincent Associates | Sasbrink, Bart | VU/F/BETA/N&S/BF&E | WN.G130A | - |  |  |  | 1 | Uniblitz VCM-D1
EQ001046 |  | Vapor Trap |  | Vapor trap | Thermo Fisher Scientific | Sasbrink, Bart | VU/F/BETA/N&S/BF&E | WN.G148 | VU/F/BETA/N&S/BF&E |  |  |  | 1
EQ001045 |  | Vacuum Pump |  | Vacuum Pump | Edwards | Sasbrink, Bart | VU/F/BETA/N&S/BF&E | WN.G148 | VU/F/BETA/N&S/BF&E |  |  |  | 1
EQ001044 | 000854 | Amplifier |  | SRS Lock-In Amplifier | Stanford Research Systems (SRS) | Sasbrink, Bart | VU/F/BETA/N&S/BF&E | WN.G130A | - |  |  |  | 1 | SR850 DSP
EQ001043 | 001036 | Power Supply |  | Oltronix Power Supply | Oltronix | Sasbrink, Bart | VU/F/BETA/N&S/BF&E | WN.G130A | - |  |  |  | 1 | A2.5K-10HR
EQ001042 | 010986 | Signal Generator |  | Wideband Amplifier 30V pk-pk | Thurlby Thandar Instruments | Sasbrink, Bart | VU/F/BETA/N&S/BF&E | WN.G130A | - |  |  |  | 1 | WA301
EQ001041 | 000855 | Amplifier |  | Trek High Voltage Amplifier | Trek | Sasbrink, Bart | VU/F/BETA/N&S/BF&E | WN.G130A | - |  |  |  | 1 | 10/10B-H-CE-EX
EQ001040 | 001852 | Extension Cable |  | Extension Cable |  | Sasbrink, Bart | VU/F/BETA/N&S/BF&E | WN.G148 | - |  |  |  | 1
EQ001039 |  | Fan |  | Tefal Heater Fan | Tefal | Sasbrink, Bart | VU/F/BETA/N&S/BF&E | WN.G130A | - |  |  |  | 1 | Kwik SO1030
EQ001038 |  | Spectroscopy accessory |  | Pneumatic drive unit | Hi-Tech Scientific | Sasbrink, Bart | VU/F/BETA/N&S/BF&E | WN.G148 | VU/F/BETA/N&S/BF&E |  |  |  | 1
EQ001037 |  | Lamp |  | Lamp | Ikea | Sasbrink, Bart | VU/F/BETA/N&S/BF&E | WN.G130A | - |  |  |  | 1 | TYP A9901
EQ001036 |  | Monochromator |  | Oriel Monochromator | Oriel | Sasbrink, Bart | VU/F/BETA/N&S/BF&E | WN.G130A | VU/F/BETA/N&S/BF&E |  |  |  | 1 | 77250
EQ001035 | 000864 | Power Supply |  | Delta Power Supply | Delta Elektronika | Sasbrink, Bart | VU/F/BETA/N&S/BF&E | WN.G130A | VU/F/BETA/N&S/BF&E |  |  |  | 1 | MT 24-12 HE
EQ001034 |  | Spectroscopy accessory |  | Pneumatic drive accessory | Applied Photophysics | Sasbrink, Bart | VU/F/BETA/N&S/BF&E | WN.G148 | VU/F/BETA/N&S/BF&E |  |  |  | 1
EQ001033 |  | Power Supply |  | Oriel Power Supply | Oriel | Sasbrink, Bart | VU/F/BETA/N&S/BF&E | WN.G130A | VU/F/BETA/N&S/BF&E |  |  |  | 1 | 68806
EQ001032 |  | Computer Monitor |  | Computer monitor | Philips | Sasbrink, Bart | VU/F/BETA/N&S/BF&E | WN.G148 | VU/F/BETA/N&S/BF&E |  |  |  | 1
EQ001031 |  | Monochromator |  | Oriel Monochromator | Oriel | Sasbrink, Bart | VU/F/BETA/N&S/BF&E | WN.G130A | VU/F/BETA/N&S/BF&E |  |  |  | 1 | 77250
EQ001030 | 002650 | Fluorescence Detector |  | FluoroMax3 | Horiba | Sasbrink, Bart | VU/F/BETA/N&S/BF&E | WN.G148 | VU/F/BETA/N&S/BF&E |  |  |  | 1
EQ001029 | 000919 | Extension Cable |  | Extension Cable | Kaiser | Sasbrink, Bart | VU/F/BETA/N&S/BF&E | WN.G126 | - |  |  |  | 1
EQ001028 |  | Drying Cabinet |  | Programmable Drying Oven | Heraeus | Sasbrink, Bart | VU/F/BETA/N&S/BF&E | WN.G126 | - |  |  |  | 1
EQ001027 | 000696 | Light Source |  | Oriel Lamp | Oriel | Sasbrink, Bart | VU/F/BETA/N&S/BF&E | WN.G130A | VU/F/BETA/N&S/BF&E |  |  |  | 1 | 7340
EQ001026 | 006218 | Temperature Control Module |  | CO2/LN2 Controller | New Brunswick Scientific | Sasbrink, Bart | VU/F/BETA/N&S/BF&E | WN.G126 | - |  |  |  | 1 | CO2/LN2 Controller
EQ001025 | 006219 | Freezer |  | Ultra Low Temp Freezer | New Brunswick Scientific | Sasbrink, Bart | VU/F/BETA/N&S/BF&E | WN.G126 | - |  |  |  | 1 | U725 innova
EQ001024 | 008948 | Freezer |  | Low Temp Freezer | Snijders | Sasbrink, Bart | VU/F/BETA/N&S/BF&E | WN.G126 | - |  |  |  | 1 | Evosafe-Series HF570-86
EQ001023 | 007625 | Freezer |  | Freezer | B.V. Koudebureau | Sasbrink, Bart | VU/F/BETA/N&S/BF&E | WN.G126 | - |  |  |  | 1
EQ001022 |  | Spectrometer |  | Chirascan CD | Applied Photophysics | Sasbrink, Bart | VU/F/BETA/N&S/BF&E | WN.G148 | - |  |  |  | 1 | Chirascan Plus
EQ001021 | 012378 | Freezer |  | Freezer | Liebherr | Sasbrink, Bart | VU/F/BETA/N&S/BF&E | WN.G126 | - |  |  |  | 1
EQ001020 |  | Extension Cable |  | Olson Surge Protected Extension Cable | Olson | Sasbrink, Bart | VU/F/BETA/N&S/BF&E | WN.G148 | - |  |  |  | 1 | Data Protector
EQ001019 | 023328 | Computer |  | Computer | Dell | Sasbrink, Bart | VU/F/BETA/N&S/BF&E | WN.G148 | VU/F/BETA/N&S/BF&E |  |  |  | 1
EQ001018 |  | Computer Monitor |  | Computer monitor | Hewlett Packard (HP) | Sasbrink, Bart | VU/F/BETA/N&S/BF&E | WN.G148 | VU/F/BETA/N&S/BF&E |  |  |  | 1
EQ001017 | 012237 | Magnetic Stirrer |  | Magnetic Stirrer | Hanna Instruments | Sasbrink, Bart | VU/F/BETA/N&S/BF&E | WN.G148 | - |  |  |  | 0 | HI 190M
EQ001016 |  | Computer Monitor |  | Computer monitor | Hewlett Packard (HP) | Sasbrink, Bart | VU/F/BETA/N&S/BF&E | WN.G148 | VU/F/BETA/N&S/BF&E |  |  |  | 1
EQ001015 |  | Computer Monitor |  | HP Computer Monitor | Hewlett Packard (HP) | Sasbrink, Bart | VU/F/BETA/N&S/BF&E | WN.G148 | - |  |  |  | 1 | LA2205wg
EQ001014 |  | Computer |  | HP Compaq Computer | Hewlett Packard (HP) | Sasbrink, Bart | VU/F/BETA/N&S/BF&E | WN.G148 | - |  |  |  | 1 | 6005 Pro Small Form
EQ001013 |  | pH Meter |  | pH/mV meter | Unisense | Sasbrink, Bart | VU/F/BETA/N&S/BF&E | WN.G148 | - |  |  |  | 1 | pH/mV meter
EQ001012 |  | Optical Unit |  | Optical Unit | Walz | Sasbrink, Bart | VU/F/BETA/N&S/BF&E | WN.G148 | - |  |  |  | 1 | ED101 US/MD
EQ001011 |  | LED Array |  | Detector 1 LED Array | Walz | Sasbrink, Bart | VU/F/BETA/N&S/BF&E | WN.G148 | - |  |  |  | 1 | DualD8
EQ001010 |  | Computer |  | Compaq Computer | Compaq | Sasbrink, Bart | VU/F/BETA/N&S/BF&E | WN.G148 | - |  |  |  | 1 | E2G6W
EQ001009 | 001294 | Vortex |  | Vortex | VWR | Sasbrink, Bart | VU/F/BETA/N&S/BF&E | WN.G148 | VU/F/BETA/N&S/BF&E |  |  |  | 1
EQ001008 |  | LED Array |  | NIR & FIR LED Array | Walz | Sasbrink, Bart | VU/F/BETA/N&S/BF&E | WN.G148 | - |  |  |  | 1 | Dual-E
EQ001007 | 001854 | Extension Cable |  | Power Strip |  | Sasbrink, Bart | VU/F/BETA/N&S/BF&E | WN.G148 | - |  |  |  | 1
EQ001006 |  | Hot Plate |  | Hot Plate Stirrer | Heidolph | Sasbrink, Bart | VU/F/BETA/N&S/BF&E | WN.G148 | - |  |  |  | 1 | MR 3001 K
EQ001005 |  | Computer Monitor |  | DigitalTM Computer Monitor | Digital | Sasbrink, Bart | VU/F/BETA/N&S/BF&E | WN.G148 | - |  |  |  | 1 | PCXAV-WZ
EQ001004 |  | Fluorescence Detector |  | Photosynthesis/Fluorescence Analyser | Walz | Sasbrink, Bart | VU/F/BETA/N&S/BF&E | WN.G148 | - |  |  |  | 1 | DUAL-PAM-100
EQ001003 | 007972 | Lamp |  | Unilux Lamp | Unilux | Sasbrink, Bart | VU/F/BETA/N&S/BF&E | WN.G148 | - |  |  |  | 1 | 2070
EQ001002 | 026282 | Computer |  | PC | Hewlett Packard (HP) | Sasbrink, Bart | VU/F/BETA/N&S/BF&E | WN.G148 | - |  |  |  | 1 | Compaq Elite 8300 CMT
EQ001001 | 008902 | Lamp |  | Lamp | Unilux | Sasbrink, Bart | VU/F/BETA/N&S/BF&E | WN.G148 | - |  |  |  | 1 | 2070
EQ001000 |  | Computer Monitor |  | Panasonic UV/VIS Video Monitor | Panasonic | Sasbrink, Bart | VU/F/BETA/N&S/BF&E | WN.G148 | - |  |  |  | 1 | TR-990c
EQ000999 |  | Spectrometer Controller |  | SLM-Aminco UV/Vis Controller | SLM-Aminco | Sasbrink, Bart | VU/F/BETA/N&S/BF&E | WN.G148 | - |  |  |  | 1 | DWE505
EQ000998 |  | Beam Balance |  | SLM-Aminco UV/Vis Beam Balance | SLM-Aminco | Sasbrink, Bart | VU/F/BETA/N&S/BF&E | WN.G148 | - |  |  |  | 1 | FA-246-E1
EQ000997 |  | Beam Selector |  | SLM-Aminco UV/Vis Beam Selector | SLM-Aminco | Sasbrink, Bart | VU/F/BETA/N&S/BF&E | WN.G148 | - |  |  |  | 1 | DWD300
EQ000996 | DELL99 | Computer |  | PC | Dell | Sasbrink, Bart | VU/F/BETA/N&S/BF&E | WN.G148 | - |  |  |  | 1 | Optiplex 990
EQ000995 |  | UV/VIS Detector |  | UV/VIS Spectrophotometer | Varian (Agilent) | Sasbrink, Bart | VU/F/BETA/N&S/BF&E | WN.G148 | - |  |  |  | 1 | Cary 4000
EQ000994 | 8 | Extractors |  | Tullgren Extracter | VU | Verweij, RA | VU/F/BETA/A-LIFE/E&E | WN.HK00 | VU/F/BETA/A-LIFE |  |  |  | 1 | Tullgren
EQ000993 |  | Transformer |  | Voltage Transformer | VU | Verweij, RA | VU/F/BETA/A-LIFE/E&E | WN.HK00 | VU/F/BETA/A-LIFE |  |  |  | 1
EQ000992 | 7 | Extractors |  | Tullgren Extracter | VU | Verweij, RA | VU/F/BETA/A-LIFE/E&E | WN.HK00 | - |  |  |  | 1 | Tullgren
EQ000991 |  | Transformer |  | Voltage Transformer | VU | Verweij, RA | VU/F/BETA/A-LIFE/E&E | WN.HK00 | VU/F/BETA/A-LIFE |  |  |  | 1
EQ000990 |  | Water Filtration System |  | Nuova Turbo-Filter | Nuova | Verweij, RA | VU/F/BETA/A-LIFE/E&E | WN.HK00 | VU/F/BETA/A-LIFE |  |  |  | 1 | Turbo-Filter
EQ000989 |  | Vacuum Cleaner |  | Nilfisk Vacuum Cleaner | Nilfisk | Verweij, RA | VU/F/BETA/A-LIFE/E&E | WN.HK00 | VU/F/BETA/A-LIFE |  |  |  | 1 | GST GS80
EQ000988 |  | Vacuum Cleaner |  | Kärcher Vacuum Cleaner | Karcher | Verweij, RA | VU/F/BETA/A-LIFE/E&E | WN.HK00 | VU/F/BETA/A-LIFE |  |  |  | 1 | 2501
EQ000987 |  | Insect Trap |  | UV Insect Lamp Trap | Swissinno | Verweij, RA | VU/F/BETA/A-LIFE/E&E | WN.HK00 | - |  |  |  | 1 | Insect Destroyer Premium 24W 1 246 000
EQ000986 |  | Light Source |  | Light | Olympus | Verweij, RA | VU/F/BETA/A-LIFE/E&E | WN.HK00 | VU/F/BETA/A-LIFE |  |  |  | 1 | KL1600
EQ000985 |  | Microscope |  | Microscope | Olympus | Verweij, RA | VU/F/BETA/A-LIFE/E&E | WN.HK00 | VU/F/BETA/A-LIFE |  |  |  | 1
EQ000984 |  | Balance |  | Scale Balance | Sartorius | Verweij, RA | VU/F/BETA/A-LIFE/E&E | WN.HK00 | VU/F/BETA/A-LIFE |  |  |  | 1 | 1419 MP8-1
EQ000983 |  | Light Source |  | Light Source | Leica | Verweij, RA | VU/F/BETA/A-LIFE/E&E | O2.02E79 | - |  |  |  | 1 | KL1500
EQ000982 | 157793 | Microscope |  | Microscope 4 | Wild Heerbrugg | Verweij, RA | VU/F/BETA/A-LIFE/E&E | O2.02E79 | - |  |  |  | 1
EQ000981 |  | Pressure Hose |  | High Pressure Hose | KEW Technologies | Verweij, RA | VU/F/BETA/A-LIFE/E&E | WN.HK00 | VU/F/BETA/A-LIFE |  |  |  | 1 | Alto Compact 1050 X-TRA
EQ000980 |  | Balance |  | Sartorius Balance | Sartorius | Verweij, RA | VU/F/BETA/A-LIFE/E&E | WN.HK00 | VU/F/BETA/A-LIFE |  |  |  | 1 | BP 4100S
EQ000979 |  | Lamp |  | Lamp | Osram | Verweij, RA | VU/F/BETA/A-LIFE/E&E | WN.HK00 | VU/F/BETA/A-LIFE |  |  |  | 0 | Delux Table S
EQ000978 |  | Incubator |  | Incubator | Snijders | Verweij, RA | VU/F/BETA/A-LIFE/E&E | WN.HK00 | VU/F/BETA/A-LIFE |  |  |  | 1
EQ000977 |  | Lamp |  | Lamp | Lival | Verweij, RA | VU/F/BETA/A-LIFE/E&E | WN.HK00 | VU/F/BETA/A-LIFE |  |  |  | 1 | L11L
EQ000976 | 225 | Fridge |  | Fridge | Liebherr | Verweij, RA | VU/F/BETA/A-LIFE/E&E | WN.HK00 | VU/F/BETA/A-LIFE |  |  |  | 1
EQ000975 |  | Insect Trap |  | UV Insect Lamp Trap | Swissinno | Verweij, RA | VU/F/BETA/A-LIFE/E&E | WN.HK00 | - |  |  |  | 1 | Insect Destroyer Premium 10W 1 245 000
EQ000974 |  | Fridge |  | Fridge | Liebherr | Verweij, RA | VU/F/BETA/A-LIFE/E&E | WN.HK00 | VU/F/BETA/A-LIFE |  |  |  | 1
EQ000973 |  | Lamp |  | Kupp Light Socket | Kupp | Verweij, RA | VU/F/BETA/A-LIFE/E&E | WN.HK00 | VU/F/BETA/A-LIFE |  |  |  | 1 | 10-16 250
EQ000972 |  | Lamp |  | HM Light Socket | HM | Verweij, RA | VU/F/BETA/A-LIFE/E&E | WN.HK00 | VU/F/BETA/A-LIFE |  |  |  | 1 | 19/16
EQ000971 | 211 | Freezer |  | Freezer | Liebherr | Verweij, RA | VU/F/BETA/A-LIFE/E&E | WN.HK00 | VU/F/BETA/A-LIFE |  |  |  | 1 | SN-T 461134
EQ000970 |  | Hot Plate |  | Hot Plate Stirrer | Framer-Geraetetechnik | Verweij, RA | VU/F/BETA/A-LIFE/E&E | WN.HK00 | VU/F/BETA/A-LIFE |  |  |  | 1 | M21/1
EQ000969 |  | Balance |  | Balance | Mettler (Toledo) | Verweij, RA | VU/F/BETA/A-LIFE/E&E | WN.HK00 | VU/F/BETA/A-LIFE |  |  |  | 1 | AC 100
EQ000968 |  | Balance |  | Balance | Mettler (Toledo) | Verweij, RA | VU/F/BETA/A-LIFE/E&E | WN.HK00 | VU/F/BETA/A-LIFE |  |  |  | 1 | PB300
EQ000967 |  | Insect Trap |  | UV Insect Lamp Trap | Swissinno | Verweij, RA | VU/F/BETA/A-LIFE/E&E | WN.HK00 | - |  |  |  | 1 | Insect Destroyer Premium 10W 1 245 000
EQ000966 |  | Balance |  | Industrial Scale Balance | Sartorius | Verweij, RA | VU/F/BETA/A-LIFE/E&E | WN.HK00 | VU/F/BETA/A-LIFE |  |  |  | 1 | EA35EDE-1
EQ000965 |  | Shaker/Mixer |  | Blender Mixer | KitchenAid | Verweij, RA | VU/F/BETA/A-LIFE/E&E | WN.HK00 | VU/F/BETA/A-LIFE |  |  |  | 1 | K5SS
EQ000964 | 023877 | Computer |  | PC | Dell | Verweij, RA | VU/F/BETA/A-LIFE/E&E | WN.HK00 | VU/F/BETA/A-LIFE |  |  |  | 1 | Optilex GX520
EQ000963 |  | Vacuum Pump |  | Vacuum pump | IKA | Logtestijn, RSP van | VU/F/BETA/A-LIFE/SE | WN.MK60 | VU/F/BETA/A-LIFE/SE |  |  |  | 1 | RV05
EQ000962 |  | Freezer |  | Freezer | Liebherr | Logtestijn, RSP van | VU/F/BETA/A-LIFE/SE | WN.MK60 | VU/F/BETA/A-LIFE |  |  |  | 1 | Premium
EQ000961 |  | Extension Cable |  | Extension Cable | Zelf-Remmend | Logtestijn, RSP van | VU/F/BETA/A-LIFE/SE | WN.MK60 | VU/F/BETA/A-LIFE |  |  |  | 1 | Gilze
EQ000960 |  | Cooling Unit |  | Fan | Logota Industry | Verweij, RA | VU/F/BETA/A-LIFE/E&E | WN.N139A | VU/F/BETA/A-LIFE |  |  |  | 0 | KB905
EQ000959 |  | Magnifier Lamp |  | Magnifier lamp |  | Marien, Janine | VU/F/BETA/A-LIFE/E&E | WN.N139A | VU/F/BETA/A-LIFE/SE |  |  |  | 1
EQ000958 |  | Cooling Unit |  | Tower Fan | SMC | Verweij, RA | VU/F/BETA/A-LIFE/E&E | WN.N139A | VU/F/BETA/A-LIFE |  |  |  | 0 | TWF6
EQ000957 |  | Lamp |  | Lamp |  | Marien, Janine | VU/F/BETA/A-LIFE/E&E | WN.N139A | VU/F/BETA/A-LIFE |  |  |  | 1
EQ000956 |  | Lamp |  | Lamp |  | Marien, Janine | VU/F/BETA/A-LIFE/E&E | WN.N139A | VU/F/BETA/A-LIFE |  |  |  | 0
EQ000955 |  | Shaker/Mixer |  | Mixer Braun | Braun | Marien, Janine | VU/F/BETA/A-LIFE/E&E | WN.N139A | VU/F/BETA/A-LIFE |  |  |  | 1 | 4142
EQ000954 |  | Cooling Unit |  | Fan | Inventum | Verweij, RA | VU/F/BETA/A-LIFE/E&E | WN.N139B | VU/F/BETA/A-LIFE |  |  |  | 0
EQ000953 |  | Shaker/Mixer |  | Mixer Braun | Braun | Marien, Janine | VU/F/BETA/A-LIFE/E&E | WN.N139A | VU/F/BETA/A-LIFE |  |  |  | 1
EQ000952 |  | Shaker/Mixer |  | Blander Braun | Braun | Marien, Janine | VU/F/BETA/A-LIFE/E&E | WN.N139A | VU/F/BETA/A-LIFE |  |  |  | 1
EQ000951 |  | Generator |  | Portable Generator | Honda Motor | Verweij, RA | VU/F/BETA/A-LIFE/E&E | WN.N139B | VU/F/BETA/A-LIFE |  |  |  | 1 | EU10
EQ000950 | 008372 | Centrifuge |  | Centrifuge | MSE | Marien, Janine | VU/F/BETA/A-LIFE/E&E | WN.N139A | VU/F/BETA/A-LIFE |  |  |  | 1 | Falcon 6300
EQ000949 |  | Magnifier Lamp |  | Magnifier lamp | VU | Marien, Janine | VU/F/BETA/A-LIFE/E&E | WN.N139A | VU/F/BETA/A-LIFE/E&E |  |  |  | 1
EQ000948 |  | Thermostat |  | Digital Thermostat | Biogreen | Verweij, RA | VU/F/BETA/A-LIFE/E&E | WN.N139B | VU/F/BETA/A-LIFE |  |  |  | 1 | Thermo 1
EQ000947 |  | Lamp |  | Lamp | Ledu | Marien, Janine | VU/F/BETA/A-LIFE/E&E | WN.N139A | VU/F/BETA/A-LIFE/E&E |  |  |  | 1 | 27
EQ000946 |  | Thermostat |  | Digital Thermostat | Biogreen | Verweij, RA | VU/F/BETA/A-LIFE/E&E | WN.N139B | VU/F/BETA/A-LIFE |  |  |  | 1 | Thermo 1
EQ000945 |  | Water Bath |  | Water bath | GFL | Marien, Janine | VU/F/BETA/A-LIFE/E&E | WN.N139A | VU/F/BETA/A-LIFE |  |  |  | 0 | 1004
EQ000944 |  | Oven |  | Stove | Venticell | Marien, Janine | VU/F/BETA/A-LIFE/E&E | O2.02E69 | - |  |  |  | 1
EQ000943 |  | Generator |  | Portable Generator | Honda Motor | Verweij, RA | VU/F/BETA/A-LIFE/E&E | WN.N139B | VU/F/BETA/A-LIFE |  |  |  | 1 | EX650
EQ000942 |  | Shaker/Mixer |  | Seed shaker | Retsch | Marien, Janine | VU/F/BETA/A-LIFE/E&E | WN.N139A | VU/F/BETA/A-LIFE |  |  |  | 1
EQ000941 |  | Generator |  | Personal Power Generator | Yamaha | Verweij, RA | VU/F/BETA/A-LIFE/E&E | WN.N139B | VU/F/BETA/A-LIFE |  |  |  | 1 | EF600
EQ000940 |  | Balance |  | Mettler Toledo | Mettler (Toledo) | Marien, Janine | VU/F/BETA/A-LIFE/E&E | WN.N139A | VU/F/BETA/A-LIFE/E&E |  |  |  | 1 | Monobloc
EQ000939 |  | Manometer |  | Manometer | Eijkel | Marien, Janine | VU/F/BETA/A-LIFE/E&E | WN.N139B | VU/F/BETA/A-LIFE |  |  |  | 1
EQ000938 |  | Pump/Compressor |  | Water pump | Honda Motor | Verweij, RA | VU/F/BETA/A-LIFE/E&E | WN.N139B | VU/F/BETA/A-LIFE |  |  |  | 1 | WX10
EQ000937 |  | Pump/Compressor |  | Motor Waterpump | Honda Motor | Verweij, RA | VU/F/BETA/A-LIFE/E&E | WN.N139B | VU/F/BETA/A-LIFE |  |  |  | 1 | WX10
EQ000936 |  | Extension Cable |  | Extension Cable | Kema Keur | Verweij, RA | VU/F/BETA/A-LIFE/E&E | WN.N139B | VU/F/BETA/A-LIFE |  |  |  | 1
EQ000935 |  | Lamp |  | Old lamps |  | Marien, Janine | VU/F/BETA/A-LIFE/E&E | WN.N139B | VU/F/BETA/A-LIFE/E&E |  |  |  | 1
EQ000934 |  | Lamp |  | Lamp | Firefly | Marien, Janine | VU/F/BETA/A-LIFE/E&E | WN.N139B | VU/F/BETA/A-LIFE/E&E |  |  |  | 1
EQ000933 |  | Shredder |  | Chipper | Retsch | Marien, Janine | VU/F/BETA/A-LIFE/E&E | WN.N139B | VU/F/BETA/A-LIFE |  |  |  | 1
EQ000932 |  | Saw |  | Band Saw | Black & Decker | Verweij, RA | VU/F/BETA/A-LIFE/E&E | WN.N139B | VU/F/BETA/A-LIFE |  |  |  | 1
EQ000931 |  | Sealer |  | Capping Station | CEM | Verweij, RA | VU/F/BETA/A-LIFE/E&E | WN.N139E | VU/F/BETA/A-LIFE |  |  |  | 1
EQ000930 |  | Balance |  | Balance | Mettler (Toledo) | Verweij, RA | VU/F/BETA/A-LIFE/E&E | WN.N139E | VU/F/BETA/A-LIFE |  |  |  | 1 | PC 180
EQ000929 |  | Radio |  | Radio | Philips | Marien, Janine | VU/F/BETA/A-LIFE/E&E | WN.N139C | VU/F/BETA/A-LIFE/E&E |  |  |  | 0
EQ000928 |  | Transformer |  | Ac transformer | VU | Marien, Janine | VU/F/BETA/AEW/DEW/2971E | WN.N139C | VU/F/BETA/A-LIFE |  |  |  | 0
EQ000927 |  | Shaker/Mixer |  | Blender | Siemens | Marien, Janine | VU/F/BETA/A-LIFE/E&E | WN.N139E | VU/F/BETA/AEW/DEW/2971E |  |  |  | 1
EQ000926 |  | Radio |  | Radio RDS | LG | Verweij, RA | VU/F/BETA/A-LIFE/E&E | WN.N139E | VU/F/BETA/A-LIFE |  |  |  | 1 | FFH-170
EQ000925 |  | Boiler |  | Boiler | Daalderop (itho) | Marien, Janine | VU/F/BETA/A-LIFE/E&E | WN.N139E | VU/F/BETA/AEW/DEW/2971E |  |  |  | 1 | MONO KOPER
EQ000924 |  | Balance |  | Balance | Ohaus | Marien, Janine | VU/F/BETA/A-LIFE/E&E | WN.N139E | VU/F/BETA/A-LIFE/E&E |  |  |  | 1 | AX4202
EQ000923 |  | Balance |  | Balance TE2101 | Sartorius | Marien, Janine | VU/F/BETA/A-LIFE/E&E | WN.N139E | VU/F/BETA/A-LIFE |  |  |  | 1 | TE2101
EQ000922 |  | Oven |  | Oven | VU | Verweij, RA | VU/F/BETA/A-LIFE/E&E | WN.N139E | VU/F/BETA/A-LIFE |  |  |  | 0 | 035 6331
EQ000921 |  | Shaker/Mixer |  | Shaker SM25 | Edmund Bühler | Verweij, RA | VU/F/BETA/A-LIFE/E&E | WN.N139E | VU/F/BETA/A-LIFE |  |  |  | 1 | SM 25
EQ000920 |  | Oven |  | Stove | Binder | Marien, Janine | VU/F/BETA/A-LIFE/E&E | WN.N139E | VU/F/BETA/A-LIFE |  |  |  | 1 | 7200
EQ000919 |  | Lamp |  | Lamp | Kumewa | Marien, Janine | VU/F/BETA/A-LIFE/E&E | WN.N149 | VU/F/BETA/A-LIFE |  |  |  | 1
EQ000918 |  | Lamp |  | Lamp | Kumewa | Marien, Janine | VU/F/BETA/A-LIFE/E&E | WN.N149 | VU/F/BETA/A-LIFE |  |  |  | 1
EQ000917 |  | Microscope |  | Microscope Slide Microtome | Leica | Verweij, RA | VU/F/BETA/A-LIFE/E&E | O2.02E79 | - |  |  |  | 1 | Jung RM 2035
EQ000916 |  | Lamp |  | Lamp | Kumewa | Marien, Janine | VU/F/BETA/A-LIFE/E&E | WN.N149 | VU/F/BETA/A-LIFE |  |  |  | 1
EQ000915 |  | Lamp |  | Lamp | Kumewa | Marien, Janine | VU/F/BETA/A-LIFE/E&E | WN.N149 | VU/F/BETA/A-LIFE |  |  |  | 1
EQ000914 |  | Block Heater |  | Heater block | Inventum | Verweij, RA | VU/F/BETA/A-LIFE/E&E | WN.N149 | VU/F/BETA/A-LIFE |  |  |  | 1 | 7960
EQ000913 |  | Freezer |  | Freezer Comfort | Liebherr | Marien, Janine | VU/F/BETA/A-LIFE/E&E | WN.N149 | VU/F/BETA/A-LIFE/E&E |  |  |  | 1
EQ000912 | 158 | Freezer |  | Freezer Premium | Liebherr | Marien, Janine | VU/F/BETA/A-LIFE/E&E | WN.N149 | VU/F/BETA/A-LIFE/E&E |  |  |  | 1 | Premium
EQ000911 |  | Water Bath |  | Waterbath | Lauda | Verweij, RA | VU/F/BETA/A-LIFE/E&E | WN.N149 | VU/F/BETA/A-LIFE |  |  |  | 0 | T-
EQ000910 |  | Water Bath |  | Waterbath | Lauda | Verweij, RA | VU/F/BETA/A-LIFE/E&E | WN.N149 | VU/F/BETA/A-LIFE |  |  |  | 1 | T-
EQ000909 | 159 | Freezer |  | Freezer Premium | Liebherr | Marien, Janine | VU/F/BETA/A-LIFE/E&E | WN.N149 | VU/F/BETA/A-LIFE |  |  |  | 1 | Premium
EQ000908 | 161 | Fridge |  | Freezer Premium | Liebherr | Marien, Janine | VU/F/BETA/A-LIFE/E&E | WN.N149 | VU/F/BETA/A-LIFE |  |  |  | 1 | Premium
EQ000907 |  | Water Bath |  | Water Bath Heater | Julabo | Verweij, RA | VU/F/BETA/A-LIFE/E&E | WN.N149 | VU/F/BETA/A-LIFE |  |  |  | 0 | HC
EQ000906 |  | Flow Analyzer |  | Multichannel pump | Watson Marlow | Marien, Janine | VU/F/BETA/A-LIFE/E&E | WN.N149 | VU/F/BETA/A-LIFE |  |  |  | 1 | 205S
EQ000905 |  | Cooling Unit |  | Immersion Cooler | Julabo | Verweij, RA | VU/F/BETA/A-LIFE/E&E | WN.N149 | VU/F/BETA/A-LIFE |  |  |  | 1 | FT 200
EQ000904 |  | Microscope |  | Microscope Olympius CK2 | Olympus | Marien, Janine | VU/F/BETA/A-LIFE/E&E | WN.N149 | VU/F/BETA/A-LIFE/E&E |  |  |  | 0 | CK2
EQ000903 |  | Magnifier Lamp |  | Magnifier Lamp |  | Verweij, RA | VU/F/BETA/A-LIFE/E&E | WN.N149 | VU/F/BETA/A-LIFE |  |  |  | 0 | 8069
EQ000902 |  | Magnifier Lamp |  | Magnifier Lamp |  | Verweij, RA | VU/F/BETA/A-LIFE/E&E | WN.N149 | VU/F/BETA/A-LIFE |  |  |  | 0 | 8069
EQ000901 |  | Computer |  | Personal Computer | Hewlett Packard (HP) | Verweij, RA | VU/F/BETA/A-LIFE/E&E | WN.N149 | VU/F/BETA/A-LIFE |  |  |  | 1
EQ000900 |  | Computer |  | Personal Computer | Hermac | Verweij, RA | VU/F/BETA/A-LIFE/E&E | WN.N149 | VU/F/BETA/A-LIFE |  |  |  | 1
EQ000899 |  | Computer |  | Personal Computer | Hewlett Packard (HP) | Verweij, RA | VU/F/BETA/A-LIFE/E&E | WN.N149 | VU |  |  |  | 1 | Vectra VE
EQ000898 | LAB IVM PC26 | Computer |  | Personal Computer |  | Verweij, RA | VU/F/BETA/A-LIFE/E&E | WN.N149 | VU/F/BETA/A-LIFE |  |  |  | 1 | 32x Max
EQ000897 | MONO5-008 | Computer |  | Personal Computer | Dell | Verweij, RA | VU/F/BETA/A-LIFE/E&E | WN.N149 | VU/F/BETA/A-LIFE |  |  |  | 1 | Precision 370
EQ000896 |  | Transformer |  | Voltage Transformer |  | Verweij, RA | VU/F/BETA/A-LIFE/E&E | WN.N149 | VU/F/BETA/A-LIFE |  |  |  | 0
EQ000895 |  | Transformer |  | Voltage Transformer |  | Verweij, RA | VU/F/BETA/A-LIFE/E&E | WN.N149 | VU/F/BETA/A-LIFE |  |  |  | 0
EQ000894 |  | Transilluminator |  | Illuminator | Pharmacia Biotech | Marien, Janine | VU/F/BETA/A-LIFE/E&E | WN.N182 | VU/F/BETA/A-LIFE |  |  |  | 0 | Reproset
EQ000893 | SL4514 | Freezer |  | Fridge | Liebherr | Marien, Janine | VU/F/BETA/A-LIFE/E&E | WN.N182 | VU/F/BETA/A-LIFE |  |  |  | 1
EQ000892 | 012373 | Incubator |  | Incubator | Lucky Reptile | Marien, Janine | VU/F/BETA/A-LIFE/E&E | O2.02E19 | VU/F/BETA/A-LIFE |  |  |  | 1 | HN-2
EQ000891 |  | pH Meter |  | Ph-meter | WTW | Marien, Janine | VU/F/BETA/A-LIFE/E&E | O2.02E27 | - |  |  |  | 1 | PH7110
EQ000890 |  | Freezer |  | Freezer | Liebherr | Marien, Janine | VU/F/BETA/A-LIFE/E&E | WN.N182 | VU/F/BETA/A-LIFE |  |  |  | 1
EQ000889 | 008073 | Oven |  | Oven | Inventum | Marien, Janine | VU/F/BETA/A-LIFE/E&E | WN.N182 | VU/F/BETA/A-LIFE |  |  |  | 1
EQ000888 | SL4547 | Freezer |  | Freezer | Liebherr | Marien, Janine | VU/F/BETA/A-LIFE/E&E | WN.N182 | VU/F/BETA/A-LIFE |  |  |  | 1
EQ000887 | SL4539 | Freezer |  | Freezer -20 | Liebherr | Marien, Janine | VU/F/BETA/A-LIFE/E&E | WN.N182 | VU/F/BETA/A-LIFE |  |  |  | 1
EQ000886 |  | Microscope |  | Microscope | Olympus | Marien, Janine | VU/F/BETA/A-LIFE/E&E | WN.N182 | VU/F/BETA/A-LIFE |  |  |  | 1 | SD30
EQ000885 | SL4532 | Fridge |  | Fridge | Liebherr | Marien, Janine | VU/F/BETA/A-LIFE/E&E | WN.N182 | VU/F/BETA/A-LIFE |  |  |  | 1
EQ000884 | 005026 | Cold light source |  | Cold Light Source | Schott | Marien, Janine | VU/F/BETA/A-LIFE/E&E | WN.N182 | VU/F/BETA/A-LIFE |  |  |  | 1 | KL 1500 LCD
EQ000883 |  | Stirrer motor |  | Stirrer motor | IKA | Marien, Janine | VU/F/BETA/A-LIFE/E&E | WN.N182 | VU/F/BETA/A-LIFE |  |  |  | 1 | RE 16
EQ000882 |  | Fluorescence Detector |  | Qubit 2.0 | Invitrogen | Marien, Janine | VU/F/BETA/A-LIFE/E&E | O2.02E19 | VU/F/BETA/A-LIFE |  |  |  | 1 | Qubit 2.0
EQ000881 | 038605 | Computer |  | PC | ThinkCentre | Marien, Janine | VU/F/BETA/A-LIFE/E&E | O2.02E19 | VU/F/BETA/A-LIFE |  |  |  | 1 | MT-M 10Fx-S0PK00
EQ000880 |  | Computer |  | PC | IBM | Marien, Janine | VU/F/BETA/A-LIFE/E&E | WN.N182 | VU/F/BETA/A-LIFE |  |  |  | 0 | XP proffesional 1-2CPU
EQ000879 |  | Laminar Air Flow Cabinet |  | Laminar flow cabinet | Kojair | Marien, Janine | VU/F/BETA/A-LIFE/E&E | WN.N182 | VU/F/BETA/A-LIFE |  |  |  | 1 | KR-125 Safety
EQ000878 |  | Gas Burner |  | Gas Burner | WLD-Tec | Marien, Janine | VU/F/BETA/A-LIFE/E&E | WN.N182 | VU/F/BETA/A-LIFE |  |  |  | 1
EQ000877 |  | Cooling Unit |  | Fan | Rovex | Marien, Janine | VU/F/BETA/A-LIFE/E&E | WN.N182 | VU/F/BETA/A-LIFE |  |  |  | 0
EQ000876 |  | Cooling Unit |  | Fan | Rovex | Marien, Janine | VU/F/BETA/A-LIFE/E&E | WN.N182 | VU/F/BETA/A-LIFE |  |  |  | 1
EQ000875 |  | Ultrasonic Cleaner |  | Sonicator | Julabo | Marien, Janine | VU/F/BETA/A-LIFE/E&E | WN.N182 | VU/F/BETA/A-LIFE |  |  |  | 1
EQ000874 |  | Telephone |  | Telephone | Telecom | Marien, Janine | VU/F/BETA/A-LIFE/SE | WN.N182 | VU/F/BETA/A-LIFE |  |  |  | 1
EQ000873 |  | Centrifuge |  | Plate centrifuge | Hermle | Marien, Janine | VU/F/BETA/A-LIFE/E&E | O2.02E19 | VU/F/BETA/A-LIFE |  |  |  | 1 | Z300
EQ000872 |  | Vortex |  | Vortex | IKA | Marien, Janine | VU/F/BETA/A-LIFE/E&E | O2.02E19 | VU/F/BETA/A-LIFE |  |  |  | 1 | VG3 S000
EQ000871 |  | Rotaphor |  | Rotaphor controller | Biometra | Marien, Janine | VU/F/BETA/A-LIFE/E&E | WN.N182 | VU/F/BETA/A-LIFE |  |  |  | 0
EQ000870 |  | Centrifuge |  | Mini centrifuge | Thermo Fisher Scientific | Marien, Janine | VU/F/BETA/A-LIFE/E&E | O2.02E19 | VU/F/BETA/A-LIFE |  |  |  | 1 | 3722L
EQ000869 |  | Rotaphor |  | Rotaphor | Biometra | Marien, Janine | VU/F/BETA/A-LIFE/E&E | WN.N182 | VU/F/BETA/A-LIFE |  |  |  | 0
EQ000868 |  | Pipette |  | Handystep Pipette | Brand | Marien, Janine | VU/F/BETA/A-LIFE/E&E | WN.N182 | VU/F/BETA/A-LIFE |  |  |  | 0 | HandyStep
EQ000867 | 006209 | Stove |  | Drying stove | Binder | Marien, Janine | VU/F/BETA/A-LIFE/E&E | O2.02E26 | VU/F/BETA/A-LIFE/E&E |  |  |  | 1 | B115
EQ000866 |  | Radio |  | Radio | LG | Marien, Janine | VU/F/BETA/A-LIFE/E&E | WN.N182 | VU/F/BETA/A-LIFE |  |  |  | 1
EQ000865 |  | Extension Cable |  | Extension Cable | Intertek | Marien, Janine | VU/F/BETA/A-LIFE/E&E | WN.N182 | VU/F/BETA/A-LIFE |  |  |  | 1 | H05VV-F 3G1
EQ000864 |  | Autoclave |  | Autoclave | Astell | Marien, Janine | VU/F/BETA/A-LIFE/E&E | O2.02E26 | VU/F/BETA/A-LIFE |  |  |  | 1 | LAB070
EQ000863 |  | Centrifuge |  | Mini centrifuge | Thermo Fisher Scientific | Marien, Janine | VU/F/BETA/A-LIFE/E&E | O2.02E19 | VU/F/BETA/A-LIFE |  |  |  | 1
EQ000862 |  | Thermal Cycler / PCR System |  | Thermal cycler Biometra | Biometra | Marien, Janine | VU/F/BETA/A-LIFE/E&E | O2.02E29 | - |  |  |  | 1 | Tgradient
EQ000861 |  | Photoscanner |  | Epson Perfection Scanner | Epson | Marien, Janine | VU/F/BETA/A-LIFE/E&E | WN.N182 | VU/F/BETA/A-LIFE |  |  |  | 0 | Perfection 1260 Photo
EQ000860 |  | Thermal Cycler / PCR System |  | Thermocycler | Biometra | Marien, Janine | VU/F/BETA/A-LIFE/E&E | WN.N182 | VU/F/BETA/A-LIFE |  |  |  | 0 | T3
EQ000859 |  | Vortex |  | Vortex | Salmenkipp | Marien, Janine | VU/F/BETA/A-LIFE/E&E | WN.N182 | VU/F/BETA/A-LIFE |  |  |  | 1
EQ000858 |  | Vortex |  | Vortex Labinco | Labinco | Marien, Janine | VU/F/BETA/A-LIFE | O2.02E19 | VU/F/BETA/A-LIFE |  |  |  | 1 | L46
EQ000857 |  | Magnetic Stirrer |  | Stirrer | Skalenwert | Marien, Janine | VU/F/BETA/A-LIFE/E&E | O2.02E27 | VU/F/BETA/A-LIFE |  |  |  | 1
EQ000856 |  | Centrifuge |  | Minicentrifuge Galaxy mini | VWR | Marien, Janine | VU/F/BETA/A-LIFE/E&E | O2.02E19 | VU/F/BETA/A-LIFE |  |  |  | 1 | Galaxy mini
EQ000855 |  | Blotter |  | Vacuum Blotter | Bio-Rad | Marien, Janine | VU/F/BETA/A-LIFE/E&E | WN.N182 | VU/F/BETA/A-LIFE |  |  |  | 0 | 785
EQ000854 |  | Centrifuge |  | Mini centrifuge | Salmenkipp | Marien, Janine | VU/F/BETA/A-LIFE/E&E | O2.02E19 | VU/F/BETA/A-LIFE |  |  |  | 1 | 4001
EQ000853 |  | Centrifuge |  | Centrifuge met koeling | Eppendorf | Marien, Janine | VU/F/BETA/A-LIFE/E&E | O2.02E19 | VU/F/BETA/A-LIFE/E&E |  |  |  | 1 | 5424R
EQ000852 |  | Block Heater |  | Standard Heatblock | VWR | Marien, Janine | VU/F/BETA/A-LIFE/E&E | WN.N182 | VU/F/BETA/A-LIFE |  |  |  | 1 | 13259-042
EQ000851 |  | Power Supply |  | Power supply | Bio-Rad | Marien, Janine | VU/F/BETA/A-LIFE/E&E | O2.02E29 | - |  |  |  | 1 | PAC300
EQ000850 |  | Electrophoresis Power Supply |  | Electrophoresis Power Supply | Elchrom | Marien, Janine | VU/F/BETA/A-LIFE/E&E | WN.N182 | VU/F/BETA/A-LIFE/E&E |  |  |  | 1 | GEPS 200/2000
EQ000849 |  | Electrophoresis Power Supply |  | Electrophoresis Power Supply | Elchrom | Marien, Janine | VU/F/BETA/A-LIFE/E&E | WN.N182 | VU/F/BETA/A-LIFE/E&E |  |  |  | 1 | GEPS 200/2000
EQ000848 |  | Centrifuge |  | Centrifuge 5424 | Eppendorf | Marien, Janine | VU/F/BETA/A-LIFE/E&E | O2.02E19 | - |  |  |  | 1 | 5424
EQ000847 | 005783 | Power Supply |  | Power supply | Bio-Rad | Marien, Janine | VU/F/BETA/A-LIFE/E&E | O2.02E29 | - |  |  |  | 1 | PAC300
EQ000846 |  | Block Heater |  | Standard Heatblock | VWR | Marien, Janine | VU/F/BETA/A-LIFE/E&E | WN.N182 | VU/F/BETA/A-LIFE |  |  |  | 1 | 13259-042
EQ000845 |  | Pump/Compressor |  | Pump delay controller | Elchrom | Marien, Janine | VU/F/BETA/A-LIFE/E&E | WN.N182 | VU/F/BETA/A-LIFE |  |  |  | 1
EQ000844 |  | Bioanalyzer |  | BioAnalyzer | Agilent | Marien, Janine | VU/F/BETA/A-LIFE/E&E | O2.02E19 | VU/F/BETA/A-LIFE |  |  |  | 1 | 2100 - G2939A
EQ000843 |  | Vacuum Pump |  | Electric Motor Pump | KNF | Marien, Janine | VU/F/BETA/A-LIFE/E&E | WN.N182 | VU/F/BETA/A-LIFE |  |  |  | 0 | VDE 0530
EQ000842 |  | Vacuum Pump |  | Electric Motor Pump | KNF | Marien, Janine | VU/F/BETA/A-LIFE/E&E | O2.02E19 | - |  |  |  | 1 | VDE 0530
EQ000841 |  | Thermostat |  | Recirculating chiller thermostat | Lauda | Marien, Janine | VU/F/BETA/A-LIFE/E&E | WN.N182 | VU/F/BETA/A-LIFE/E&E |  |  |  | 1 | RE104
EQ000840 |  | Vortex |  | Test Tube Shaker | Labinco | Marien, Janine | VU/F/BETA/A-LIFE/E&E | WN.N182 | VU/F/BETA/A-LIFE |  |  |  | 0 | L46
EQ000839 |  | Centrifuge |  | Centrifuge 5415D | Eppendorf | Marien, Janine | VU/F/BETA/A-LIFE/E&E | WN.N182 | VU/F/BETA/A-LIFE |  |  |  | 1 | 5415D
EQ000838 |  | Balance |  | Balance 1500 | Sartorius | Marien, Janine | VU/F/BETA/A-LIFE/E&E | O2.02E29 | VU/F/BETA/A-LIFE |  |  |  | 1 | 1500 S
EQ000837 |  | Water Bath |  | Shaking Water Bath | GFL | Marien, Janine | VU/F/BETA/A-LIFE/E&E | O2.02E19 | - |  |  |  | 1 | 1092
EQ000836 |  | Magnetic Stirrer |  | Magnetic rotor RH | IKA | Marien, Janine | VU/F/BETA/A-LIFE/E&E | O2.02E27 | VU/F/BETA/A-LIFE |  |  |  | 1 | RH
EQ000835 | 005580 | Gel imager |  | UV device | Vilber Lourmat | Marien, Janine | VU/F/BETA/A-LIFE/E&E | O2.02E29 | VU/F/BETA/A-LIFE |  |  |  | 1 | TFX-20 MC
EQ000834 |  | Shaker/Mixer |  | Incubator Shaker | New Brunswick Scientific | Marien, Janine | VU/F/BETA/A-LIFE/E&E | O2.02E19 | - |  |  |  | 1 | Innova 4000
EQ000833 |  | Microwave oven |  | Microwave | Sharp | Marien, Janine | VU/F/BETA/A-LIFE/E&E | O2.02E29 | - |  |  |  | 1 | R-963S
EQ000832 |  | Water Bath |  | Waterbath | Julabo | Marien, Janine | VU/F/BETA/A-LIFE/E&E | O2.02E19 | VU/F/BETA/A-LIFE |  |  |  | 1 | TWB 14
EQ000831 |  | Gel imager |  | Gel imaging system | Syngene | Marien, Janine | VU/F/BETA/A-LIFE/E&E | O2.02E29 | VU/F/BETA/A-LIFE |  |  |  | 1 | UGENIUS
EQ000830 |  | Vortex |  | Vortex | IKA | Marien, Janine | VU/F/BETA/A-LIFE/E&E | WN.N182 | VU/F/BETA/A-LIFE |  |  |  | 1 | MS3BS36
EQ000829 |  | Thermal Cycler / PCR System |  | Thermal Cycler T100 | Bio-Rad | Marien, Janine | VU/F/BETA/A-LIFE/E&E | O2.02E29 | VU/F/BETA/A-LIFE |  |  |  | 1 | T100
EQ000828 |  | Thermal Cycler / PCR System |  | Thermocycler CFX96 | Bio-Rad | Marien, Janine | VU/F/BETA/A-LIFE/E&E | O2.02E29 | VU/F/BETA/A-LIFE/E&E |  |  |  | 1 | CFX96
EQ000827 |  | Centrifuge |  | MiniStar | VWR | Marien, Janine | VU/F/BETA/A-LIFE/E&E | WN.N182 | VU/F/BETA/A-LIFE |  |  |  | 1 | Ministar EU
EQ000826 | 048617 | Computer |  | PC | Dell | Marien, Janine | VU/F/BETA/A-LIFE/E&E | O2.02E29 | - |  |  |  | 1 | Optiplex 3060
EQ000825 |  | Spectrometer |  | NanoDrop | Thermo Fisher Scientific | Marien, Janine | VU/F/BETA/A-LIFE/E&E | O2.02E19 | VU/F/BETA/A-LIFE |  |  |  | 1 | 2000
EQ000824 | 007374 | Thermal Cycler / PCR System |  | Thermal cycler MJ research | MJ Research, Inc | Marien, Janine | VU/F/BETA/A-LIFE | O2.02E29 | VU/F/BETA/A-LIFE |  |  |  | 1 | PTC-100
EQ000823 |  | Microscope |  | Microscope | Reichert | Verweij, RA | VU/F/BETA/A-LIFE/E&E | WN.N162 | - |  |  |  | 1
EQ000822 |  | Hot Plate |  | Hot Plate | Gerhardt | Verweij, RA | VU/F/BETA/A-LIFE/E&E | WN.N162 | VU/F/BETA/A-LIFE |  |  |  | 0
EQ000821 |  | Hot Plate |  | Hot Plate | Stuart Scientific | Verweij, RA | VU/F/BETA/A-LIFE/E&E | O2.02E69 | VU/F/BETA/A-LIFE |  |  |  | 1
EQ000820 |  | Microscope |  | Microscope | Carl Zeiss | Verweij, RA | VU/F/BETA/A-LIFE/E&E | WN.N162 | VU/F/BETA/A-LIFE |  |  |  | 0
EQ000819 |  | Cold light source |  | Light Source Ring | Volpi | Verweij, RA | VU/F/BETA/A-LIFE/E&E | O2.02E79 | - |  |  |  | 1 | Intralux 4000
EQ000818 |  | Balance |  | Balance | Mettler (Toledo) | Verweij, RA | VU/F/BETA/A-LIFE/E&E | WN.N162 | VU/F/BETA/A-LIFE |  |  |  | 1
EQ000817 |  | Camera |  | Microscope 1 Camera | Olympus | Verweij, RA | VU/F/BETA/A-LIFE/E&E | O2.02E79 | - |  |  |  | 1 | SC 180
EQ000816 |  | Shaker/Mixer |  | Mini shaker | Gerhardt | Verweij, RA | VU/F/BETA/A-LIFE/E&E | O2.02E19 | VU/F/BETA/A-LIFE |  |  |  | 1 | PS-3D
EQ000815 |  | Microscope |  | Microscope 1 | Olympus | Verweij, RA | VU/F/BETA/A-LIFE/E&E | O2.02E79 | - |  |  |  | 1 | SZX10
EQ000814 |  | Camera |  | Light microscope 1 Camera | Olympus | Verweij, RA | VU/F/BETA/A-LIFE/E&E | O2.02E79 | - |  |  |  | 1 | SC30
EQ000813 |  | Microscope |  | Light Microscope 1 | Olympus | Verweij, RA | VU/F/BETA/A-LIFE/E&E | O2.02E79 | - |  |  |  | 1 | CX41
EQ000812 |  | Microscope |  | Microscope 7 | Wild Heerbrugg | Verweij, RA | VU/F/BETA/A-LIFE/E&E | O2.02E79 | - |  |  |  | 1
EQ000811 |  | Microscope |  | Microscope 5 | Wild Heerbrugg | Verweij, RA | VU/F/BETA/A-LIFE/E&E | O2.02E79 | - |  |  |  | 1 | MSA
EQ000810 |  | Block Heater |  | Heating block | Heidolph | Verweij, RA | VU/F/BETA/A-LIFE/E&E | WN.N162 | VU/F/BETA/A-LIFE |  |  |  | 1
EQ000809 | LBG-MM-DI-38 | Peristaltic Pump |  | Minipuls Peristaltic pump | Gilson | Verweij, RA | VU/F/BETA/A-LIFE/E&E | WN.N162 | VU/F/BETA/A-LIFE |  |  |  | 1 | Minipuls 2
EQ000808 |  | Microscope |  | Microscope 3 "the Florrie" | Leica | Verweij, RA | VU/F/BETA/A-LIFE/E&E | O2.02E79 | - |  |  |  | 1 | MZ12.5
EQ000807 |  | Balance |  | Balance | Sartorius | Verweij, RA | VU/F/BETA/A-LIFE/E&E | WN.N162 | VU/F/BETA/A-LIFE |  |  |  | 1
EQ000806 |  | Cold light source |  | Light Source LED | Schott | Verweij, RA | VU/F/BETA/A-LIFE/E&E | O2.02E79 | - |  |  |  | 1 | KL 1600 LED
EQ000805 |  | Water Bath |  | Water bath | Julabo | Verweij, RA | VU/F/BETA/A-LIFE/E&E | WN.N182 | VU/F/BETA/A-LIFE |  |  |  | 1 | TW12
EQ000804 | 012309 | Vortex |  | Vortex | IKA | Verweij, RA | VU/F/BETA/A-LIFE/E&E | O2.02E69 | VU/F/BETA/A-LIFE |  |  |  | 1
EQ000803 |  | Cold light source |  | Light Source LED | Olympus | Verweij, RA | VU/F/BETA/A-LIFE/E&E | O2.02E79 | - |  |  |  | 1 | KL 2500 LED
EQ000802 |  | Water Bath |  | Water bath | Julabo | Verweij, RA | VU/F/BETA/A-LIFE/E&E | WN.N142 | VU/F/BETA/A-LIFE |  |  |  | 1
EQ000801 |  | Cold light source |  | Light Source LED | Olympus | Verweij, RA | VU/F/BETA/A-LIFE/E&E | O2.02E79 | - |  |  |  | 1 | KL 1600 LED
EQ000800 |  | Vortex |  | Vortex | IKA | Verweij, RA | VU/F/BETA/A-LIFE/E&E | O2.02E27 | VU/F/BETA/A-LIFE |  |  |  | 1
EQ000799 |  | Microscope |  | Microscope 6 | Leica | Verweij, RA | VU/F/BETA/A-LIFE/E&E | O2.02E79 | - |  |  |  | 1 | Leica EZ4
EQ000798 |  | Cold light source |  | Fiber Optic Light Source | Leica | Verweij, RA | VU/F/BETA/A-LIFE/E&E | O2.02E17A | VU/F/BETA/A-LIFE/E&E |  |  |  | 1 | KL 1500
EQ000797 |  | Cold light source |  | Light Source | Leica | Verweij, RA | VU/F/BETA/A-LIFE/E&E | O2.02E79 | - |  |  |  | 1 | KL 1500
EQ000796 |  | Centrifuge |  | Mini centrifuge | VWR | Verweij, RA | VU/F/BETA/A-LIFE/E&E | O2.02E27 | - |  |  |  | 1
EQ000795 |  | Freezer |  | Liebherr Freezer | Liebherr | Verweij, RA | VU/F/BETA/A-LIFE/E&E | WN.N162 | - |  |  |  | 1 | Premium
EQ000794 |  | Balance |  | Sartorius Supermicro Balance | Sartorius | Verweij, RA | VU/F/BETA/A-LIFE/E&E | WN.N162 | - |  |  |  | 1 | Supermicro S4
EQ000793 |  | Balance |  | Sartorius Balance | Sartorius | Verweij, RA | VU/F/BETA/A-LIFE/E&E | O2.02E69 | - |  |  |  | 1 | R160P
EQ000792 | 943791 | Microscope |  | Olympus Electric Binocular Microscope | Olympus | Verweij, RA | VU/F/BETA/A-LIFE/E&E | WN.N162 | - |  |  |  | 1 | CHB
EQ000791 |  | Hot Plate |  | Inventum Hot Plate | Inventum | Verweij, RA | VU/F/BETA/A-LIFE/E&E | WN.N162 | - |  |  |  | 0 | 4-68
EQ000790 |  | Microtome |  | Microm Microtome | Microm | Verweij, RA | VU/F/BETA/A-LIFE/E&E | O2.02E65 | - |  |  |  | 1 | HM 355
EQ000789 |  | Chromatography Interface |  | Dionex Chromatography Interface | Dionex | Verweij, RA | VU/F/BETA/A-LIFE/E&E | WN.N162 | VU/F/BETA/A-LIFE |  |  |  | 1 | UCI-50
EQ000788 | MON10-041;022828 | Computer Monitor |  | HP Computer Monitor | Hewlett Packard (HP) | Verweij, RA | VU/F/BETA/A-LIFE/E&E | WN.N162 | - |  |  |  | 1 | LA2205wg
EQ000787 | PC99-032;023875 | Computer |  | Dell Optiplex Computer | Dell | Verweij, RA | VU/F/BETA/A-LIFE/E&E | WN.N162 | - |  |  |  | 1 | Optiplex 745
EQ000786 |  | UV/VIS Detector |  | Dionex UV/Vis Detector | Dionex | Verweij, RA | VU/F/BETA/A-LIFE/E&E | WN.N162 | VU/F/BETA/A-LIFE |  |  |  | 1 | UVD 340U
EQ000785 |  | Fluorescence Detector |  | Jasco Fluorescence Detector | Jasco | Verweij, RA | VU/F/BETA/A-LIFE/E&E | WN.N162 | VU/F/BETA/A-LIFE |  |  |  | 1 | FP-1520
EQ000784 |  | Column Oven |  | Dionex Column Compartment | Dionex | Verweij, RA | VU/F/BETA/A-LIFE/E&E | WN.N162 | VU/F/BETA/A-LIFE |  |  |  | 1 | TCC-3000
EQ000783 |  | Autosampler |  | Dionex Autosampler | Dionex | Verweij, RA | VU/F/BETA/A-LIFE/E&E | WN.N162 | VU/F/BETA/A-LIFE |  |  |  | 1 | WPS-3000SL
EQ000782 |  | HPLC Pump |  | Dionex HPLC Pump | Dionex | Verweij, RA | VU/F/BETA/A-LIFE/E&E | WN.N162 | VU/F/BETA/A-LIFE |  |  |  | 1 | LPG-3400A
EQ000781 |  | Solvent Rack |  | Dionex Solvent Rack | Dionex | Verweij, RA | VU/F/BETA/A-LIFE/E&E | WN.N162 | VU/F/BETA/A-LIFE |  |  |  | 1 | SR-3000
EQ000780 | 2371-02-262 | Centrifuge |  | Kontron Hermle Centrifuge | Kontron Analytical | Verweij, RA | VU/F/BETA/A-LIFE/E&E | WN.N162 | VU/F/BETA/A-LIFE |  |  |  | 0 | Hermle Z 325
EQ000779 |  | Centrifuge |  | Centrikon T-124 Centrifuge | Kontron Analytical | Verweij, RA | VU/F/BETA/A-LIFE/E&E | WN.N162 | - |  |  |  | 0 | Centrikon T-124
EQ000778 |  | Fridge |  | Liebherr Fridge | Liebherr | Verweij, RA | VU/F/BETA/A-LIFE/E&E | WN.N162 | - |  |  |  | 0 | Profi-Line ES
EQ000777 | 010923 | Vortex |  | IKA Vortex Genius 3 | IKA | Verweij, RA | VU/F/BETA/A-LIFE/E&E | WN.N142 | - |  |  |  | 1 | VG 3 S000
EQ000776 |  | Balance |  | Mettler PB3002 Balance | Mettler (Toledo) | Verweij, RA | VU/F/BETA/A-LIFE/E&E | O2.02E69 | - |  |  |  | 1 | PB3002-SDR
EQ000775 |  | Balance |  | Mettler AC100 Balance | Mettler (Toledo) | Verweij, RA | VU/F/BETA/A-LIFE/E&E | WN.N142 | - |  |  |  | 1 | AC 100
EQ000774 |  | Conductivity Meter |  | WTW Conductivity Meter | WTW | Logtestijn, RSP van | VU/F/BETA/A-LIFE/SE | WN.N139B | VU/F/BETA/A-LIFE |  |  |  | 1 | Cond 3110
EQ000773 |  | Diluter |  | HTZ Compudil3 Diluter | HTZ | Verweij, RA | VU/F/BETA/A-LIFE/E&E | WN.N142 | VU/F/BETA/A-LIFE |  |  |  | 1 | Compudil3
EQ000772 |  | Gas Monitor |  | EGM-5 CO2 monitor | PP Systems | Logtestijn, RSP van | VU/F/BETA/A-LIFE/SE | WN.M513 | VU/F/BETA/A-LIFE |  |  |  | 1 | EGM-5
EQ000771 |  | Hot Plate |  | Schott Hot Plate | Schott | Verweij, RA | VU/F/BETA/A-LIFE/E&E | WN.N142 | - |  |  |  | 1 | SLK 2
EQ000770 |  | Ultrasonic Cleaner |  | Sonorex Ultrasonic Bath | Bandelin | Verweij, RA | VU/F/BETA/A-LIFE/E&E | WN.N134 | - |  |  |  | 1 | Super 10P DK 512 P
EQ000769 |  | pH Meter |  | Consort pH meter | Consort | Verweij, RA | VU/F/BETA/A-LIFE/E&E | WN.N142 | - |  |  |  | 0 | p907
EQ000768 |  | Hot Plate |  | Schott Hot Plate | Schott | Verweij, RA | VU/F/BETA/A-LIFE/E&E | O2.02E69 | - |  |  |  | 1 | SLK 2
EQ000767 | 02700044 | Oven |  | Binder Oven | Binder | Verweij, RA | VU/F/BETA/A-LIFE/E&E | WN.N142 | VU/F/BETA/A-LIFE |  |  |  | 1 | ED 23
EQ000766 |  | Block Heater |  | Techne DB-3 Heating Block | Techne | Verweij, RA | VU/F/BETA/A-LIFE/E&E | WN.N142 | - |  |  |  | 0 | DB-3
EQ000765 |  | Block Heater |  | Dri-Block DB200/3 Heating Block | Techne | Verweij, RA | VU/F/BETA/A-LIFE/E&E | WN.N142 | - |  |  |  | 1 | DB200/3
EQ000764 |  | Block Heater |  | Dri-Block DB-3D Heating Block | Techne | Verweij, RA | VU/F/BETA/A-LIFE/E&E | WN.N142 | - |  |  |  | 1 | FDB03DD
EQ000763 |  | Radio |  | JVC Radio/CD-player | JVC | Verweij, RA | VU/F/BETA/A-LIFE/E&E | WN.N142 | - |  |  |  | 1 | RC-BX53SL
EQ000762 |  | Spectrometer |  | LKB 4050 Spectrophotometer | LKB | Verweij, RA | VU/F/BETA/A-LIFE/E&E | WN.N142 | VU/F/BETA/A-LIFE |  |  |  | 1 | LKB 4050 80-2091-73
EQ000761 |  | Water Bath |  | Julabo Water Bath | Julabo | Verweij, RA | VU/F/BETA/A-LIFE/E&E | WN.N142 | VU/F/BETA/A-LIFE |  |  |  | 1 | TWB20
EQ000760 |  | Fridge |  | Liebherr Fridge | Liebherr | Verweij, RA | VU/F/BETA/A-LIFE/E&E | WN.N142 | - |  |  |  | 1 | Premium Frost-Free
EQ000759 |  | Balance |  | Sartorius Balance | Sartorius | Verweij, RA | VU/F/BETA/A-LIFE/E&E | WN.N142 | - |  |  |  | 1 | 1712 MP8
EQ000758 | 010434 | Magnetic Stirrer |  | IKA Hot Plate Stirrer | IKA | Verweij, RA | VU/F/BETA/A-LIFE/E&E | WN.N142 | - |  |  |  | 1 | C-MAG HS 7 S000
EQ000757 |  | pH Meter |  | Inolab pH meter | WTW | Verweij, RA | VU/F/BETA/A-LIFE/E&E | WN.N142 | VU/F/BETA/A-LIFE |  |  |  | 1 | Inolab 7110
EQ000756 |  | Vacuum Pump |  | KNF Vacuum Pump | KNF | Verweij, RA | VU/F/BETA/A-LIFE/E&E | O2.02E69 | - |  |  |  | 1 | N 840.3 FT.40.18
EQ000755 |  | Water Filtration System |  | Milli-Q Water Purification System | Merck | Logtestijn, RSP van | VU/F/BETA/A-LIFE/E&E | O2.02W41 | VU/F/BETA/A-LIFE |  |  |  | 1 | Milli-Q Direct
EQ000754 | 0000024962 | Boiler |  | Daalderop Boiler | Daalderop (itho) | Verweij, RA | VU/F/BETA/A-LIFE/E&E | WN.N142 | - |  |  |  | 1 | Close-In 15L
EQ000753 |  | Radio |  | JVC Radio/CD-player | JVC | Verweij, RA | VU/F/BETA/A-LIFE/E&E | WN.N142 | - |  |  |  | 1 | RC-EX36S
EQ000752 |  | Balance |  | Microbalance Mettler UMT2 | Mettler (Toledo) | Verweij, RA | VU/F/BETA/A-LIFE/E&E | O2.02E79 | - |  |  |  | 1 | UMT2
EQ000751 | 100003012 | Power Supply |  | Perkin Elmer EDL Power Supply | Perkin-Elmer | Verweij, RA | VU/F/BETA/A-LIFE/E&E | O2.02W41 | VU/F/BETA/A-LIFE |  |  |  | 1 | EDL System 2
EQ000750 | 100003006 | Atomic Absorption Spectrometer |  | Perkin Elmer Atomic Absorption Spectrometer | Perkin-Elmer | Verweij, RA | VU/F/BETA/A-LIFE/E&E | O2.02W41 | VU/F/BETA/A-LIFE |  |  |  | 1 | AAnalyst 100
EQ000749 |  | Computer |  | DigitalTM Computer | Digital | Verweij, RA | VU/F/BETA/A-LIFE/E&E | O2.02W41 | - |  |  |  | 1 | Celebris B97WW
EQ000748 | 022887 | Computer Monitor |  | HP Computer Monitor | Hewlett Packard (HP) | Verweij, RA | VU/F/BETA/A-LIFE/E&E | WN.N142 | - |  |  |  | 1 | LA22205wg
EQ000747 |  | Printer |  | HP Printer | Hewlett Packard (HP) | Verweij, RA | VU/F/BETA/A-LIFE/E&E | WN.N142 | - |  |  |  | 1 | Laserjet 1020
EQ000746 | 040513 | Computer Monitor |  | HP Computer Monitor | Hewlett Packard (HP) | Verweij, RA | VU/F/BETA/A-LIFE/E&E | WN.N142 | - |  |  |  | 1 | EliteDisplay E232
EQ000745 |  | Computer Monitor |  | Lenovo Computer Monitor | Lenovo | Verweij, RA | VU/F/BETA/A-LIFE/E&E | WN.N142 | VU/F/BETA/A-LIFE |  |  |  | 1 | LT2252p Wide
EQ000744 |  | Computer |  | Lenovo M10 Computer | Lenovo | Verweij, RA | VU/F/BETA/A-LIFE/E&E | WN.N142 | VU/F/BETA/A-LIFE |  |  |  | 1 | M10 AG
EQ000743 |  | Atomic Absorption Spectrometer |  | PerkinElmer Atomic Absorption Spectrometer | Perkin-Elmer | Verweij, RA | VU/F/BETA/A-LIFE/E&E | WN.N142 | VU/F/BETA/A-LIFE |  |  |  | 1 | PinAAcle 900z
EQ000742 |  | Cooling Unit |  | Perkin-Elmer Cooling System | Perkin-Elmer | Verweij, RA | VU/F/BETA/A-LIFE/E&E | WN.N142 | VU/F/BETA/A-LIFE/E&E |  |  |  | 1 | Furnace Cooling System
EQ000741 | 90.C.2151 | Gas Monitor |  | Messer Gas Monitor | Messer Griesheim | Verweij, RA | VU/F/BETA/A-LIFE/E&E | WN.N142 | - |  |  |  | 1 | Sigex AV4K
EQ000740 |  | Lamp |  | Telescopic Lamp | Koch Creations | Verweij, RA | VU/F/BETA/A-LIFE/E&E | WN.N142 | - |  |  |  | 0 | Lampette
EQ000739 |  | Water Bath |  | Water bath | Clifton | Logtestijn, RSP van | VU/F/BETA/A-LIFE/SE | WN.G333 | VU/F/BETA/A-LIFE/SE |  |  |  | 1
EQ000738 |  | Spectrometer |  | Spectrophotometer | Pharmacia Biotech | Logtestijn, RSP van | VU/F/BETA/A-LIFE/SE | WN.G333 | VU/F/BETA/A-LIFE/SE |  |  |  | 1
EQ000737 |  | Grinder |  | Tissue Grinder MM400 | Retsch | Logtestijn, RSP van | VU/F/BETA/A-LIFE/SE | WN.G333 | VU/F/BETA/A-LIFE/SE |  |  |  | 1 | M400
EQ000736 | 012433 | Grinder |  | Tissue Grinder | Retsch | Logtestijn, RSP van | VU/F/BETA/A-LIFE/SE | WN.N162 | VU/F/BETA/A-LIFE/SE |  |  |  | 1
EQ000735 |  | Spectrometer |  | Atomic spectrometer | Perkin-Elmer | Logtestijn, RSP van | VU/F/BETA/A-LIFE/SE | WN.G333 | VU/F/BETA/A-LIFE/SE |  |  |  | 0
EQ000734 | 012481 | Drill |  | Drill | Mann | Logtestijn, RSP van | VU/F/BETA/A-LIFE/SE | WN.G333 | VU/F/BETA/A-LIFE/SE |  |  |  | 1
EQ000733 | 012481 | Oven |  | Oven for digestion | Binder | Logtestijn, RSP van | VU/F/BETA/A-LIFE/SE | WN.G333 | VU/F/BETA/A-LIFE/SE |  |  |  | 1
EQ000732 | 005789 | Vortex |  | Vortex | IKA | Stevens, Peter | VU/F/BETA/TC/FMI/ONB | MF.A013 | VU/F/BETA/TC/FMI/ONB |  |  |  | 1
EQ000731 | 005453 | Vortex |  | Vortex | IKA | Stevens, Peter | VU/F/BETA/TC/FMI/ONB | MF.A013 | VU/F/BETA/TC/FMI/ONB |  |  |  | 1
EQ000730 | 005449 | Vortex |  | Vortex | IKA | Stevens, Peter | VU/F/BETA/TC/FMI/ONB | MF.A013 | VU/F/BETA/TC/FMI/ONB |  |  |  | 1
EQ000729 | 005387 | Vortex |  | Vortex | IKA | Stevens, Peter | VU/F/BETA/TC/FMI/ONB | MF.A013 | VU/F/BETA/TC/FMI/ONB |  |  |  | 1
EQ000728 | 005448 | Vortex |  | Vortex | IKA | Stevens, Peter | VU/F/BETA/TC/FMI/ONB | MF.A013 | VU/F/BETA/TC/FMI/ONB |  |  |  | 1
EQ000727 | 005788 | Vortex |  | Vortex | IKA | Stevens, Peter | VU/F/BETA/TC/FMI/ONB | MF.A013 | VU/F/BETA/TC/FMI/ONB |  |  |  | 1
EQ000726 | 005447 | Vortex |  | Vortex | IKA | Stevens, Peter | VU/F/BETA/TC/FMI/ONB | MF.A013 | VU/F/BETA/TC/FMI/ONB |  |  |  | 1
EQ000725 | 005452 | Vortex |  | Vortex | IKA | Stevens, Peter | VU/F/BETA/TC/FMI/ONB | MF.A013 | VU/F/BETA/TC/FMI/ONB |  |  |  | 1
EQ000724 | 005450 | Vortex |  | Vortex | IKA | Stevens, Peter | VU/F/BETA/TC/FMI/ONB | MF.A013 | VU/F/BETA/TC/FMI/ONB |  |  |  | 1
EQ000723 | 005451 | Vortex |  | Vortex | IKA | Stevens, Peter | VU/F/BETA/TC/FMI/ONB | MF.A013 | VU/F/BETA/TC/FMI/ONB |  |  |  | 1
EQ000722 | 005385 | Vortex |  | Vortex | IKA | Stevens, Peter | VU/F/BETA/TC/FMI/ONB | MF.A013 | VU/F/BETA/TC/FMI/ONB |  |  |  | 1
EQ000721 | 8 | Pipette |  | Pipetman P1000 | Gilson | Stevens, Peter | VU/F/BETA/TC/FMI/ONB | MF.A013 | VU/F/BETA/TC/FMI/ONB |  |  |  | 1
EQ000720 | 7 | Pipette |  | Pipetman P1000 | Gilson | Stevens, Peter | VU/F/BETA/TC/FMI/ONB | MF.A013 | VU/F/BETA/TC/FMI/ONB |  |  |  | 1
EQ000719 | 6 | Pipette |  | Pipetman P1000 | Gilson | Stevens, Peter | VU/F/BETA/TC/FMI/ONB | MF.A013 | VU/F/BETA/TC/FMI/ONB |  |  |  | 1
EQ000718 | 5 | Pipette |  | Pipetman P1000 | Gilson | Stevens, Peter | VU/F/BETA/TC/FMI/ONB | MF.A013 | VU/F/BETA/TC/FMI/ONB |  |  |  | 1
EQ000717 | 4 | Pipette |  | Pipetman P1000 | Gilson | Stevens, Peter | VU/F/BETA/TC/FMI/ONB | MF.A013 | VU/F/BETA/TC/FMI/ONB |  |  |  | 1
EQ000716 | 3 | Pipette |  | Pipetman P1000 | Gilson | Stevens, Peter | VU/F/BETA/TC/FMI/ONB | MF.A013 | VU/F/BETA/TC/FMI/ONB |  |  |  | 1
EQ000715 | 2 | Pipette |  | Pipetman P1000 | Gilson | Stevens, Peter | VU/F/BETA/TC/FMI/ONB | MF.A013 | VU/F/BETA/TC/FMI/ONB |  |  |  | 1
EQ000714 | 1 | Pipette |  | Pipetman P1000 | Gilson | Stevens, Peter | VU/F/BETA/TC/FMI/ONB | MF.A013 | VU/F/BETA/TC/FMI/ONB |  |  |  | 1
EQ000713 | MB10 | Pipette |  | Pipetman P1000 | Gilson | Stevens, Peter | VU/F/BETA/TC/FMI/ONB | MF.A013 | VU/F/BETA/TC/FMI/ONB |  |  |  | 1
EQ000712 | MB26 | Pipette |  | Pipetman P1000 | Gilson | Stevens, Peter | VU/F/BETA/TC/FMI/ONB | MF.A013 | VU/F/BETA/TC/FMI/ONB |  |  |  | 1
EQ000711 | MB05 | Pipette |  | Pipetman P1000 | Gilson | Stevens, Peter | VU/F/BETA/TC/FMI/ONB | MF.A013 | VU/F/BETA/TC/FMI/ONB |  |  |  | 1
EQ000710 | MB03 | Pipette |  | Pipetman P1000 | Gilson | Stevens, Peter | VU/F/BETA/TC/FMI/ONB | MF.A013 | VU/F/BETA/TC/FMI/ONB |  |  |  | 1
EQ000709 | MB23 | Pipette |  | Pipetman P1000 | Gilson | Stevens, Peter | VU/F/BETA/TC/FMI/ONB | MF.A013 | VU/F/BETA/TC/FMI/ONB |  |  |  | 1
EQ000708 | MB13 | Pipette |  | Pipetman P1000 | Gilson | Stevens, Peter | VU/F/BETA/TC/FMI/ONB | MF.A013 | VU/F/BETA/TC/FMI/ONB |  |  |  | 1
EQ000707 | MB21 | Pipette |  | Pipetman P1000 | Gilson | Stevens, Peter | VU/F/BETA/TC/FMI/ONB | MF.A013 | VU/F/BETA/TC/FMI/ONB |  |  |  | 1
EQ000706 | MB14 | Pipette |  | Pipetman P1000 | Gilson | Stevens, Peter | VU/F/BETA/TC/FMI/ONB | MF.A013 | VU/F/BETA/TC/FMI/ONB |  |  |  | 1
EQ000705 | MB06 | Pipette |  | Pipetman P1000 | Gilson | Stevens, Peter | VU/F/BETA/TC/FMI/ONB | MF.A013 | VU/F/BETA/TC/FMI/ONB |  |  |  | 1
EQ000704 | MB12 | Pipette |  | Pipetman P1000 | Gilson | Stevens, Peter | VU/F/BETA/TC/FMI/ONB | MF.A013 | VU/F/BETA/TC/FMI/ONB |  |  |  | 1
EQ000703 | MB28 | Pipette |  | Pipetman P1000 | Gilson | Stevens, Peter | VU/F/BETA/TC/FMI/ONB | MF.A013 | VU/F/BETA/TC/FMI/ONB |  |  |  | 1
EQ000702 | MB02 | Pipette |  | Pipetman P1000 | Gilson | Stevens, Peter | VU/F/BETA/TC/FMI/ONB | MF.A013 | VU/F/BETA/TC/FMI/ONB |  |  |  | 1
EQ000701 | MB20 | Pipette |  | Pipetman P1000 | Gilson | Stevens, Peter | VU/F/BETA/TC/FMI/ONB | MF.A013 | VU/F/BETA/TC/FMI/ONB |  |  |  | 1
EQ000700 | MB04 | Pipette |  | Pipetman P1000 | Gilson | Stevens, Peter | VU/F/BETA/TC/FMI/ONB | MF.A013 | VU/F/BETA/TC/FMI/ONB |  |  |  | 1
EQ000699 | MB03 | Pipette |  | Pipetman P1000 | Gilson | Stevens, Peter | VU/F/BETA/TC/FMI/ONB | MF.A013 | VU/F/BETA/TC/FMI/ONB |  |  |  | 1
EQ000698 | MB24 | Pipette |  | Pipetman P1000 | Gilson | Stevens, Peter | VU/F/BETA/TC/FMI/ONB | MF.A013 | VU/F/BETA/TC/FMI/ONB |  |  |  | 1
EQ000697 | MB07 | Pipette |  | Pipetman P1000 | Gilson | Stevens, Peter | VU/F/BETA/TC/FMI/ONB | MF.A013 | VU/F/BETA/TC/FMI/ONB |  |  |  | 1
EQ000696 | MB27 | Pipette |  | Pipetman P1000 | Gilson | Stevens, Peter | VU/F/BETA/TC/FMI/ONB | MF.A013 | VU/F/BETA/TC/FMI/ONB |  |  |  | 1
EQ000695 | MB15 | Pipette |  | Pipetman P1000 | Gilson | Stevens, Peter | VU/F/BETA/TC/FMI/ONB | MF.A013 | VU/F/BETA/TC/FMI/ONB |  |  |  | 1
EQ000694 | MB30 | Pipette |  | Pipetman P1000 | Gilson | Stevens, Peter | VU/F/BETA/TC/FMI/ONB | MF.A013 | VU/F/BETA/TC/FMI/ONB |  |  |  | 1
EQ000693 | MB22 | Pipette |  | Pipetman P1000 | Gilson | Stevens, Peter | VU/F/BETA/TC/FMI/ONB | MF.A013 | VU/F/BETA/TC/FMI/ONB |  |  |  | 1
EQ000692 | MB18 | Pipette |  | Pipetman P1000 | Gilson | Stevens, Peter | VU/F/BETA/TC/FMI/ONB | MF.A013 | VU/F/BETA/TC/FMI/ONB |  |  |  | 1
EQ000691 | MB28 | Pipette |  | Pipetman P1000 | Gilson | Stevens, Peter | VU/F/BETA/TC/FMI/ONB | MF.A013 | VU/F/BETA/TC/FMI/ONB |  |  |  | 1
EQ000690 | MB09 | Pipette |  | Pipetman P1000 | Gilson | Stevens, Peter | VU/F/BETA/TC/FMI/ONB | MF.A013 | VU/F/BETA/TC/FMI/ONB |  |  |  | 1
EQ000689 | MB32 | Pipette |  | Pipetman P1000 | Gilson | Stevens, Peter | VU/F/BETA/TC/FMI/ONB | MF.A013 | VU/F/BETA/TC/FMI/ONB |  |  |  | 1
EQ000688 | MB31 | Pipette |  | Pipetman P1000 | Gilson | Stevens, Peter | VU/F/BETA/TC/FMI/ONB | MF.A013 | VU/F/BETA/TC/FMI/ONB |  |  |  | 1
EQ000687 | MB11 | Pipette |  | Pipetman P1000 | Gilson | Stevens, Peter | VU/F/BETA/TC/FMI/ONB | MF.A013 | VU/F/BETA/TC/FMI/ONB |  |  |  | 1
EQ000686 | MB01 | Pipette |  | Pipetman P1000 | Gilson | Stevens, Peter | VU/F/BETA/TC/FMI/ONB | MF.A013 | VU/F/BETA/TC/FMI/ONB |  |  |  | 1
EQ000685 | MB25 | Pipette |  | Pipetman P1000 | Gilson | Stevens, Peter | VU/F/BETA/TC/FMI/ONB | MF.A013 | VU/F/BETA/TC/FMI/ONB |  |  |  | 1
EQ000684 | MB07 | Pipette |  | Pipetman P200 | Gilson | Stevens, Peter | VU/F/BETA/TC/FMI/ONB | MF.A013 | VU/F/BETA/TC/FMI/ONB |  |  |  | 1
EQ000683 | MB10 | Pipette |  | Pipetman P200 | Gilson | Stevens, Peter | VU/F/BETA/TC/FMI/ONB | MF.A013 | VU/F/BETA/TC/FMI/ONB |  |  |  | 1
EQ000682 | MB16 | Pipette |  | Pipetman P200 | Gilson | Stevens, Peter | VU/F/BETA/TC/FMI/ONB | MF.A013 | VU/F/BETA/TC/FMI/ONB |  |  |  | 1
EQ000681 | MB06 | Pipette |  | Pipetman P200 | Gilson | Stevens, Peter | VU/F/BETA/TC/FMI/ONB | MF.A013 | VU/F/BETA/TC/FMI/ONB |  |  |  | 1
EQ000680 | MB03 | Pipette |  | Pipetman P200 | Gilson | Stevens, Peter | VU/F/BETA/TC/FMI/ONB | MF.A013 | VU/F/BETA/TC/FMI/ONB |  |  |  | 1
EQ000679 | MB05 | Pipette |  | Pipetman P200 | Gilson | Stevens, Peter | VU/F/BETA/TC/FMI/ONB | MF.A013 | VU/F/BETA/TC/FMI/ONB |  |  |  | 1
EQ000678 | MB24 | Pipette |  | Pipetman P200 | Gilson | Stevens, Peter | VU/F/BETA/TC/FMI/ONB | MF.A013 | VU/F/BETA/TC/FMI/ONB |  |  |  | 1
EQ000677 | MB30 | Pipette |  | Pipetman P200 | Gilson | Stevens, Peter | VU/F/BETA/TC/FMI/ONB | MF.A013 | VU/F/BETA/TC/FMI/ONB |  |  |  | 1
EQ000676 | MB18 | Pipette |  | Pipetman P200 | Gilson | Stevens, Peter | VU/F/BETA/TC/FMI/ONB | MF.A013 | VU/F/BETA/TC/FMI/ONB |  |  |  | 1
EQ000675 | MB28 | Pipette |  | Pipetman P200 | Gilson | Stevens, Peter | VU/F/BETA/TC/FMI/ONB | MF.A013 | VU/F/BETA/TC/FMI/ONB |  |  |  | 1
EQ000674 | MB12 | Pipette |  | Pipetman P200 | Gilson | Stevens, Peter | VU/F/BETA/TC/FMI/ONB | MF.A013 | VU/F/BETA/TC/FMI/ONB |  |  |  | 1
EQ000673 | MB04 | Pipette |  | Pipetman P200 | Gilson | Stevens, Peter | VU/F/BETA/TC/FMI/ONB | MF.A013 | VU/F/BETA/TC/FMI/ONB |  |  |  | 1
EQ000672 | MB21 | Pipette |  | Pipetman P200 | Gilson | Stevens, Peter | VU/F/BETA/TC/FMI/ONB | MF.A013 | VU/F/BETA/TC/FMI/ONB |  |  |  | 1
EQ000671 | MB15 | Pipette |  | Pipetman P200 | Gilson | Stevens, Peter | VU/F/BETA/TC/FMI/ONB | MF.A013 | VU/F/BETA/TC/FMI/ONB |  |  |  | 1
EQ000670 | MB32 | Pipette |  | Pipetman P200 | Gilson | Stevens, Peter | VU/F/BETA/TC/FMI/ONB | MF.A013 | VU/F/BETA/TC/FMI/ONB |  |  |  | 1
EQ000669 | MB23 | Pipette |  | Pipetman P200 | Gilson | Stevens, Peter | VU/F/BETA/TC/FMI/ONB | MF.A013 | VU/F/BETA/TC/FMI/ONB |  |  |  | 1
EQ000668 | MB01 | Pipette |  | Pipetman P200 | Gilson | Stevens, Peter | VU/F/BETA/TC/FMI/ONB | MF.A013 | VU/F/BETA/TC/FMI/ONB |  |  |  | 1
EQ000667 | MB11 | Pipette |  | Pipetman P200 | Gilson | Stevens, Peter | VU/F/BETA/TC/FMI/ONB | MF.A013 | VU/F/BETA/TC/FMI/ONB |  |  |  | 1
EQ000666 | MB29 | Pipette |  | Pipetman P200 | Gilson | Stevens, Peter | VU/F/BETA/TC/FMI/ONB | MF.A013 | VU/F/BETA/TC/FMI/ONB |  |  |  | 1
EQ000665 | MB03 | Pipette |  | Pipetman P200 | Gilson | Stevens, Peter | VU/F/BETA/TC/FMI/ONB | MF.A013 | VU/F/BETA/TC/FMI/ONB |  |  |  | 1
EQ000664 | MB17 | Pipette |  | Pipetman P200 | Gilson | Stevens, Peter | VU/F/BETA/TC/FMI/ONB | MF.A013 | VU/F/BETA/TC/FMI/ONB |  |  |  | 1
EQ000663 | MB27 | Pipette |  | Pipetman P200 | Gilson | Stevens, Peter | VU/F/BETA/TC/FMI/ONB | MF.A013 | VU/F/BETA/TC/FMI/ONB |  |  |  | 1
EQ000662 | MB08 | Pipette |  | Pipetman P200 | Gilson | Stevens, Peter | VU/F/BETA/TC/FMI/ONB | MF.A013 | VU/F/BETA/TC/FMI/ONB |  |  |  | 1
EQ000661 | MB19 | Pipette |  | Pipetman P200 | Gilson | Stevens, Peter | VU/F/BETA/TC/FMI/ONB | MF.A013 | VU/F/BETA/TC/FMI/ONB |  |  |  | 1
EQ000660 | MB14 | Pipette |  | Pipetman P200 | Gilson | Stevens, Peter | VU/F/BETA/TC/FMI/ONB | MF.A013 | VU/F/BETA/TC/FMI/ONB |  |  |  | 1
EQ000659 | MB26 | Pipette |  | Pipetman P200 | Gilson | Stevens, Peter | VU/F/BETA/TC/FMI/ONB | MF.A013 | VU/F/BETA/TC/FMI/ONB |  |  |  | 1
EQ000658 | MB20 | Pipette |  | Pipetman P200 | Gilson | Stevens, Peter | VU/F/BETA/TC/FMI/ONB | MF.A013 | VU/F/BETA/TC/FMI/ONB |  |  |  | 1
EQ000657 | MB24 | Pipette |  | Pipetman P20 | Gilson | Stevens, Peter | VU/F/BETA/TC/FMI/ONB | MF.A013 | VU/F/BETA/TC/FMI/ONB |  |  |  | 1
EQ000656 | MB08 | Pipette |  | Pipetman P20 | Gilson | Stevens, Peter | VU/F/BETA/TC/FMI/ONB | MF.A013 | VU/F/BETA/TC/FMI/ONB |  |  |  | 1
EQ000655 | MB32 | Pipette |  | Pipetman P20 | Gilson | Stevens, Peter | VU/F/BETA/TC/FMI/ONB | MF.A013 | VU/F/BETA/TC/FMI/ONB |  |  |  | 1
EQ000654 | MB09 | Pipette |  | Pipetman P20 | Gilson | Stevens, Peter | VU/F/BETA/TC/FMI/ONB | MF.A013 | VU/F/BETA/TC/FMI/ONB |  |  |  | 1
EQ000653 | MB05 | Pipette |  | Pipetman P20 | Gilson | Stevens, Peter | VU/F/BETA/TC/FMI/ONB | MF.A013 | VU/F/BETA/TC/FMI/ONB |  |  |  | 1
EQ000652 | MB31 | Pipette |  | Pipetman P20 | Gilson | Stevens, Peter | VU/F/BETA/TC/FMI/ONB | MF.A013 | VU/F/BETA/TC/FMI/ONB |  |  |  | 1
EQ000651 | MB11 | Pipette |  | Pipetman P20 | Gilson | Stevens, Peter | VU/F/BETA/TC/FMI/ONB | MF.A013 | VU/F/BETA/TC/FMI/ONB |  |  |  | 1
EQ000650 | MB30 | Pipette |  | Pipetman P20 | Gilson | Stevens, Peter | VU/F/BETA/TC/FMI/ONB | MF.A013 | VU/F/BETA/TC/FMI/ONB |  |  |  | 1
EQ000649 | MB01 | Pipette |  | Pipetman P20 | Gilson | Stevens, Peter | VU/F/BETA/TC/FMI/ONB | MF.A013 | VU/F/BETA/TC/FMI/ONB |  |  |  | 1
EQ000648 | MB03 | Pipette |  | Pipetman P20 | Gilson | Stevens, Peter | VU/F/BETA/TC/FMI/ONB | MF.A013 | VU/F/BETA/TC/FMI/ONB |  |  |  | 1
EQ000647 | MB23 | Pipette |  | Pipetman P20 | Gilson | Stevens, Peter | VU/F/BETA/TC/FMI/ONB | MF.A013 | VU/F/BETA/TC/FMI/ONB |  |  |  | 1
EQ000646 | MB12 | Pipette |  | Pipetman P20 | Gilson | Stevens, Peter | VU/F/BETA/TC/FMI/ONB | MF.A013 | VU/F/BETA/TC/FMI/ONB |  |  |  | 1
EQ000645 | MB25 | Pipette |  | Pipetman P20 | Gilson | Stevens, Peter | VU/F/BETA/TC/FMI/ONB | MF.A013 | VU/F/BETA/TC/FMI/ONB |  |  |  | 1
EQ000644 | MB21 | Pipette |  | Pipetman P20 | Gilson | Stevens, Peter | VU/F/BETA/TC/FMI/ONB | MF.A013 | VU/F/BETA/TC/FMI/ONB |  |  |  | 1
EQ000643 | MB04 | Pipette |  | Pipetman P20 | Gilson | Stevens, Peter | VU/F/BETA/TC/FMI/ONB | MF.A013 | VU/F/BETA/TC/FMI/ONB |  |  |  | 1
EQ000642 | MB22 | Pipette |  | Pipetman P20 | Gilson | Stevens, Peter | VU/F/BETA/TC/FMI/ONB | MF.A013 | VU/F/BETA/TC/FMI/ONB |  |  |  | 1
EQ000641 | MB28 | Pipette |  | Pipetman P20 | Gilson | Stevens, Peter | VU/F/BETA/TC/FMI/ONB | MF.A013 | VU/F/BETA/TC/FMI/ONB |  |  |  | 1
EQ000640 | MB15 | Pipette |  | Pipetman P20 | Gilson | Stevens, Peter | VU/F/BETA/TC/FMI/ONB | MF.A013 | VU/F/BETA/TC/FMI/ONB |  |  |  | 1
EQ000639 | MB18 | Pipette |  | Pipetman P20 | Gilson | Stevens, Peter | VU/F/BETA/TC/FMI/ONB | MF.A013 | VU/F/BETA/TC/FMI/ONB |  |  |  | 1
EQ000638 | MB27 | Pipette |  | Pipetman P20 | Gilson | Stevens, Peter | VU/F/BETA/TC/FMI/ONB | MF.A013 | VU/F/BETA/TC/FMI/ONB |  |  |  | 1
EQ000637 | MB10 | Pipette |  | Pipetman P20 | Gilson | Stevens, Peter | VU/F/BETA/TC/FMI/ONB | MF.A013 | VU/F/BETA/TC/FMI/ONB |  |  |  | 1
EQ000636 | MB17 | Pipette |  | Pipetman P20 | Gilson | Stevens, Peter | VU/F/BETA/TC/FMI/ONB | MF.A013 | VU/F/BETA/TC/FMI/ONB |  |  |  | 1
EQ000635 | MB16 | Pipette |  | Pipetman P20 | Gilson | Stevens, Peter | VU/F/BETA/TC/FMI/ONB | MF.A013 | VU/F/BETA/TC/FMI/ONB |  |  |  | 1
EQ000634 | MB07 | Pipette |  | Pipetman P20 | Gilson | Stevens, Peter | VU/F/BETA/TC/FMI/ONB | MF.A013 | VU/F/BETA/TC/FMI/ONB |  |  |  | 1
EQ000633 | MB26 | Pipette |  | Pipetman P20 | Gilson | Stevens, Peter | VU/F/BETA/TC/FMI/ONB | MF.A013 | VU/F/BETA/TC/FMI/ONB |  |  |  | 1
EQ000632 | MB19 | Pipette |  | Pipetman P20 | Gilson | Stevens, Peter | VU/F/BETA/TC/FMI/ONB | MF.A013 | VU/F/BETA/TC/FMI/ONB |  |  |  | 1
EQ000631 | MB29 | Pipette |  | Pipetman P20 | Gilson | Stevens, Peter | VU/F/BETA/TC/FMI/ONB | MF.A013 | VU/F/BETA/TC/FMI/ONB |  |  |  | 1
EQ000630 | MB02 | Pipette |  | Pipetman P20 | Gilson | Stevens, Peter | VU/F/BETA/TC/FMI/ONB | MF.A013 | VU/F/BETA/TC/FMI/ONB |  |  |  | 1
EQ000629 | MB14 | Pipette |  | Pipetman P20 | Gilson | Stevens, Peter | VU/F/BETA/TC/FMI/ONB | MF.A013 | VU/F/BETA/TC/FMI/ONB |  |  |  | 1
EQ000628 | 85 | Multimeter |  | Digital Multimeter Voltcraft | Voltcraft | Stevens, Peter | VU/F/BETA/TC/FMI/ONB | WN.O026 | VU/F/BETA/TC/FMI/ONB |  |  |  | 1 | VC820
EQ000627 | 952 | Multimeter |  | Digital Multimeter Voltcraft | Voltcraft | Stevens, Peter | VU/F/BETA/TC/FMI/ONB | WN.O026 | VU/F/BETA/TC/FMI/ONB |  |  |  | 1 | VC820
EQ000626 | 596 | Multimeter |  | Digital Multimeter Voltcraft | Voltcraft | Stevens, Peter | VU/F/BETA/TC/FMI/ONB | WN.O026 | VU/F/BETA/TC/FMI/ONB |  |  |  | 1 | VC820
EQ000625 | 572 | Multimeter |  | Digital Multimeter Voltcraft | Voltcraft | Stevens, Peter | VU/F/BETA/TC/FMI/ONB | WN.O026 | VU/F/BETA/TC/FMI/ONB |  |  |  | 1 | VC820
EQ000624 | 585 | Multimeter |  | Digital Multimeter Voltcraft | Voltcraft | Stevens, Peter | VU/F/BETA/TC/FMI/ONB | WN.O026 | VU/F/BETA/TC/FMI/ONB |  |  |  | 1 | VC820
EQ000623 | 575 | Multimeter |  | Digital Multimeter Voltcraft | Voltcraft | Stevens, Peter | VU/F/BETA/TC/FMI/ONB | WN.O026 | VU/F/BETA/TC/FMI/ONB |  |  |  | 1 | VC820
EQ000622 | 568 | Multimeter |  | Digital Multimeter Voltcraft | Voltcraft | Stevens, Peter | VU/F/BETA/TC/FMI/ONB | WN.O026 | VU/F/BETA/TC/FMI/ONB |  |  |  | 1 | VC820
EQ000621 | 115 | Multimeter |  | Digital Multimeter Voltcraft | Voltcraft | Stevens, Peter | VU/F/BETA/TC/FMI/ONB | WN.O026 | VU/F/BETA/TC/FMI/ONB |  |  |  | 1 | VC820
EQ000620 | 905 | Multimeter |  | Digital Multimeter Voltcraft | Voltcraft | Stevens, Peter | VU/F/BETA/TC/FMI/ONB | WN.O026 | VU/F/BETA/TC/FMI/ONB |  |  |  | 1 | VC820
EQ000619 | 86 | Multimeter |  | Digital Multimeter Voltcraft | Voltcraft | Stevens, Peter | VU/F/BETA/TC/FMI/ONB | WN.O026 | VU/F/BETA/TC/FMI/ONB |  |  |  | 1 | VC820
EQ000618 | 168 | Multimeter |  | Digital Multimeter Voltcraft | Voltcraft | Stevens, Peter | VU/F/BETA/TC/FMI/ONB | WN.O026 | VU/F/BETA/TC/FMI/ONB |  |  |  | 1 | VC820
EQ000617 | 123 | Multimeter |  | Digital Multimeter Voltcraft | Voltcraft | Stevens, Peter | VU/F/BETA/TC/FMI/ONB | WN.O026 | VU/F/BETA/TC/FMI/ONB |  |  |  | 1 | VC820
EQ000616 |  | Oven |  | Furnace | Ehret | Logtestijn, RSP van | VU/F/BETA/A-LIFE/SE | WN.G333 | VU/F/BETA/A-LIFE/SE |  |  |  | 1
EQ000615 | 005489 | Microscope |  | Microscope YS100 | Nikon | Stevens, Peter | VU/F/BETA/TC/FMI/ONB | MF.A013 | VU/F/BETA/TC/FMI/ONB |  |  |  | 1
EQ000614 | 005495 | Microscope |  | Microscope YS100 | Nikon | Stevens, Peter | VU/F/BETA/TC/FMI/ONB | MF.A013 | VU/F/BETA/TC/FMI/ONB |  |  |  | 1
EQ000613 | 005476 | Microscope |  | Microscope YS100 | Nikon | Stevens, Peter | VU/F/BETA/TC/FMI/ONB | MF.A013 | VU/F/BETA/TC/FMI/ONB |  |  |  | 1
EQ000612 | 005478 | Microscope |  | Microscope YS100 | Nikon | Stevens, Peter | VU/F/BETA/TC/FMI/ONB | MF.A013 | VU/F/BETA/TC/FMI/ONB |  |  |  | 1
EQ000611 | 005491 | Microscope |  | Microscope YS100 | Nikon | Stevens, Peter | VU/F/BETA/TC/FMI/ONB | MF.A013 | VU/F/BETA/TC/FMI/ONB |  |  |  | 1
EQ000610 | 005496 | Microscope |  | Microscope YS100 | Nikon | Stevens, Peter | VU/F/BETA/TC/FMI/ONB | MF.A013 | VU/F/BETA/TC/FMI/ONB |  |  |  | 1
EQ000609 | 005473 | Microscope |  | Microscope YS100 | Nikon | Stevens, Peter | VU/F/BETA/TC/FMI/ONB | MF.A013 | VU/F/BETA/TC/FMI/ONB |  |  |  | 1
EQ000608 | 005485 | Microscope |  | Microscope YS100 | Nikon | Stevens, Peter | VU/F/BETA/TC/FMI/ONB | MF.A013 | VU/F/BETA/TC/FMI/ONB |  |  |  | 1
EQ000607 | 005499 | Microscope |  | Microscope YS100 | Nikon | Stevens, Peter | VU/F/BETA/TC/FMI/ONB | MF.A013 | VU/F/BETA/TC/FMI/ONB |  |  |  | 1
EQ000606 | 005497 | Microscope |  | Microscope YS100 | Nikon | Stevens, Peter | VU/F/BETA/TC/FMI/ONB | MF.A013 | VU/F/BETA/TC/FMI/ONB |  |  |  | 1
EQ000605 | 005493 | Microscope |  | Microscope YS100 | Nikon | Stevens, Peter | VU/F/BETA/TC/FMI/ONB | MF.A013 | VU/F/BETA/TC/FMI/ONB |  |  |  | 1
EQ000604 | 005590 | Microscope |  | Microscope YS100 | Nikon | Stevens, Peter | VU/F/BETA/TC/FMI/ONB | MF.A013 | VU/F/BETA/TC/FMI/ONB |  |  |  | 1
EQ000603 | 005481 | Microscope |  | Microscope YS100 | Nikon | Stevens, Peter | VU/F/BETA/TC/FMI/ONB | MF.A013 | VU/F/BETA/TC/FMI/ONB |  |  |  | 1
EQ000602 | 005484 | Microscope |  | Microscope YS100 | Nikon | Stevens, Peter | VU/F/BETA/TC/FMI/ONB | MF.A013 | VU/F/BETA/TC/FMI/ONB |  |  |  | 1
EQ000601 | 005487 | Microscope |  | Microscope YS100 | Nikon | Stevens, Peter | VU/F/BETA/TC/FMI/ONB | MF.A013 | VU/F/BETA/TC/FMI/ONB |  |  |  | 1
EQ000600 | 005474 | Microscope |  | Microscope YS100 | Nikon | Stevens, Peter | VU/F/BETA/TC/FMI/ONB | MF.A013 | VU/F/BETA/TC/FMI/ONB |  |  |  | 1
EQ000599 | 005494 | Microscope |  | Microscope YS100 | Nikon | Stevens, Peter | VU/F/BETA/TC/FMI/ONB | MF.A013 | VU/F/BETA/TC/FMI/ONB |  |  |  | 1
EQ000598 | 005477 | Microscope |  | Microscope YS100 | Nikon | Stevens, Peter | VU/F/BETA/TC/FMI/ONB | MF.A013 | VU/F/BETA/TC/FMI/ONB |  |  |  | 1
EQ000597 | 005486 | Microscope |  | Microscope YS100 | Nikon | Stevens, Peter | VU/F/BETA/TC/FMI/ONB | MF.A013 | VU/F/BETA/TC/FMI/ONB |  |  |  | 1
EQ000596 | 005490 | Microscope |  | Microscope YS100 | Nikon | Stevens, Peter | VU/F/BETA/TC/FMI/ONB | MF.A013 | VU/F/BETA/TC/FMI/ONB |  |  |  | 1
EQ000595 | 005498 | Microscope |  | Microscope YS100 | Nikon | Stevens, Peter | VU/F/BETA/TC/FMI/ONB | MF.A013 | VU/F/BETA/TC/FMI/ONB |  |  |  | 1
EQ000594 | 005479 | Microscope |  | Microscope YS100 | Nikon | Stevens, Peter | VU/F/BETA/TC/FMI/ONB | MF.A013 | VU/F/BETA/TC/FMI/ONB |  |  |  | 1
EQ000593 | 005501 | Microscope |  | Microscope YS100 | Nikon | Stevens, Peter | VU/F/BETA/TC/FMI/ONB | MF.A013 | VU/F/BETA/TC/FMI/ONB |  |  |  | 1
EQ000592 | 005412 | Microscope |  | Microscope YS100 | Nikon | Stevens, Peter | VU/F/BETA/TC/FMI/ONB | MF.A013 | VU/F/BETA/TC/FMI/ONB |  |  |  | 1
EQ000591 | 004896 | Magnetic Stirrer |  | Magnetic Stirrer IKA | IKA | Stevens, Peter | VU/F/BETA/TC/FMI/ONB | WN.O026 | VU/F/BETA/TC/FMI/ONB |  |  |  | 1 | MINI MR Standard
EQ000590 | 004904 | Magnetic Stirrer |  | Magnetic Stirrer IKA | IKA | Stevens, Peter | VU/F/BETA/TC/FMI/ONB | WN.O026 | VU/F/BETA/TC/FMI/ONB |  |  |  | 1 | MINI MR Standard
EQ000589 | 004898 | Magnetic Stirrer |  | Magnetic Stirrer IKA | IKA | Stevens, Peter | VU/F/BETA/TC/FMI/ONB | WN.O026 | VU/F/BETA/TC/FMI/ONB |  |  |  | 1 | MINI MR Standard
EQ000588 | 007984 | Magnetic Stirrer |  | Magnetic Stirrer IKA | IKA | Stevens, Peter | VU/F/BETA/TC/FMI/ONB | WN.O026 | VU/F/BETA/TC/FMI/ONB |  |  |  | 1 | MINI MR Standard
EQ000587 | 004903 | Magnetic Stirrer |  | Magnetic Stirrer IKA | IKA | Stevens, Peter | VU/F/BETA/TC/FMI/ONB | WN.O026 | VU/F/BETA/TC/FMI/ONB |  |  |  | 1 | MINI MR Standard
EQ000586 | 004900 | Magnetic Stirrer |  | Magnetic Stirrer IKA | IKA | Stevens, Peter | VU/F/BETA/TC/FMI/ONB | WN.O026 | VU/F/BETA/TC/FMI/ONB |  |  |  | 1 | MINI MR Standard
EQ000585 | 004902 | Magnetic Stirrer |  | Magnetic Stirrer IKA | IKA | Stevens, Peter | VU/F/BETA/TC/FMI/ONB | WN.O026 | VU/F/BETA/TC/FMI/ONB |  |  |  | 1 | MINI MR Standard
EQ000584 | 004897 | Magnetic Stirrer |  | Magnetic Stirrer IKA | IKA | Stevens, Peter | VU/F/BETA/TC/FMI/ONB | WN.O026 | VU/F/BETA/TC/FMI/ONB |  |  |  | 1 | MINI MR Standard
EQ000583 | 004905 | Magnetic Stirrer |  | Magnetic Stirrer IKA | IKA | Stevens, Peter | VU/F/BETA/TC/FMI/ONB | WN.O026 | VU/F/BETA/TC/FMI/ONB |  |  |  | 1 | MINI MR Standard
EQ000582 | 004901 | Magnetic Stirrer |  | Magnetic Stirrer IKA | IKA | Stevens, Peter | VU/F/BETA/TC/FMI/ONB | WN.O026 | VU/F/BETA/TC/FMI/ONB |  |  |  | 1 | MINI MR Standard
EQ000581 |  | Freezer |  | Freezer | Liebherr | Logtestijn, RSP van | VU/F/BETA/A-LIFE/SE | WN.G333 | VU/F/BETA/A-LIFE/SE |  |  |  | 1 | Premium
EQ000580 |  | Fridge |  | Fridge | Liebherr | Logtestijn, RSP van | VU/F/BETA/A-LIFE/SE | WN.G333 | VU/F/BETA/A-LIFE/SE |  |  |  | 1 | Premium
EQ000579 |  | Printer |  | Printer | Epson | Logtestijn, RSP van | VU/F/BETA/A-LIFE/SE | WN.G333 | VU/F/BETA/A-LIFE/SE |  |  |  | 0
EQ000578 |  | Oven |  | Drying oven | Heraeus | Logtestijn, RSP van | VU/F/BETA/A-LIFE/SE | WN.N162 | VU/F/BETA/A-LIFE/SE |  |  |  | 1 | Function line
EQ000577 |  | Balance |  | Balance | Mettler (Toledo) | Logtestijn, RSP van | VU/F/BETA/A-LIFE/SE | WN.G333 | VU/F/BETA/A-LIFE/SE |  |  |  | 1
EQ000576 |  | Centrifuge |  | Centrifuge | MSE | Logtestijn, RSP van | VU/F/BETA/A-LIFE/SE | O2.02W45 | VU/F/BETA/A-LIFE/SE |  |  |  | 1
EQ000575 |  | Oven |  | Oven | Memmert | Logtestijn, RSP van | VU/F/BETA/A-LIFE/SE | WN.G333 | VU/F/BETA/A-LIFE/SE |  |  |  | 1
EQ000574 |  | Balance |  | Balance | Mettler (Toledo) | Logtestijn, RSP van | VU/F/BETA/A-LIFE/SE | WN.G333 | VU/F/BETA/A-LIFE/SE |  |  |  | 1
EQ000573 |  | Dishwasher |  | Dishwasher | Miele | Logtestijn, RSP van | VU/F/BETA/A-LIFE/SE | WN.G333 | VU/F/BETA/A-LIFE/SE |  |  |  | 0
EQ000572 | 012374 | Oven |  | Furnace | Heraeus | Logtestijn, RSP van | VU/F/BETA/A-LIFE/SE | WN.G333 | VU/F/BETA/A-LIFE/SE |  |  |  | 1
EQ000571 | ID02 | Fridge |  | Fridge | Liebherr | Logtestijn, RSP van | VU/F/BETA/A-LIFE/SE | WN.G333 | VU/F/BETA/A-LIFE/SE |  |  |  | 1 | Comfort
EQ000570 | ID02 | Microscope |  | Microscope | Carl Zeiss | Logtestijn, RSP van | VU/F/BETA/A-LIFE/SE | WN.M513 | VU/F/BETA/A-LIFE/SE |  |  |  | 1
EQ000569 |  | Incubator |  | Cooled incubator | Panasonic | Logtestijn, RSP van | VU/F/BETA/A-LIFE/SE | O2.01E17A | VU/F/BETA/A-LIFE/SE |  |  |  | 1
EQ000568 |  | Fridge |  | Fridge | Liebherr | Logtestijn, RSP van | VU/F/BETA/A-LIFE/SE | WN.G333 | VU/F/BETA/A-LIFE/SE |  |  |  | 1
EQ000567 |  | Computer Monitor |  | Monitor Computer | Dell | Logtestijn, RSP van | VU/F/BETA/A-LIFE/SE | WN.P559 | VU/F/BETA/A-LIFE |  |  |  | 1 | REV A00
EQ000566 |  | Computer |  | HP Computer | Hewlett Packard (HP) | Logtestijn, RSP van | VU/F/BETA/A-LIFE/SE | WN.P559 | VU/F/BETA/A-LIFE |  |  |  | 1 | dc7800
EQ000565 |  | Speakers |  | Multimedia Speaker | Dell | Logtestijn, RSP van | VU/F/BETA/A-LIFE/SE | WN.P559 | VU/F/BETA/A-LIFE |  |  |  | 1 | A215
EQ000564 |  | Oven |  | Ehret Oven | Ehret | Logtestijn, RSP van | VU/F/BETA/A-LIFE/SE | WN.P535 | VU/F/BETA/A-LIFE |  |  |  | 1 | TKL 3237
EQ000563 |  | Oven |  | Ehret Oven | Ehret | Logtestijn, RSP van | VU/F/BETA/A-LIFE/SE | WN.P535 | VU/F/BETA/A-LIFE |  |  |  | 1 | TKL 3237
EQ000562 |  | Oven |  | Drying Oven | Thermo Fisher Scientific | Logtestijn, RSP van | VU/F/BETA/A-LIFE/SE | WN.P535 | VU/F/BETA/A-LIFE |  |  |  | 1 | BINDER BF 115
EQ000561 |  | Sealer |  | Tabletop sealer | Audion electro | Logtestijn, RSP van | VU/F/BETA/A-LIFE/SE | WN.P535 | VU/F/BETA/A-LIFE/SE |  |  |  | 1 | TPS2
EQ000560 |  | Fridge |  | Fridge | Liebherr | Logtestijn, RSP van | VU/F/BETA/A-LIFE/SE | WN.P535 | VU/F/BETA/A-LIFE |  |  |  | 1
EQ000559 |  | Freezer |  | Freezer | Bosch | Logtestijn, RSP van | VU/F/BETA/A-LIFE/SE | WN.P535 | VU/F/BETA/A-LIFE |  |  |  | 1
EQ000558 |  | Area meter |  | Leaf area meter | Li-cor | Logtestijn, RSP van | VU/F/BETA/A-LIFE/SE | WN.P535 | VU/F/BETA/A-LIFE |  |  |  | 1 | LI3100
EQ000557 |  | Autoclave |  | Autoclave | Linden | Logtestijn, RSP van | VU/F/BETA/A-LIFE/SE | WN.P535 | VU/F/BETA/A-LIFE |  |  |  | 1 | 10170
EQ000556 | BIBRO-909 | Freezer |  | Freezer | Liebherr | Logtestijn, RSP van | VU/F/BETA/A-LIFE/SE | WN.M513 | VU/F/BETA/A-LIFE |  |  |  | 1
EQ000555 | BIBRO-909 | Freezer |  | Freezer | Liebherr | Logtestijn, RSP van | VU/F/BETA/A-LIFE/SE | WN.M513 | VU/F/BETA/A-LIFE |  |  |  | 1 | Profi line
EQ000554 | BIBRO-1165 | Freezer |  | Freezer | Liebherr | Logtestijn, RSP van | VU/F/BETA/A-LIFE/SE | WN.M513 | VU/F/BETA/A-LIFE |  |  |  | 1
EQ000553 | BIBRO-855 | Incubator |  | Cooled incubator | Panasonic | Logtestijn, RSP van | VU/F/BETA/A-LIFE/SE | O2.01E17A | VU/F/BETA/A-LIFE |  |  |  | 1 | MIR154
EQ000552 | BIBRO-856 | Incubator |  | Cooled incubator | Panasonic | Logtestijn, RSP van | VU/F/BETA/A-LIFE/SE | O2.01E17A | VU/F/BETA/A-LIFE |  |  |  | 1 | MIR154
EQ000551 | bibroip-186 | Power Supply |  | Power source | VU | Logtestijn, RSP van | VU/F/BETA/A-LIFE/SE | WN.M513 | VU/F/BETA/A-LIFE |  |  |  | 1
EQ000550 |  | Cooling Unit |  | Refrigerating Equipment | Rivacold | Logtestijn, RSP van | VU/F/BETA/A-LIFE/SE | WN.M529 | VU/F/BETA/A-LIFE |  |  |  | 1 | STM009Z001
EQ000549 |  | Oven |  | Incubator | Carbolite | Logtestijn, RSP van | VU/F/BETA/A-LIFE/SE | O2.02W45 | VU/F/BETA/A-LIFE |  |  |  | 1 | PIF60
EQ000548 |  | Cooling Unit |  | Refrigerating Equipment | Rivacold | Logtestijn, RSP van | VU/F/BETA/A-LIFE/SE | WN.M529 | VU/F/BETA/A-LIFE |  |  |  | 1 | STM009Z001
EQ000547 | BIBRO-908 | Freezer |  | Freezer | Liebherr | Logtestijn, RSP van | VU/F/BETA/A-LIFE/SE | WN.M529 | VU |  |  |  | 1
EQ000546 |  | Balance |  | Balance 410S | Sartorius | Logtestijn, RSP van | VU/F/BETA/A-LIFE/SE | O2.01E19 | VU/F/BETA/A-LIFE |  |  |  | 1 | BP410S
EQ000545 |  | Freezer |  | Freezer | Liebherr | Logtestijn, RSP van | VU/F/BETA/A-LIFE/SE | WN.M513 | VU/F/BETA/A-LIFE |  |  |  | 1
EQ000544 | BIBRO-447 | Freezer |  | Freezer | Liebherr | Logtestijn, RSP van | VU/F/BETA/A-LIFE/SE | WN.M513 | VU/F/BETA/A-LIFE |  |  |  | 1 | G-5210
EQ000543 | BIBRO-919 | Freezer |  | Freezer | Liebherr | Logtestijn, RSP van | VU/F/BETA/A-LIFE/SE | WN.M513 | VU/F/BETA |  |  |  | 1
EQ000542 | 012491 | Light Source |  | LED Grow Light | Hortilight | Logtestijn, RSP van | VU/F/BETA/A-LIFE/SE | WN.M513 | VU/F/BETA/A-LIFE |  |  |  | 1 | HL270SF-II
EQ000541 |  | Cooling Unit |  | Refrigerating Equipment | Rivacold | Logtestijn, RSP van | VU/F/BETA/A-LIFE/SE | WN.M513 | VU/F/BETA/A-LIFE |  |  |  | 1 | STM009Z001
EQ000540 |  | Cooling Unit |  | Refrigerating Equipment | Rivacold | Logtestijn, RSP van | VU/F/BETA/A-LIFE/SE | WN.M513 | VU/F/BETA/A-LIFE/SE |  |  |  | 1 | STM009Z001
EQ000539 | 007479 | Centrifuge |  | Centrifuge |  | Logtestijn, RSP van | VU/F/BETA/A-LIFE/SE | WN.M513 | VU/F/BETA/A-LIFE |  |  |  | 1 | 1-14
EQ000538 |  | Vortex |  | Vortex-Genie 2 | Mo bio | Logtestijn, RSP van | VU/F/BETA/A-LIFE/SE | WN.M513 | VU/F/BETA/A-LIFE |  |  |  | 1 | G560E
EQ000537 |  | Balance |  | ELectronic balance 3100 | Sartorius | Logtestijn, RSP van | VU/F/BETA/A-LIFE/SE | WN.M513 | VU/F/BETA/A-LIFE/SE |  |  |  | 1 | ISO9001
EQ000536 |  | Vacuum Cleaner |  | Venteo Vacuum | Venteo | Logtestijn, RSP van | VU/F/BETA/A-LIFE/SE | O2.02W41 | VU/F/BETA/A-LIFE |  |  |  | 1 | ASPI01
EQ000535 |  | Elemental Analyzer |  | NC 2500 Analyzer | CE Instruments | Logtestijn, RSP van | VU/F/BETA/A-LIFE/SE | O2.02W37 | VU/F/BETA/A-LIFE |  |  |  | 1 | EA / NA 1110
EQ000534 |  | Current Clamp |  | A-115 Current Probe tbv BMI 100G | BMI Basic Measuring Instruments | Limburg, Rob | VU/F/BETA/TC/Electronica | WN.P043 | - |  |  |  | 1 | A-115 Current Probe
EQ000533 |  | Printer |  | HP Printer | Hewlett Packard (HP) | Logtestijn, RSP van | VU/F/BETA/A-LIFE/SE | WN.A127 | VU/F/BETA/A-LIFE |  |  |  | 0 | C3980A
EQ000532 |  | Gas Purifier |  | Carrier Gas Purifier | Supelco | Logtestijn, RSP van | VU/F/BETA/A-LIFE/SE | WN.A127 | VU/F/BETA/A-LIFE |  |  |  | 0 | 2-3801
EQ000531 |  | Desiccator |  | SPI Desiccator | SPI | Logtestijn, RSP van | VU/F/BETA/A-LIFE/SE | WN.A127 | VU/F/BETA/A-LIFE |  |  |  | 0 | Secador 4
EQ000530 |  | CO2 Monitor |  | EGM-4 CO2 Monitor | PP Systems | Logtestijn, RSP van | VU/F/BETA/A-LIFE/SE | WN.M513 | VU/F/BETA/A-LIFE |  |  |  | 1 | EGM-4
EQ000529 |  | Gas Purifier |  | Con Flo II Interface | Thermo Fisher Scientific | Logtestijn, RSP van | VU/F/BETA/A-LIFE/SE | O2.02W37 | VU/F/BETA/A-LIFE |  |  |  | 1 | ConFlo II
EQ000528 |  | Safety Suction System |  | Hettich Safety Suction System | Hettich | Logtestijn, RSP van | VU/F/BETA/A-LIFE/SE | O2.01E19 | VU/F/BETA/A-LIFE |  |  |  | 1 | AC02
EQ000527 |  | Infrared Spectrometer |  | ABB FT-IR | ABB | Logtestijn, RSP van | VU/F/BETA/A-LIFE/SE | O2.02W41 | VU/F/BETA/A-LIFE |  |  |  | 1 | MIRacle MB3000
EQ000526 |  | Gas Chromatograph |  | Precon GC | Thermo Fisher Scientific | Logtestijn, RSP van | VU/F/BETA/A-LIFE/SE | WN.A127 | VU/F/BETA/A-LIFE |  |  |  | 0 | Precon GC
EQ000525 | 016956 | Vacuum Pump |  | Vacuubrand Vacuum Pump | Vacuubrand | Logtestijn, RSP van | VU/F/BETA/A-LIFE/SE | O2.02W41 | VU/F/BETA/A-LIFE |  |  |  | 1 | MD1
EQ000524 |  | Mass Spectrometer |  | IRMS | Thermo Fisher Scientific | Logtestijn, RSP van | VU/F/BETA/A-LIFE/SE | O2.02W37 | VU/F/BETA/A-LIFE |  |  |  | 1 | Deltaplus
EQ000523 |  | Column Oven |  | Waters Column Oven | Thermo Fisher Scientific | Logtestijn, RSP van | VU/F/BETA/A-LIFE/SE | WN.A127 | VU/F/BETA/A-LIFE |  |  |  | 0 | CHM
EQ000522 |  | Active Gauge |  | Active Gauge | Edwards | Logtestijn, RSP van | VU/F/BETA/A-LIFE/E&E | O2.02W37 | VU/F/BETA/A-LIFE |  |  |  | 1 | D14644000
EQ000521 |  | Pyroprobe |  | CDS Pyroprobe 2000 | CDS | Logtestijn, RSP van | VU/F/BETA/A-LIFE/SE | WN.A127 | VU/F/BETA/A-LIFE |  |  |  | 0 | Pyroprobe 2000
EQ000520 |  | Vacuum Pump |  | Rotary Vane Pump | Pfeiffer | Logtestijn, RSP van | VU/F/BETA/A-LIFE/SE | O2.02W37 | VU/F/BETA/A-LIFE |  |  |  | 1 | DUO 5 M / PKD61017D
EQ000519 |  | Mass Spectrometer |  | Agilent Mass Selective Detector | Agilent | Logtestijn, RSP van | VU/F/BETA/A-LIFE/SE | WN.A127 | VU/F/BETA/A-LIFE |  |  |  | 0 | 5973N
EQ000518 |  | Gas Chromatograph |  | Agilent Network GC System | Agilent | Logtestijn, RSP van | VU/F/BETA/A-LIFE/SE | WN.A127 | VU/F/BETA/A-LIFE |  |  |  | 0 | 6890N
EQ000517 |  | Vacuum Pump |  | Turbomolecular Pump | Pfeiffer | Logtestijn, RSP van | VU/F/BETA/A-LIFE/SE | O2.02W37 | VU/F/BETA/A-LIFE |  |  |  | 1 | TMH 260-005 DN 100 ISO-K
EQ000516 |  | Elemental Analyzer |  | Thermo Scientific NC Analyzer | Thermo Fisher Scientific | Logtestijn, RSP van | VU/F/BETA/A-LIFE/SE | O2.02W37 | VU/F/BETA/A-LIFE |  |  |  | 1 | Flash EA 1112
EQ000515 |  | Vacuum Pump |  | Turbomolecular Drag Pump | Pfeiffer | Logtestijn, RSP van | VU/F/BETA/A-LIFE/SE | O2.02W37 | VU |  |  |  | 1 | TMH 064 DN 63 ISO-K
EQ000514 |  | Shaker/Mixer |  | Shaker | New Brunswick Scientific | Logtestijn, RSP van | VU/F/BETA/A-LIFE/SE | WN.A128 | VU/F/BETA/A-LIFE |  |  |  | 0 | G2
EQ000513 |  | Differential Probe |  | Differential Probe | Sapphire | Limburg, Rob | VU/F/BETA/TC/Electronica | WN.P043 | - |  |  |  | 1 | SI-9000
EQ000512 |  | HPLC Separations Module |  | HPLC Separations Module | Waters | Logtestijn, RSP van | VU/F/BETA/A-LIFE/SE | WN.A127 | VU/F/BETA/A-LIFE |  |  |  | 0 | 2690
EQ000511 |  | Peristaltic Pump |  | Peristaltic Pump | LKB | Logtestijn, RSP van | VU/F/BETA/A-LIFE/SE | WN.A128 | VU/F/BETA/A-LIFE |  |  |  | 0 | 10200 perpex
EQ000510 |  | Battery Charger |  | LiPo Charger | Voltcraft | Limburg, Rob | VU/F/BETA/TC/Electronica | WN.P043 | - |  |  |  | 1 | LiPo 3000
EQ000509 |  | Balance |  | Micro Balance M3P | Sartorius | Logtestijn, RSP van | VU/F/BETA/A-LIFE/SE | O2.02W45 | VU/F/BETA/A-LIFE |  |  |  | 1 | M2P
EQ000508 |  | Vortex |  | Vortex | Heidolph | Logtestijn, RSP van | VU/F/BETA/A-LIFE/SE | WN.A128 | VU/F/BETA/A-LIFE |  |  |  | 0 | Reax top
EQ000507 | 005822 | Osmometer |  | Vapor pressure osmometer | Vescor | Logtestijn, RSP van | VU/F/BETA/A-LIFE/SE | WN.A128 | VU/F/BETA/A-LIFE |  |  |  | 0 | 5500
EQ000506 |  | Shaker/Mixer |  | Shaker | New Brunswick Scientific | Logtestijn, RSP van | VU/F/BETA/A-LIFE/SE | WN.A128 | VU/F/BETA/A-LIFE |  |  |  | 0
EQ000505 |  | Autosampler |  | Shimadzu ASI-L Autosampler | Shimadzu | Logtestijn, RSP van | VU/F/BETA/A-LIFE/SE | O2.02W41 | VU/F/BETA/A-LIFE |  |  |  | 1 | ASI-L
EQ000504 |  | Ultrasonic Cleaner |  | Ultrasonic cleaner | Branson | Logtestijn, RSP van | VU/F/BETA/A-LIFE/SE | O2.02W35 | VU/F/BETA/A-LIFE |  |  |  | 1 | 5510
EQ000503 |  | Total Organic Carbon analyzer |  | Shimadzu Total Organic Carbon Analyzer | Shimadzu | Logtestijn, RSP van | VU/F/BETA/A-LIFE/SE | O2.02W41 | VU/F/BETA/A-LIFE |  |  |  | 1 | TOC-L CPN
EQ000502 |  | Total Organic Carbon analyzer |  | Shimadzu Total Organic Carbon Analyzer | Shimadzu | Logtestijn, RSP van | VU/F/BETA/A-LIFE/SE | WN.A127 | VU/F/BETA/A-LIFE |  |  |  | 0 | TOC-L CPN
EQ000501 |  | Blender |  | Blender | Philips | Logtestijn, RSP van | VU/F/BETA/A-LIFE/SE | O2.02E69 | VU |  |  |  | 1
EQ000500 |  | Transilluminator |  | Transilluminator | Analytik Jena | Logtestijn, RSP van | VU/F/BETA/A-LIFE/SE | WN.A128 | VU/F/BETA/A-LIFE |  |  |  | 0
EQ000499 |  | Water Bath |  | Oil bath | IKA | Logtestijn, RSP van | VU/F/BETA/A-LIFE/SE | WN.A128 | VU/F/BETA/A-LIFE/SE |  |  |  | 0
EQ000498 |  | Climate Chamber |  | Profi-line Climate Chamber | Liebherr | Logtestijn, RSP van | VU/F/BETA/A-LIFE/SE | WN.A128 | VU/F/BETA/A-LIFE |  |  |  | 0 | Profi-line
EQ000497 | PR-047855 | Printer |  | Printer | Ricoh | Logtestijn, RSP van | VU/F/BETA/A-LIFE/SE | WN.A128 | VU/F/BETA/A-LIFE |  |  |  | 0 | SP C360DNw
EQ000496 |  | Fridge |  | Liebherr Fridge | Liebherr | Logtestijn, RSP van | VU/F/BETA/A-LIFE/SE | WN.A128 | VU/F/BETA/A-LIFE |  |  |  | 0
EQ000495 |  | Oven |  | Ehret Oven | Ehret | Logtestijn, RSP van | VU/F/BETA/A-LIFE/SE | WN.N139A | - |  |  |  | 1 | TKL 3237
EQ000494 | 201 | Freezer |  | Freezer | Liebherr | Logtestijn, RSP van | VU/F/BETA/A-LIFE/SE | WN.A128 | VU |  |  |  | 0 | Premium frost-free
EQ000493 |  | Power Supply |  | Switching Power Supply | XP Power | Verweij, RA | VU/F/BETA/A-LIFE/E&E | WN.N134 | VU/F/BETA/A-LIFE |  |  |  | 1 | VEL05US120-EU-JA
EQ000492 |  | Freezer |  | Freezer | Liebherr | Logtestijn, RSP van | VU/F/BETA/A-LIFE/SE | WN.A128 | VU/F/BETA/A-LIFE |  |  |  | 0 | Bibro 490
EQ000491 | 025 | Freezer |  | Freezer | Liebherr | Logtestijn, RSP van | VU/F/BETA/A-LIFE/SE | WN.A128 | VU/F/BETA/A-LIFE |  |  |  | 0 | Comfort
EQ000490 |  | Vacuum Concentrators |  | Centrivap Speedvac Concentrator | Labconco | Verweij, RA | VU/F/BETA/A-LIFE/E&E | WN.N134 | VU/F/BETA/A-LIFE |  |  |  | 1 | 7810000
EQ000489 |  | Microwave oven |  | Sharp Microwave Oven | Sharp | Logtestijn, RSP van | VU/F/BETA/A-LIFE/SE | WN.A128 | VU/F/BETA/A-LIFE |  |  |  | 0 | R-234
EQ000488 | 032253 | Computer |  | Prodesk HP tower | Hewlett Packard (HP) | Logtestijn, RSP van | VU/F/BETA/A-LIFE/SE | WN.A128 | VU/F/BETA/A-LIFE |  |  |  | 0 | Prodesk 600 GFF
EQ000487 |  | Vacuum Pump |  | High Vacuum Pump | Edwards | Verweij, RA | VU/F/BETA/A-LIFE/E&E | WN.N134 | VU/F/BETA/A-LIFE |  |  |  | 1 | RV12
EQ000486 |  | Vacuum Pump |  | High Vacuum Pump | Edwards | Verweij, RA | VU/F/BETA/A-LIFE/E&E | WN.N134 | VU/F/BETA/A-LIFE |  |  |  | 1 | E2M8
EQ000485 | 022855 | Computer |  | HP Screen | Hewlett Packard (HP) | Logtestijn, RSP van | VU/F/BETA/A-LIFE/SE | WN.A128 | VU/F/BETA/A-LIFE |  |  |  | 0 | LA2205wg
EQ000484 |  | Dishwasher |  | Miele Dishwasher | Miele | Logtestijn, RSP van | VU/F/BETA/A-LIFE/SE | WN.A128 | VU/F/BETA/A-LIFE |  |  |  | 0 | G 7750
EQ000483 |  | Dishwasher |  | Dishwasher | Miele | Verweij, RA | VU/F/BETA/A-LIFE/E&E | WN.N134 | VU |  |  |  | 1 | Jubilee A+++
EQ000482 |  | Drying Cabinet |  | Jencons Drying Cabinet | Jencons-PLS | Logtestijn, RSP van | VU/F/BETA/A-LIFE/SE | WN.A128 | VU/F/BETA/A-LIFE |  |  |  | 0
EQ000481 |  | Radio |  | Digital Sound System | Xiron | Verweij, RA | VU/F/BETA/A-LIFE/E&E | WN.N134 | VU/F/BETA/A-LIFE |  |  |  | 1 | RCD 6600
EQ000480 | B10-30-045 | Oven |  | Heraeus Drying Oven | Heraeus | Logtestijn, RSP van | VU/F/BETA/A-LIFE/SE | WN.A128 | VU/F/BETA/A-LIFE |  |  |  | 0 | T 5042 EK
EQ000479 |  | Balance |  | Electronic Balance | Sartorius | Verweij, RA | VU/F/BETA/A-LIFE/E&E | WN.N134 | VU/F/BETA/A-LIFE/E&E |  |  |  | 1 | L 2200P
EQ000478 |  | Magnetic Stirrer |  | Hotplate Magnetic Stirrer | Snijders | Logtestijn, RSP van | VU/F/BETA/A-LIFE/SE | O2.02W45 | VU/F/BETA/A-LIFE |  |  |  | 1 | 34532
EQ000477 |  | Freeze-Dryer |  | Freeze-Dryer | Labconco | Verweij, RA | VU/F/BETA/A-LIFE/E&E | WN.N134 | VU/F/BETA/A-LIFE |  |  |  | 1 | lymph lock 6
EQ000476 |  | Freeze-Dryer |  | Freeze-Dryer | Edwards | Verweij, RA | VU/F/BETA/A-LIFE/E&E | O2.02E24 | - |  |  |  | 1 | Modulyo EF4 1000
EQ000475 |  | pH Meter |  | WTW Inolab pH meter | WTW | Logtestijn, RSP van | VU/F/BETA/A-LIFE/SE | O2.02E69 | VU/F/BETA/A-LIFE |  |  |  | 1 | inoLab pH level 2
EQ000474 |  | Autosampler |  | Autosampler | Lachat | Logtestijn, RSP van | VU/F/BETA/A-LIFE/SE | O2.02W41 | VU/F/BETA/A-LIFE |  |  |  | 1 | ASX-520
EQ000473 | 005618 | Data Logger |  | BMI 100G PowerVisa | BMI Basic Measuring Instruments | Limburg, Rob | VU/F/BETA/TC/Electronica | WN.P043 | - |  |  |  | 1 | 100G PowerVisa
EQ000472 |  | Flow Analyzer |  | Multi-channel cassette pumps | Watson Marlow | Logtestijn, RSP van | VU/F/BETA/A-LIFE/SE | O2.02W41 | VU/F/BETA/A-LIFE |  |  |  | 1 | 2058
EQ000471 |  | Centrifuge |  | MSE Micro Centaur | MSE | Logtestijn, RSP van | VU/F/BETA/A-LIFE/SE | WN.A128 | VU/F/BETA/A-LIFE |  |  |  | 0 | MSB010.CX2.5
EQ000470 | 012461 | Oven |  | Forced Circulation Oven | MMM Group | Verweij, RA | VU/F/BETA/A-LIFE/E&E | WN.N134 | VU/F/BETA/A-LIFE |  |  |  | 1 | Venticell
EQ000469 |  | Flow Analyzer |  | Flow analyzer | Lachat | Logtestijn, RSP van | VU/F/BETA/A-LIFE/SE | O2.02W41 | VU/F/BETA/A-LIFE/SE |  |  |  | 1 | QuikChem Series 8000
EQ000468 | SL441 | Freezer |  | Freezer | Snijders | Verweij, RA | VU/F/BETA/A-LIFE/E&E | WN.N134 | VU/F/BETA/A-LIFE |  |  |  | 1 | SL 9002
EQ000467 |  | Multimeter |  | High precision voltage and temperature meter | National Instruments | Logtestijn, RSP van | VU/F/BETA/A-LIFE/SE | WN.A128 | VU/F/BETA/A-LIFE |  |  |  | 0 | NI4350
EQ000466 | 008993 | Light Source |  | Euromex Fiber Optic Light Source | Euromex | Logtestijn, RSP van | VU/F/BETA/A-LIFE/SE | O2.02E79 | VU/F/BETA/A-LIFE |  |  |  | 1 | Illuminator EK-1
EQ000465 |  | Light Source |  | Euromex Fiber Optic Light Source | Euromex | Logtestijn, RSP van | VU/F/BETA/A-LIFE/SE | WN.A128 | VU/F/BETA/A-LIFE |  |  |  | 0 | LE.5219-230 REV.5
EQ000464 |  | Chlorine analyzer |  | Chlorine Analyzer | Sherwood | Logtestijn, RSP van | VU/F/BETA/A-LIFE/SE | O2.02E69 | VU/F/BETA/A-LIFE |  |  |  | 1 | MK II CA 962
EQ000463 | 6 | Extractors |  | Tullgren Extracter | VU | Verweij, RA | VU/F/BETA/A-LIFE/E&E | WN.N134 | VU/F/BETA/A-LIFE |  |  |  | 1 | Tullgren
EQ000462 | 5 | Extractors |  | Tullgren Extracter | VU | Verweij, RA | VU/F/BETA/A-LIFE/E&E | WN.N134 | VU/F/BETA/A-LIFE |  |  |  | 1 | Tullgren
EQ000461 |  | Force gauge |  | Ultra-test | Mecmesin | Logtestijn, RSP van | VU/F/BETA/A-LIFE/SE | WN.N162 | VU/F/BETA/A-LIFE |  |  |  | 1
EQ000460 |  | Light Source |  | KL 1500 Fiber Optic Light Source | Schott | Logtestijn, RSP van | VU/F/BETA/A-LIFE/SE | WN.M513 | VU/F/BETA/A-LIFE |  |  |  | 1 | KL1500
EQ000459 | 3 | Extractors |  | Tullgren Extracter | VU | Verweij, RA | VU/F/BETA/A-LIFE/E&E | WN.N134 | VU/F/BETA/A-LIFE |  |  |  | 1 | Tullgren
EQ000458 |  | Microscope |  | Microscope 8 | Wild Heerbrugg | Logtestijn, RSP van | VU/F/BETA/A-LIFE/SE | O2.02E79 | VU/F/BETA/A-LIFE |  |  |  | 1 | M5A
EQ000457 | 2 | Extractors |  | Tullgren Extracter | VU | Verweij, RA | VU/F/BETA/A-LIFE/E&E | WN.N134 | VU/F/BETA/A-LIFE |  |  |  | 1 | Tullgren
EQ000456 |  | Force gauge |  | Force gauge | Mecmesin | Logtestijn, RSP van | VU/F/BETA/A-LIFE/SE | WN.N162 | VU/F/BETA/A-LIFE |  |  |  | 1 | AFG1000N
EQ000455 | 1 | Extractors |  | Oil Floatation Extractor | VU | Verweij, RA | VU/F/BETA/A-LIFE/E&E | WN.N134 | VU/F/BETA/A-LIFE |  |  |  | 1
EQ000454 |  | Binoculars |  | Non-electric Binoculars | Wild Heerbrugg | Logtestijn, RSP van | VU/F/BETA/A-LIFE/SE | WN.M513 | VU/F/BETA/A-LIFE |  |  |  | 1 | M5A
EQ000453 |  | Autoclave |  | Autoclave 2100 classic | Prestige Medical | Logtestijn, RSP van | VU/F/BETA/A-LIFE/SE | WN.A128 | VU/F/BETA/A-LIFE |  |  |  | 0 | 210024
EQ000452 |  | Vacuum Pump |  | Vacuum pump | KNF | Logtestijn, RSP van | VU/F/BETA/A-LIFE/SE | WN.N162 | VU/F/BETA/A-LIFE |  |  |  | 1 | N8203FT
EQ000451 |  | Microscope |  | Miscroscope 9 | Wild Heerbrugg | Logtestijn, RSP van | VU/F/BETA/A-LIFE/SE | O2.02E79 | - |  |  |  | 1 | M5A
EQ000450 | 1 | Extractors |  | Tullgren Extracter | VU | Verweij, RA | VU/F/BETA/A-LIFE/E&E | WN.N134 | VU/F/BETA/A-LIFE |  |  |  | 1 | Tullgren
EQ000449 |  | Magnetic Stirrer |  | Lum stirrer | Snijders | Logtestijn, RSP van | VU/F/BETA/A-LIFE/SE | O2.02W41 | VU/F/BETA/A-LIFE |  |  |  | 1 | 34522
EQ000448 |  | Magnetic Stirrer |  | Hotplate magnetic stirrer | Snijders | Marien, Janine | VU/F/BETA/A-LIFE | O2.01E19 | VU/F/BETA/A-LIFE |  |  |  | 1 | 34532
EQ000447 |  | Balance |  | Autobalance Control Unit | Perkin-Elmer | Logtestijn, RSP van | VU/F/BETA/A-LIFE/SE | WN.A128 | VU/F/BETA/A-LIFE |  |  |  | 0 | C655-0001
EQ000446 |  | Microscope |  | Light Microscope 3 | Carl Zeiss | Logtestijn, RSP van | VU/F/BETA/A-LIFE/SE | O2.02E79 | - |  |  |  | 1
EQ000445 |  | Pump/Compressor |  | Compressor | Wobl | Logtestijn, RSP van | VU/F/BETA/A-LIFE/SE | WN.A128 | VU |  |  |  | 0 | 607CD22
EQ000444 | 006476 | Centrifuge |  | Centrifuge Centaur 2 | MSE | Logtestijn, RSP van | VU/F/BETA/A-LIFE/SE | WN.A128 | VU/F/BETA/A-LIFE/SE |  |  |  | 0 | MSB020
EQ000443 |  | Microscope |  | Light Microscope 4 | Reichert | Logtestijn, RSP van | VU/F/BETA/A-LIFE/SE | O2.02E79 | - |  |  |  | 1 | Immunopan
EQ000442 |  | Balance |  | Balance | Perkin-Elmer | Logtestijn, RSP van | VU/F/BETA/A-LIFE/SE | WN.A128 | VU/F/BETA/A-LIFE |  |  |  | 0 | C655-0001
EQ000441 |  | Radio |  | Radio Micro System | Philips | Logtestijn, RSP van | VU/F/BETA/A-LIFE/SE | O2.02W41 | VU/F/BETA/A-LIFE |  |  |  | 1 | MC118/22
EQ000440 |  | Water Bath |  | Water bath | Marius | Logtestijn, RSP van | VU/F/BETA/A-LIFE/SE | WN.A128 | VU/F/BETA/A-LIFE/SE |  |  |  | 0
EQ000439 |  | Radio |  | Radio Concert Boy | Grundig | Logtestijn, RSP van | VU/F/BETA/A-LIFE/SE | WN.A128 | VU/F/BETA/A-LIFE |  |  |  | 0 | Concert Boy 235
EQ000438 |  | Vortex |  | Dual press to mix | Snijders | Logtestijn, RSP van | VU/F/BETA/A-LIFE/SE | O2.02W41 | VU/F/BETA/A-LIFE |  |  |  | 1 | 34525
EQ000437 |  | Balance |  | Electronic Balance | Sartorius | Logtestijn, RSP van | VU/F/BETA/A-LIFE/SE | O2.02W45 | VU/F/BETA/A-LIFE |  |  |  | 1 | BP 301 S
EQ000436 |  | Balance |  | Electronic Balance | Kern | Logtestijn, RSP van | VU/F/BETA/A-LIFE/SE | O2.02W45 | VU/F/BETA/A-LIFE |  |  |  | 1 | PBS/PBJ
EQ000435 | 008468 | Spectrometer |  | Spectrophotometer | Shimadzu | Logtestijn, RSP van | VU/F/BETA/A-LIFE/SE | O2.02W41 | VU/F/BETA/A-LIFE |  |  |  | 1 | UV-1601PC
EQ000434 |  | Balance |  | Electronic Balance | Sartorius | Logtestijn, RSP van | VU/F/BETA/A-LIFE/SE | WN.N162 | VU/F/BETA/A-LIFE |  |  |  | 1 | ENTRIS623I-1S
EQ000433 |  | UV/VIS Detector |  | UV/VIS Detector | Shimadzu | Linden, Oscar van | VU/F/BETA/S&F/OSF | WN.KA283 | VU/F/BETA/S&F/OSF |  |  |  | 1 | SPD-20AV
EQ000432 | 007674 | Centrifuge |  | Microfuge 16 |  | Linden, Oscar van | VU/F/BETA/S&F/OSF | WN.KA283 | VU/F/BETA/S&F/OSF |  |  |  | 1
EQ000431 | 009057 | UV/VIS Detector |  | UV/VIS Detector | Shimadzu | Linden, Oscar van | VU/F/BETA/S&F/OSF | WN.KA283 | VU/F/BETA/S&F/OSF |  |  |  | 1 | SPD-20A
EQ000430 |  | HPLC Pump |  | HPLC Pump Prominence | Shimadzu | Linden, Oscar van | VU/F/BETA/S&F/OSF | WN.KA283 | VU/F/BETA/S&F/OSF |  |  |  | 1 | LC-20AD
EQ000429 | 011415 | Vortex |  | Vortex | VWR | Linden, Oscar van | VU/F/BETA/S&F/OSF | WN.KA283 | VU/F/BETA/S&F/OSF |  |  |  | 1 | VV3
EQ000428 |  | HPLC Pump |  | HPLC Pump Prominence | Shimadzu | Linden, Oscar van | VU/F/BETA/S&F/OSF | WN.KA283 | VU/F/BETA/S&F/OSF |  |  |  | 1 | LC-30AD
EQ000427 | 010445 | Vortex |  | Vortex | VWR | Linden, Oscar van | VU/F/BETA/S&F/OSF | WN.KA283 | VU/F/BETA/S&F/OSF |  |  |  | 1 | VV3
EQ000426 | 010446 | Vortex |  | Vortex | VWR | Linden, Oscar van | VU/F/BETA/S&F/OSF | WN.KA283 | VU/F/BETA/S&F/OSF |  |  |  | 1
EQ000425 | 011418 | Vortex |  | Vortex | VWR | Linden, Oscar van | VU/F/BETA/S&F/OSF | WN.KA283 | VU/F/BETA/S&F/OSF |  |  |  | 1 | 444-1372
EQ000424 | 009058 | UV/VIS Detector |  | UV/VIS Detector | Shimadzu | Linden, Oscar van | VU/F/BETA/S&F/OSF | WN.KA283 | VU/F/BETA/S&F/OSF |  |  |  | 1 | SPD-20A
EQ000423 | 008966 | pH Meter |  | Ph meter | Metrohm | Linden, Oscar van | VU/F/BETA/S&F/OSF | WN.KA283 | VU/F/BETA/S&F/OSF |  |  |  | 1 | 16910020
EQ000422 |  | UV/VIS Detector |  | UV/VIS Detector | Shimadzu | Linden, Oscar van | VU/F/BETA/S&F/OSF | WN.KA283 | VU/F/BETA/S&F/OSF |  |  |  | 1 | SPD-20A
EQ000421 | 011926 | UV/VIS Detector |  | UV/VIS Detector | Shimadzu | Linden, Oscar van | VU/F/BETA/S&F/OSF | WN.KA283 | VU/F/BETA/S&F/OSF |  |  |  | 1 | SPD-20A
EQ000420 | 000897 | pH Meter |  | Ph meter | Metrohm | Linden, Oscar van | VU/F/BETA/S&F/OSF | WN.KA283 | VU/F/BETA/S&F/OSF |  |  |  | 1 | 16910020
EQ000419 | 009054 | UV/VIS Detector |  | UV/VIS Detector | Shimadzu | Linden, Oscar van | VU/F/BETA/S&F/OSF | WN.KA283 | VU/F/BETA/S&F/OSF |  |  |  | 1 | SPD-20A
EQ000418 | 003497 | Block Heater |  | block heater | Eppendorf | Linden, Oscar van | VU/F/BETA/S&F/OSF | WN.KA283 | VU/F/BETA/S&F/OSF |  |  |  | 1
EQ000417 | 011923 | UV/VIS Detector |  | UV/VIS Detector | Shimadzu | Linden, Oscar van | VU/F/BETA/S&F/OSF | WN.KA283 | VU/F/BETA/S&F/OSF |  |  |  | 1 | SPD-20A
EQ000416 | 003559 | Flask heater |  | Flask heater | Eppendorf | Linden, Oscar van | VU/F/BETA/S&F/OSF | WN.KA283 | VU/F/BETA/S&F/OSF |  |  |  | 1
EQ000415 | 009059 | UV/VIS Detector |  | UV/VIS Detector | Shimadzu | Linden, Oscar van | VU/F/BETA/S&F/OSF | WN.KA283 | VU/F/BETA/S&F/OSF |  |  |  | 1 | SPD-20A
EQ000414 | 003556 | Flask heater |  | Flask heater | Eppendorf | Linden, Oscar van | VU/F/BETA/S&F/OSF | WN.KA283 | VU/F/BETA/S&F/OSF |  |  |  | 1
EQ000413 |  | UV/VIS Detector |  | UV/VIS Detector | Shimadzu | Linden, Oscar van | VU/F/BETA/S&F/OSF | WN.KA283 | VU/F/BETA/S&F/OSF |  |  |  | 0 | SPD-20A
EQ000412 |  | UV/VIS Detector |  | UV/VIS Detector | Shimadzu | Linden, Oscar van | VU/F/BETA/S&F/OSF | WN.KA283 | VU/F/BETA/S&F/OSF |  |  |  | 1 | SPD-20AV
EQ000411 |  | HPLC System Controller |  | Communications Bus Module | Shimadzu | Linden, Oscar van | VU/F/BETA/S&F/OSF | WN.KA283 | VU/F/BETA/S&F/OSF |  |  |  | 1 | CBM-20A
EQ000410 |  | Pump/Compressor |  | Isocratic pump | Kontron Analytical | Linden, Oscar van | VU/F/BETA/S&F/OSF | WN.N288 | VU/F/BETA/S&F/OSF |  |  |  | 1 | LC PUMP 414
EQ000409 |  | Balance |  | Analytical Balance | VWR | Linden, Oscar van | VU/F/BETA/S&F/OSF | WN.KA283 | VU/F/BETA/S&F/OSF |  |  |  | 1 | LAG 214i
EQ000408 |  | Balance |  | Analytical balance | VWR | Linden, Oscar van | VU/F/BETA/S&F/OSF | WN.KA283 | VU/F/BETA/S&F/OSF |  |  |  | 1 | LAG214i
EQ000407 |  | Balance |  | Analytical balance | VWR | Linden, Oscar van | VU/F/BETA/S&F/OSF | WN.N288 | VU/F/BETA/S&F/OSF |  |  |  | 1 | LAG214i
EQ000406 |  | Shaker/Mixer |  | Mixer/Shaker 7400 | Edmund Bühler | Stevens, Peter | VU/F/BETA/TC/FMI/ONB | WN.A208 | VU/F/BETA/TC/FMI/ONB |  |  |  | 1 | KL2
EQ000405 | 005776 | Fridge |  | Fridge | Liebherr | Stevens, Peter | VU/F/BETA/TC/FMI/ONB | WN.A208 | VU/F/BETA/TC/FMI/ONB |  |  |  | 1
EQ000404 | 010831 | Centrifuge |  | Centrifuge 1-15K | Sigma | Stevens, Peter | VU/F/BETA/TC/FMI/ONB | WN.A208 | VU/F/BETA/TC/FMI/ONB |  |  |  | 1 | 1-15K
EQ000403 | 004892 | Block Heater |  | Heater block | Lab-Line | Stevens, Peter | VU/F/BETA/TC/FMI/ONB | WN.A208 | VU/F/BETA/TC/FMI/ONB |  |  |  | 1 | Multi-2000-1
EQ000402 | 005113 | Centrifuge |  | Centrifuge 1-14 | Sigma | Stevens, Peter | VU/F/BETA/TC/FMI/ONB | WN.A208 | VU/F/BETA/TC/FMI/ONB |  |  |  | 1 | 1-14
EQ000401 | 005122 | Magnetic Stirrer |  | Magnetic stirrer | Bernstead | Stevens, Peter | VU/F/BETA/TC/FMI/ONB | WN.A208 | VU/F/BETA/TC/FMI/ONB |  |  |  | 1
EQ000400 |  | Block Heater |  | Slide Warmer | Adamas | Stevens, Peter | VU/F/BETA/TC/FMI/ONB | WN.A208 | VU/F/BETA/TC/FMI/ONB |  |  |  | 1 | SW 85
EQ000399 | 004880 | Vortex |  | Vortex | IKA | Stevens, Peter | VU/F/BETA/TC/FMI/ONB | WN.A208 | VU/F/BETA/TC/FMI/ONB |  |  |  | 1 | Yellowline TTS 2
EQ000398 | 004878 | Vortex |  | Vortex | IKA | Stevens, Peter | VU/F/BETA/TC/FMI/ONB | WN.A208 | VU/F/BETA/TC/FMI/ONB |  |  |  | 1 | Yellowline TTS 2
EQ000397 | 005244 | Water Bath |  | Hot Water Bath | B.Braun Biotech International | Stevens, Peter | VU/F/BETA/TC/FMI/ONB | WN.O026 | VU/F/BETA/TC/FMI/ONB |  |  |  | 1 | 852 112/3 ME
EQ000396 | 012133 | Autoclave |  | Autoclave | HMC | Stevens, Peter | VU/F/BETA/TC/FMI/ONB | WN.O026 | VU/F/BETA/TC/FMI/ONB |  |  |  | 1 | HMC HV-SOL
EQ000395 | 004858 | Spectrometer |  | Spectrophotometer UV / visible | Analytik Jena | Stevens, Peter | VU/F/BETA/TC/FMI/ONB | WN.O026 | VU/F/BETA/TC/FMI/ONB |  |  |  | 1 | Spekol 1300
EQ000394 |  | Multimeter |  | Digital Multimeter Voltcraft | Voltcraft | Stevens, Peter | VU/F/BETA/TC/FMI/ONB | WN.O026 | VU/F/BETA/TC/FMI/ONB |  |  |  | 1 | VC820
EQ000393 | 008810 | Microwave oven |  | Microwave oven | Atag | Stevens, Peter | VU/F/BETA/TC/FMI/ONB | WN.O026 | VU/F/BETA/TC/FMI/ONB |  |  |  | 1
EQ000392 | 280913 | Microscope |  | Microscope small | Olympus | Stevens, Peter | VU/F/BETA/TC/FMI/ONB | WN.O026 | VU/F/BETA/TC/FMI/ONB |  |  |  | 1
EQ000391 | 236409 | Microscope |  | Microscope small | Olympus | Stevens, Peter | VU/F/BETA/TC/FMI/ONB | WN.O026 | VU/F/BETA/TC/FMI/ONB |  |  |  | 1
EQ000390 | 255217 | Microscope |  | Microscope small | Olympus | Stevens, Peter | VU/F/BETA/TC/FMI/ONB | WN.O026 | VU/F/BETA/TC/FMI/ONB |  |  |  | 1
EQ000389 | 281234 | Microscope |  | Microscope small | Olympus | Stevens, Peter | VU/F/BETA/TC/FMI/ONB | WN.O026 | VU/F/BETA/TC/FMI/ONB |  |  |  | 1
EQ000388 | 280936 | Microscope |  | Microscope small | Olympus | Stevens, Peter | VU/F/BETA/TC/FMI/ONB | WN.O026 | VU/F/BETA/TC/FMI/ONB |  |  |  | 1
EQ000387 | 236455 | Microscope |  | Microscope small | Olympus | Stevens, Peter | VU/F/BETA/TC/FMI/ONB | WN.O026 | VU/F/BETA/TC/FMI/ONB |  |  |  | 1
EQ000386 | 004773 | Incubator |  | Incubator | Carbolite | Stevens, Peter | VU/F/BETA/TC/FMI/ONB | WN.O026 | VU/F/BETA/TC/FMI/ONB |  |  |  | 1
EQ000385 | 280385 | Microscope |  | Microscope small |  | Stevens, Peter | VU/F/BETA/TC/FMI/ONB | WN.O026 | VU/F/BETA/TC/FMI/ONB |  |  |  | 1
EQ000384 | 004922 | Light Source |  | Lamp |  | Stevens, Peter | VU/F/BETA/TC/FMI/ONB | WN.O026 | VU/F/BETA/TC/FMI/ONB |  |  |  | 1
EQ000383 | 004923 | Light Source |  | Lamp |  | Stevens, Peter | VU/F/BETA/TC/FMI/ONB | WN.O026 | VU/F/BETA/TC/FMI/ONB |  |  |  | 1
EQ000382 | 005009 | Magnetic Stirrer |  | Magnetic Stirrer amroh | Amroh | Stevens, Peter | VU/F/BETA/TC/FMI/ONB | WN.O026 | VU/F/BETA/TC/FMI/ONB |  |  |  | 1 | Stiromatic M III
EQ000381 | 005172 | Incubator |  | Incubator | Marius | Stevens, Peter | VU/F/BETA/TC/FMI/ONB | WN.O026 | VU/F/BETA/TC/FMI/ONB |  |  |  | 1 | 80B 30
EQ000380 | 39-0666 | Power Supply |  | Power supply light | Reichert | Stevens, Peter | VU/F/BETA/TC/FMI/ONB | WN.O026 | VU/F/BETA/TC/FMI/ONB |  |  |  | 1
EQ000379 | 007025 | Incubator |  | Incubator | Thermo Fisher Scientific | Stevens, Peter | VU/F/BETA/TC/FMI/ONB | WN.O026 | VU/F/BETA/TC/FMI/ONB |  |  |  | 1 | HG 2.0 KV-RF
EQ000378 | 005173 | Ice Machine |  | Ice maker | Hoshizaki | Stevens, Peter | VU/F/BETA/TC/FMI/ONB | WN.O026 | VU/F/BETA/TC/FMI/ONB |  |  |  | 1 | FM120DE50
EQ000377 | 005051 | Incubator |  | Incubator | Carbolite | Stevens, Peter | VU/F/BETA/TC/FMI/ONB | WN.O026 | VU/F/BETA/TC/FMI/ONB |  |  |  | 1 | 7/94/1447
EQ000376 | 005050 | Spectrometer |  | Spectrophotometer UV / visible | Analytik Jena | Stevens, Peter | VU/F/BETA/TC/FMI/ONB | WN.O026 | VU/F/BETA/TC/FMI/ONB |  |  |  | 1 | Spekol 1300
EQ000375 | 004862 | Spectrometer |  | Spectrophotometer UV / visible | Analytik Jena | Stevens, Peter | VU/F/BETA/TC/FMI/ONB | WN.O026 | VU/F/BETA/TC/FMI/ONB |  |  |  | 1 | Spekol 1300
EQ000374 | 004860 | Spectrometer |  | Spectrophotometer UV / visible | Analytik Jena | Stevens, Peter | VU/F/BETA/TC/FMI/ONB | WN.O026 | VU/F/BETA/TC/FMI/ONB |  |  |  | 1 | Spekol 1300
EQ000373 | 004769 | Microwave oven |  | Microwave oven | Siemens | Stevens, Peter | VU/F/BETA/TC/FMI/ONB | WN.O026 | VU/F/BETA/TC/FMI/ONB |  |  |  | 1
EQ000372 | 004861 | Spectrometer |  | Spectrophotometer UV / visible | Analytik Jena | Stevens, Peter | VU/F/BETA/TC/FMI/ONB | WN.O026 | VU/F/BETA/TC/FMI/ONB |  |  |  | 1 | Spekol 1300
EQ000371 | 004889 | Vortex |  | Vortex | IKA | Stevens, Peter | VU/F/BETA/TC/FMI/ONB | WN.O026 | VU/F/BETA/TC/FMI/ONB |  |  |  | 1 | MS2
EQ000370 | 004859 | Spectrometer |  | Spectrophotometer UV / visible | Analytik Jena | Stevens, Peter | VU/F/BETA/TC/FMI/ONB | WN.O026 | VU/F/BETA/TC/FMI/ONB |  |  |  | 1 | Spekol 1300
EQ000369 | 005153 | Spectrometer |  | Spectrophotometer UV / visible | LKB | Stevens, Peter | VU/F/BETA/TC/FMI/ONB | WN.O026 | VU/F/BETA/TC/FMI/ONB |  |  |  | 1 | 4051 / Ultraspec II
EQ000368 | 010837 | Spectrometer |  | Spectrophotometer UV / visible | Analytik Jena | Stevens, Peter | VU/F/BETA/TC/FMI/ONB | WN.O026 | VU/F/BETA/TC/FMI/ONB |  |  |  | 1 | Spekol 1300
EQ000367 | 005152 | Spectrometer |  | Spectrophotometer UV / visible | ASK | Stevens, Peter | VU/F/BETA/TC/FMI/ONB | WN.O026 | VU/F/BETA/TC/FMI/ONB |  |  |  | 1 | 4051 / Ultraspec II
EQ000366 | 005177 | Ice Machine |  | Ice maker | Hoshizaki | Stevens, Peter | VU/F/BETA/TC/FMI/ONB | WN.O026 | VU/F/BETA/TC/FMI/ONB |  |  |  | 1
EQ000365 | 005155 | Spectrometer |  | Spectrophotometer UV / visible | LKB | Stevens, Peter | VU/F/BETA/TC/FMI/ONB | WN.O026 | VU/F/BETA/TC/FMI/ONB |  |  |  | 1 | 4051 / Ultraspec II
EQ000364 | 010950 | Autoclave |  | Autoclave | Marius | Stevens, Peter | VU/F/BETA/TC/FMI/ONB | WN.O026 | VU/F/BETA/TC/FMI/ONB |  |  |  | 1
EQ000363 | 004784 | Water Bath |  | Water bath | Clifton | Stevens, Peter | VU/F/BETA/TC/FMI/ONB | WN.O026 | VU/F/BETA/TC/FMI/ONB |  |  |  | 1 | NE 2-28D
EQ000362 | 005154 | Spectrometer |  | Spectrophotometer UV / visible | LKB | Stevens, Peter | VU/F/BETA/TC/FMI/ONB | WN.O026 | VU/F/BETA/TC/FMI/ONB |  |  |  | 1 | 4051 / Ultraspec II
EQ000361 | 004783 | Water Bath |  | Water bath | Clifton | Stevens, Peter | VU/F/BETA/TC/FMI/ONB | WN.O026 | VU/F/BETA/TC/FMI/ONB |  |  |  | 1
EQ000360 | 004785 | Water Bath |  | Water bath | Clifton | Stevens, Peter | VU/F/BETA/TC/FMI/ONB | WN.O026 | VU/F/BETA/TC/FMI/ONB |  |  |  | 1 | NE 2-28D
EQ000359 | 005150 | Spectrometer |  | Spectrophotometer | Pharmacia Biotech | Stevens, Peter | VU/F/BETA/TC/FMI/ONB | WN.O026 | VU/F/BETA/TC/FMI/ONB |  |  |  | 1
EQ000358 |  | Incubator |  | Incubator shaker | New Brunswick Scientific | Stevens, Peter | VU/F/BETA/TC/FMI/ONB | WN.O026 | VU/F/BETA/TC/FMI/ONB |  |  |  | 1 | Innova43
EQ000357 | 005157 | Spectrometer |  | Spectrophotometer UV / visible | Pharmacia Biotech | Stevens, Peter | VU/F/BETA/TC/FMI/ONB | WN.O026 | VU/F/BETA/TC/FMI/ONB |  |  |  | 1 | 80-2097-62
EQ000356 | 012134 | Incubator |  | Incubator shaker | New Brunswick Scientific | Stevens, Peter | VU/F/BETA/TC/FMI/ONB | WN.O026 | VU/F/BETA/TC/FMI/ONB |  |  |  | 1 | Innova43
EQ000355 | 005158 | Spectrometer |  | Spectrophotometer | Pharmacia Biotech | Stevens, Peter | VU/F/BETA/TC/FMI/ONB | WN.O026 | VU/F/BETA/TC/FMI/ONB |  |  |  | 1
EQ000354 | 005242 | Incubator |  | Incubator shaker | New Brunswick Scientific | Stevens, Peter | VU/F/BETA/TC/FMI/ONB | WN.O026 | VU/F/BETA/TC/FMI/ONB |  |  |  | 1
EQ000353 | 005156 | Spectrometer |  | Spectrophotometer UV / visible | Pharmacia Biotech | Stevens, Peter | VU/F/BETA/TC/FMI/ONB | WN.O026 | VU/F/BETA/TC/FMI/ONB |  |  |  | 1 | 80-2097-62
EQ000352 | 004885 | Vortex |  | Vortex | IKA | Stevens, Peter | VU/F/BETA/TC/FMI/ONB | WN.O026 | VU/F/BETA/TC/FMI/ONB |  |  |  | 1
EQ000351 | 004884 | Vortex |  | Vortex | IKA | Stevens, Peter | VU/F/BETA/TC/FMI/ONB | WN.O026 | VU/F/BETA/TC/FMI/ONB |  |  |  | 1
EQ000350 | 004881 | Vortex |  | Vortex | IKA | Stevens, Peter | VU/F/BETA/TC/FMI/ONB | WN.O026 | VU/F/BETA/TC/FMI/ONB |  |  |  | 1 | YellowLine
EQ000349 | 005179 | Fridge |  | Fridge | Liebherr | Stevens, Peter | VU/F/BETA/TC/FMI/ONB | WN.O026 | VU/F/BETA/TC/FMI/ONB |  |  |  | 1
EQ000348 | 005169 | Power Supply |  | Power Supply Bio-Rad | Bio-Rad | Stevens, Peter | VU/F/BETA/TC/FMI/ONB | WN.O026 | VU/F/BETA/TC/FMI/ONB |  |  |  | 1 | Power pac E0300-0.1
EQ000347 | 0011968 | Vortex |  | Vortex | IKA | Stevens, Peter | VU/F/BETA/TC/FMI/ONB | WN.O026 | VU/F/BETA/TC/FMI/ONB |  |  |  | 1 | MS3
EQ000346 | 005168 | Power Supply |  | Power Supply Bio-Rad | Bio-Rad | Stevens, Peter | VU/F/BETA/TC/FMI/ONB | WN.O026 | VU/F/BETA/TC/FMI/ONB |  |  |  | 1 | Power pac E0300-0.1
EQ000345 | 0011966 | Vortex |  | Vortex | IKA | Stevens, Peter | VU/F/BETA/TC/FMI/ONB | WN.O026 | VU/F/BETA/TC/FMI/ONB |  |  |  | 1 | MS3
EQ000344 | 004882 | Vortex |  | Vortex | IKA | Stevens, Peter | VU/F/BETA/TC/FMI/ONB | WN.O026 | VU/F/BETA/TC/FMI/ONB |  |  |  | 1 | Yellowline
EQ000343 | 004890 | Vortex |  | Vortex | IKA | Stevens, Peter | VU/F/BETA/TC/FMI/ONB | WN.O026 | VU/F/BETA/TC/FMI/ONB |  |  |  | 1 | MS2
EQ000342 | 010840 | Power Supply |  | Power Supply Bio-Rad | Bio-Rad | Stevens, Peter | VU/F/BETA/TC/FMI/ONB | WN.O026 | VU/F/BETA/TC/FMI/ONB |  |  |  | 1 | Power pac 300
EQ000341 | 004891 | Vortex |  | Vortex | IKA | Stevens, Peter | VU/F/BETA/TC/FMI/ONB | WN.O026 | VU/F/BETA/TC/FMI/ONB |  |  |  | 1 | MS2
EQ000340 | 004888 | Vortex |  | Vortex |  | Stevens, Peter | VU/F/BETA/TC/FMI/ONB | WN.O026 | VU/F/BETA/TC/FMI/ONB |  |  |  | 1 | MS2
EQ000339 | 010841 | Power Supply |  | Power Supply Bio-Rad | Bio-Rad | Stevens, Peter | VU/F/BETA/TC/FMI/ONB | WN.O026 | VU/F/BETA/TC/FMI/ONB |  |  |  | 1 | Power pac 300
EQ000338 | 004886 | Vortex |  | Vortex | IKA | Stevens, Peter | VU/F/BETA/TC/FMI/ONB | WN.O026 | VU/F/BETA/TC/FMI/ONB |  |  |  | 1 | MS2
EQ000337 | 004766 | Autoclave |  | Autoclave | New Brunswick Scientific | Stevens, Peter | VU/F/BETA/TC/FMI/ONB | WN.O026 | VU/F/BETA/TC/FMI/ONB |  |  |  | 1
EQ000336 | 004765 | Autoclave |  | Autoclave | Marius | Stevens, Peter | VU/F/BETA/TC/FMI/ONB | WN.O026 | VU/F/BETA/TC/FMI/ONB |  |  |  | 1
EQ000335 | 005181 | Pump/Compressor |  | Dry Vacuum Pump/Compressor | Welch | Stevens, Peter | VU/F/BETA/TC/FMI/ONB | WN.O026 | VU/F/BETA/TC/FMI/ONB |  |  |  | 1 | 2511C-02 Dry
EQ000334 | 004879 | Vortex |  | Vortex | IKA | Stevens, Peter | VU/F/BETA/TC/FMI/ONB | WN.O026 | VU/F/BETA/TC/FMI/ONB |  |  |  | 1 | Yellowline
EQ000333 | 005180 | Pump/Compressor |  | Dry Vacuum Pump/Compressor | Welch | Stevens, Peter | VU/F/BETA/TC/FMI/ONB | WN.O026 | VU/F/BETA/TC/FMI/ONB |  |  |  | 1 | 2511C-02 Dry
EQ000332 | 004883 | Vortex |  | Vortex | IKA | Stevens, Peter | VU/F/BETA/TC/FMI/ONB | WN.O026 | VU/F/BETA/TC/FMI/ONB |  |  |  | 1 | Yellowline
EQ000331 | 005178 | Fridge |  | Fridge | Liebherr | Stevens, Peter | VU/F/BETA/TC/FMI/ONB | WN.O026 | VU/F/BETA/TC/FMI/ONB |  |  |  | 1
EQ000330 | 004887 | Vortex |  | Vortex | IKA | Stevens, Peter | VU/F/BETA/TC/FMI/ONB | WN.O026 | VU/F/BETA/TC/FMI/ONB |  |  |  | 1
EQ000329 | 011965 | Vortex |  | Vortex | IKA | Stevens, Peter | VU/F/BETA/TC/FMI/ONB | WN.O026 | VU/F/BETA/TC/FMI/ONB |  |  |  | 1 | MS3
EQ000328 | 011969 | Vortex |  | Vortex | IKA | Stevens, Peter | VU/F/BETA/TC/FMI/ONB | WN.O026 | VU/F/BETA/TC/FMI/ONB |  |  |  | 1 | MS3
EQ000327 | 005148 | Spectrometer |  | Spectrophotometer | Pharmacia Biotech | Stevens, Peter | VU/F/BETA/TC/FMI/ONB | WN.O026 | VU/F/BETA/TC/FMI/ONB |  |  |  | 1
EQ000326 | 011964 | Vortex |  | Vortex | IKA | Stevens, Peter | VU/F/BETA/TC/FMI/ONB | WN.O026 | VU/F/BETA/TC/FMI/ONB |  |  |  | 1 | MS3
EQ000325 | 005029 | Power Supply |  | Transformer power supply | Olympus | Stevens, Peter | VU/F/BETA/TC/FMI/ONB | WN.O026 | VU/F/BETA/TC/FMI/ONB |  |  |  | 1 | TE-II
EQ000324 | 005030 | Power Supply |  | Transformer power supply | Olympus | Stevens, Peter | VU/F/BETA/TC/FMI/ONB | WN.O026 | VU/F/BETA/TC/FMI/ONB |  |  |  | 1 | TE-II
EQ000323 |  | Vortex |  | Vortex | IKA | Stevens, Peter | VU/F/BETA/TC/FMI/ONB | WN.O026 | VU/F/BETA/TC/FMI/ONB |  |  |  | 1
EQ000322 | 00551 | Incubator |  | Incubator shaker | New Brunswick Scientific | Stevens, Peter | VU/F/BETA/TC/FMI/ONB | WN.O049 | VU/F/BETA/TC/FMI/ONB |  |  |  | 1 | Innova43
EQ000321 |  | Vortex |  | Vortex | IKA | Stevens, Peter | VU/F/BETA/TC/FMI/ONB | WN.O026 | VU/F/BETA/TC/FMI/ONB |  |  |  | 1
EQ000320 | 005032 | Power Supply |  | Transformer power supply | Olympus | Stevens, Peter | VU/F/BETA/TC/FMI/ONB | WN.O026 | VU/F/BETA/TC/FMI/ONB |  |  |  | 1 | TE-II
EQ000319 | 005175 | Fridge |  | Fridge | Bosch | Stevens, Peter | VU/F/BETA/TC/FMI/ONB | WN.O026 | VU/F/BETA/TC/FMI/ONB |  |  |  | 1
EQ000318 | 004562 | Water Bath |  | Water bath | Clifton | Stevens, Peter | VU/F/BETA/TC/FMI/ONB | WN.O026 | VU/F/BETA/TC/FMI/ONB |  |  |  | 1
EQ000317 | 006930 | Fridge |  | Fridge | Liebherr | Stevens, Peter | VU/F/BETA/TC/FMI/ONB | WN.O026 | VU/F/BETA/TC/FMI/ONB |  |  |  | 1
EQ000316 | 005028 | Power Supply |  | Transformer power supply | Olympus | Stevens, Peter | VU/F/BETA/TC/FMI/ONB | WN.O026 | VU/F/BETA/TC/FMI/ONB |  |  |  | 1 | TE-II
EQ000315 |  | Speakers |  | Vortex | Samsung | Stevens, Peter | VU/F/BETA/TC/FMI/ONB | WN.O026 | VU/F/BETA/TC/FMI/ONB |  |  |  | 1
EQ000314 | 004899 | Magnetic Stirrer |  | Magnetic Stirrer IKA | IKA | Stevens, Peter | VU/F/BETA/TC/FMI/ONB | WN.O026 | VU/F/BETA/TC/FMI/ONB |  |  |  | 1 | MINI MR Standard
EQ000313 |  | Vortex |  | Vortex | IKA | Stevens, Peter | VU/F/BETA/TC/FMI/ONB | WN.O026 | VU/F/BETA/TC/FMI/ONB |  |  |  | 1
EQ000312 |  | Vortex |  | Vortex | IKA | Stevens, Peter | VU/F/BETA/TC/FMI/ONB | WN.O026 | VU/F/BETA/TC/FMI/ONB |  |  |  | 1
EQ000311 |  | Vortex |  | Vortex | IKA | Stevens, Peter | VU/F/BETA/TC/FMI/ONB | WN.O026 | VU/F/BETA/TC/FMI/ONB |  |  |  | 1
EQ000310 | 004921 | Magnetic Stirrer |  | Big Squid magnetic stirrer | IKA | Stevens, Peter | VU/F/BETA/TC/FMI/ONB | WN.O026 | VU/F/BETA/TC/FMI/ONB |  |  |  | 1 | D-79219
EQ000309 | 004919 | Magnetic Stirrer |  | Big Squid magnetic stirrer | IKA | Stevens, Peter | VU/F/BETA/TC/FMI/ONB | WN.O026 | VU/F/BETA/TC/FMI/ONB |  |  |  | 1 | D-79219
EQ000308 | 004915 | Magnetic Stirrer |  | Big Squid magnetic stirrer | IKA | Stevens, Peter | VU/F/BETA/TC/FMI/ONB | WN.O026 | VU/F/BETA/TC/FMI/ONB |  |  |  | 1 | D-79219
EQ000307 | 004795 | Water Bath |  | Water bath | Clifton | Stevens, Peter | VU/F/BETA/TC/FMI/ONB | WN.O026 | VU/F/BETA/TC/FMI/ONB |  |  |  | 1
EQ000306 | 004913 | Magnetic Stirrer |  | Big Squid magnetic stirrer | IKA | Stevens, Peter | VU/F/BETA/TC/FMI/ONB | WN.O026 | VU/F/BETA/TC/FMI/ONB |  |  |  | 1 | D-79219
EQ000305 | 004917 | Magnetic Stirrer |  | Big Squid magnetic stirrer | IKA | Stevens, Peter | VU/F/BETA/TC/FMI/ONB | WN.O026 | VU/F/BETA/TC/FMI/ONB |  |  |  | 1 | D-79219
EQ000304 | 004914 | Magnetic Stirrer |  | Big Squid magnetic stirrer | IKA | Stevens, Peter | VU/F/BETA/TC/FMI/ONB | WN.O026 | VU/F/BETA/TC/FMI/ONB |  |  |  | 1 | D-79219
EQ000303 | 004920 | Magnetic Stirrer |  | Big Squid magnetic stirrer | IKA | Stevens, Peter | VU/F/BETA/TC/FMI/ONB | WN.O026 | VU/F/BETA/TC/FMI/ONB |  |  |  | 1 | D-79219
EQ000302 | 004906 | Magnetic Stirrer |  | Big Squid magnetic stirrer | IKA | Stevens, Peter | VU/F/BETA/TC/FMI/ONB | WN.O026 | VU/F/BETA/TC/FMI/ONB |  |  |  | 1 | D-79219
EQ000301 | 004918 | Magnetic Stirrer |  | Big Squid magnetic stirrer | IKA | Stevens, Peter | VU/F/BETA/TC/FMI/ONB | WN.O026 | VU/F/BETA/TC/FMI/ONB |  |  |  | 1 | D-79219
EQ000300 | 004916 | Magnetic Stirrer |  | Big Squid magnetic stirrer | IKA | Stevens, Peter | VU/F/BETA/TC/FMI/ONB | WN.O026 | VU/F/BETA/TC/FMI/ONB |  |  |  | 1 | D-79219
EQ000299 | 005149 | Spectrometer |  | Spectrophotometer | Pharmacia Biotech | Stevens, Peter | VU/F/BETA/TC/FMI/ONB | WN.O026 | VU/F/BETA/TC/FMI/ONB |  |  |  | 1
EQ000298 |  | Adapter |  | Fixed Voltage Switch Mode Power Supply | Profitec | Stevens, Peter | VU/F/BETA/TC/FMI/ONB | WN.O026 | VU/F/BETA/TC/FMI/ONB |  |  |  | 1 | MW 1203 GS
EQ000297 | 005048 | Incubator |  | Incubator | Marius | Stevens, Peter | VU/F/BETA/TC/FMI/ONB | WN.C022 | VU/F/BETA/TC/FMI/ONB |  |  |  | 1 | 77
EQ000296 | 00550 | Incubator |  | Incubator shaker | New Brunswick Scientific | Stevens, Peter | VU/F/BETA/TC/FMI/ONB | WN.C022 | VU/F/BETA/TC/FMI/ONB |  |  |  | 1 | Innova43
EQ000295 | 008389 | Centrifuge |  | Centrifuge swingout | Firlabo | Stevens, Peter | VU/F/BETA/TC/FMI/ONB | WN.C022 | VU/F/BETA/TC/FMI/ONB |  |  |  | 1
EQ000294 | 00502 | Centrifuge |  | Centrifuge swingout | Firlabo | Stevens, Peter | VU/F/BETA/TC/FMI/ONB | WN.C022 | VU/F/BETA/TC/FMI/ONB |  |  |  | 1
EQ000293 | 006987 | Oven |  | Sterilizer oven | Heraeus | Stevens, Peter | VU/F/BETA/TC/FMI/ONB | WN.C022 | VU/F/BETA/TC/FMI/ONB |  |  |  | 1
EQ000292 | 005055 | Ice Machine |  | Ice machine | Hoshizaki | Stevens, Peter | VU/F/BETA/TC/FMI/ONB | WN.C022 | VU/F/BETA/TC/FMI/ONB |  |  |  | 1 | FM80EEN
EQ000291 |  | Coffee machine |  | Coffe machine | Rowenta | Stevens, Peter | VU/F/BETA/TC/FMI/ONB | MF.A013 | VU/F/BETA/TC/FMI/ONB |  |  |  | 1
EQ000290 |  | Kettle |  | Kettle |  | Stevens, Peter | VU/F/BETA/TC/FMI/ONB | MF.A013 | VU/F/BETA/TC/FMI/ONB |  |  |  | 1
EQ000289 |  | Projector |  | Overhead projector | Anders-Kern | Stevens, Peter | VU/F/BETA/TC/FMI/ONB | MF.A013 | VU/F/BETA/TC/FMI/ONB |  |  |  | 1
EQ000288 |  | Projector |  | Overhead projector | Anders-Kern | Stevens, Peter | VU/F/BETA/TC/FMI/ONB | MF.A013 | VU/F/BETA/TC/FMI/ONB |  |  |  | 1
EQ000287 | 005480 | Microscope |  | Microscope YS100 | Nikon | Stevens, Peter | VU/F/BETA/TC/FMI/ONB | MF.A013 | VU/F/BETA/TC/FMI/ONB |  |  |  | 1
EQ000286 |  | Balance |  | Analytical balance 210 | Sartorius | Stevens, Peter | VU/F/BETA/TC/FMI/ONB | MF.A013 | VU/F/BETA/TC/FMI/ONB |  |  |  | 1
EQ000285 |  | Balance |  | Balance 1500 | Sartorius | Stevens, Peter | VU/F/BETA/TC/FMI/ONB | MF.A013 | VU/F/BETA/TC/FMI/ONB |  |  |  | 1 | ISO9001
EQ000284 | 005436 | Microwave oven |  | Microwave oven | Whirlpool | Stevens, Peter | VU/F/BETA/TC/FMI/ONB | MF.A013 | VU/F/BETA/TC/FMI/ONB |  |  |  | 1
EQ000283 |  | Fridge |  | Fridge | Liebherr | Stevens, Peter | VU/F/BETA/TC/FMI/ONB | MF.A013 | VU/F/BETA/TC/FMI/ONB |  |  |  | 1
EQ000282 |  | Dishwasher |  | DIshwasher | Bosch | Stevens, Peter | VU/F/BETA/TC/FMI/ONB | MF.A013 | VU/F/BETA/TC/FMI/ONB |  |  |  | 1
EQ000281 | MB20 | Pipette |  | Pipetman P20 | Gilson | Stevens, Peter | VU/F/BETA/TC/FMI/ONB | MF.A013 | VU/F/BETA/TC/FMI/ONB |  |  |  | 1
EQ000280 | 1 | Pipette |  | Multichannel pipette | Micronic | Stevens, Peter | VU/F/BETA/TC/FMI/ONB | MF.A013 | VU/F/BETA/TC/FMI/ONB |  |  |  | 1
EQ000279 | MB31 | Pipette |  | Pipetman P200 | Gilson | Stevens, Peter | VU/F/BETA/TC/FMI/ONB | MF.A013 | VU/F/BETA/TC/FMI/ONB |  |  |  | 1
EQ000278 | MB17 | Pipette |  | Pipetman P1000 | Gilson | Stevens, Peter | VU/F/BETA/TC/FMI/ONB | MF.A013 | VU/F/BETA/TC/FMI/ONB |  |  |  | 1
EQ000277 | 012028 | Microplate reader |  | EL808 Ultra Microplate reader | Bio-Tek Instruments | Stevens, Peter | VU/F/BETA/TC/FMI | MF.A013 | VU/F/BETA/TC/FMI/ONB |  |  |  | 1
EQ000276 | 005433 | Microscope |  | Microscope discussie | Nikon | Stevens, Peter | VU/F/BETA/TC/FMI/ONB | MF.A013 | VU/F/BETA/TC/FMI/ONB |  |  |  | 1 | E200
EQ000275 |  | Boiler |  | Boiler | Daalderop (itho) | Stevens, Peter | VU/F/BETA/TC/FMI/ONB | MF.A013 | VU/F/BETA/TC/FMI/ONB |  |  |  | 1 | Close in 10
EQ000274 |  | Projector |  | Beamer EU99OU | Bosch | Stevens, Peter | VU/F/BETA/TC/FMI/ONB | MF.A013 | VU/F/BETA/TC/FMI/ONB |  |  |  | 1 | Mikro 20
EQ000273 | 005441 | Centrifuge |  | Rotofix 32 | Hettich | Stevens, Peter | VU/F/BETA/TC/FMI/ONB | MF.A013 | VU/F/BETA/TC/FMI/ONB |  |  |  | 1
EQ000272 | 005442 | Centrifuge |  | Rotofix 32 | Hettich | Stevens, Peter | VU/F/BETA/TC/FMI/ONB | MF.A013 | VU/F/BETA/TC/FMI/ONB |  |  |  | 1
EQ000271 | 005440 | Centrifuge |  | Rotofix 32 | Hettich | Stevens, Peter | VU/F/BETA/TC/FMI/ONB | MF.A013 | VU/F/BETA/TC/FMI/ONB |  |  |  | 1 | Rotofix 32
EQ000270 | 005443 | Centrifuge |  | Rotofix 32 | Hettich | Stevens, Peter | VU/F/BETA/TC/FMI/ONB | MF.A013 | VU/F/BETA/TC/FMI/ONB |  |  |  | 1
EQ000269 |  | Centrifuge |  | Centrifuge | Shandon | Stevens, Peter | VU/F/BETA/TC/FMI/ONB | MF.A013 | VU/F/BETA/TC/FMI/ONB |  |  |  | 1
EQ000268 | 005431 | Water Bath |  | Water bath | Julabo | Stevens, Peter | VU/F/BETA/TC/FMI/ONB | MF.A013 | VU/F/BETA/TC/FMI/ONB |  |  |  | 1
EQ000267 | 005444 | Centrifuge |  | Centrifuge | Shandon | Stevens, Peter | VU/F/BETA/TC/FMI/ONB | MF.A013 | VU/F/BETA/TC/FMI/ONB |  |  |  | 1
EQ000266 | 005424 | Spectrometer |  | UV/VIS Spectrometer | Pharmacia Biotech | Stevens, Peter | VU/F/BETA/TC/FMI/ONB | MF.A013 | VU |  |  |  | 1
EQ000265 | 005423 | Spectrometer |  | UV/VIS Spectrometer | Pharmacia Biotech | Stevens, Peter | VU/F/BETA/TC/FMI/ONB | MF.A013 | VU/F/BETA/TC/FMI/ONB |  |  |  | 1 | Ultrospec 1000
EQ000264 | 05415 | Spectrometer |  | UV/VIS Spectrometer | Pharmacia Biotech | Stevens, Peter | VU/F/BETA/TC/FMI/ONB | MF.A013 | VU/F/BETA/TC/FMI/ONB |  |  |  | 1 | Ultrospec 1000
EQ000263 | 005386 | Vortex |  | Vortex | IKA | Stevens, Peter | VU/F/BETA/TC/FMI/ONB | MF.A013 | VU/F/BETA/TC/FMI/ONB |  |  |  | 1
EQ000262 | 005422 | Spectrometer |  | UV/VIS Spectrometer | Pharmacia Biotech | Stevens, Peter | VU/F/BETA/TC/FMI/ONB | MF.A013 | VU/F/BETA/TC/FMI/ONB |  |  |  | 1 | Ultrospec 1000
EQ000261 | 005378 | Centrifuge |  | Mikro 20 | Hettich | Stevens, Peter | VU/F/BETA/TC/FMI/ONB | MF.A013 | VU/F/BETA/TC/FMI/ONB |  |  |  | 1
EQ000260 | 005427 | Block Heater |  | Heating block | Barnstead thermolyne | Stevens, Peter | VU/F/BETA/TC/FMI/ONB | MF.A013 | VU/F/BETA/TC/FMI/ONB |  |  |  | 1
EQ000259 | 005425 | Centrifuge |  | Mikro 20 | Hettich | Stevens, Peter | VU/F/BETA/TC/FMI/ONB | MF.A013 | VU/F/BETA/TC/FMI/ONB |  |  |  | 1
EQ000258 | 005429 | Block Heater |  | Heating block | Barnstead thermolyne | Stevens, Peter | VU/F/BETA/TC/FMI/ONB | MF.A013 | VU/F/BETA/TC/FMI/ONB |  |  |  | 1
EQ000257 | 005416 | Centrifuge |  | Mikro 20 | Hettich | Stevens, Peter | VU/F/BETA/TC/FMI/ONB | MF.A013 | VU/F/BETA/TC/FMI/ONB |  |  |  | 1
EQ000256 | 005417 | Block Heater |  | Heating block | Barnstead thermolyne | Stevens, Peter | VU/F/BETA/TC/FMI/ONB | MF.A013 | VU/F/BETA/TC/FMI/ONB |  |  |  | 1
EQ000255 | 005428 | Block Heater |  | Heating block | Barnstead thermolyne | Stevens, Peter | VU/F/BETA/TC/FMI/ONB | MF.A013 | VU/F/BETA/TC/FMI/ONB |  |  |  | 1
EQ000254 | 005430 | Water Bath |  | Shaking water bath | Julabo | Stevens, Peter | VU/F/BETA/TC/FMI/ONB | MF.A013 | VU/F/BETA/TC/FMI/ONB |  |  |  | 1
EQ000253 | 005383 | Electrophoresis Power Supply |  | Electrophoresis power supply | Consort | Stevens, Peter | VU/F/BETA/TC/FMI/ONB | MF.A013 | VU |  |  |  | 1
EQ000252 | 005384 | Electrophoresis Power Supply |  | Electrophoresis power supply | Consort | Stevens, Peter | VU/F/BETA/TC/FMI/ONB | MF.A013 | VU/F/BETA/TC/FMI/ONB |  |  |  | 1
EQ000251 | 005382 | Electrophoresis Power Supply |  | Electrophoresis power supply | Consort | Stevens, Peter | VU/F/BETA/TC/FMI/ONB | MF.A013 | VU/F/BETA/TC/FMI/ONB |  |  |  | 1
EQ000250 |  | Fridge |  | Fridge | Bosch | Stevens, Peter | VU/F/BETA/TC/FMI/ONB | MF.A013 | VU/F/BETA/TC/FMI/ONB |  |  |  | 1
EQ000249 | 005381 | Fridge |  | Fridge | Bosch | Stevens, Peter | VU/F/BETA/TC/FMI/ONB | MF.A013 | VU/F/BETA/TC/FMI/ONB |  |  |  | 1
EQ000248 | 05435 | Incubator |  | Incubator | Heraeus | Stevens, Peter | VU/F/BETA/TC/FMI/ONB | MF.A013 | VU/F/BETA/TC/FMI/ONB |  |  |  | 1
EQ000247 | 005379 | Incubator |  | Incubator | Heraeus | Stevens, Peter | VU/F/BETA/TC/FMI/ONB | MF.A013 | VU/F/BETA/TC/FMI/ONB |  |  |  | 1 | Function line
EQ000246 | 005147 | Balance |  | Balance GF-200 | AND | Stevens, Peter | VU/F/BETA/TC/FMI/ONB | WN.O026 | VU/F/BETA/TC/FMI/ONB |  |  |  | 1 | GF-200
EQ000245 | 005103 | Balance |  | Balance L 2200P | Sartorius | Stevens, Peter | VU/F/BETA/TC/FMI/ONB | WN.O026 | VU/F/BETA/TC/FMI/ONB |  |  |  | 1 | L 2200P
EQ000244 | 010835 | Balance |  | Balance L 2200P | Sartorius | Stevens, Peter | VU/F/BETA/TC/FMI/ONB | WN.O026 | VU/F/BETA/TC/FMI/ONB |  |  |  | 1 | L 2200P
EQ000243 | 008647 | Balance |  | Balans bovenweger PB 602-S | Mettler (Toledo) | Stevens, Peter | VU/F/BETA/TC/FMI/ONB | WN.O026 | VU/F/BETA/TC/FMI/ONB |  |  |  | 1 | PB 602-S
EQ000242 | 005040 | Power Supply |  | Protean Power Supply | Delta Elektronika | Stevens, Peter | VU/F/BETA/TC/FMI/ONB | WN.O026 | VU/F/BETA/TC/FMI/ONB |  |  |  | 1 | E0300-0.1
EQ000241 | 005041 | Power Supply |  | Protean Power Supply | Delta Elektronika | Stevens, Peter | VU/F/BETA/TC/FMI/ONB | WN.O026 | VU/F/BETA/TC/FMI/ONB |  |  |  | 1 | E0300-0.1
EQ000240 | 005039 | Power Supply |  | Protean Power Supply | Delta Elektronika | Stevens, Peter | VU/F/BETA/TC/FMI/ONB | WN.O026 | VU/F/BETA/TC/FMI/ONB |  |  |  | 1 | E0300-0.1
EQ000239 | 005778 | Transilluminator |  | Super Bright Transilluminator | Vilber Lourmat | Stevens, Peter | VU/F/BETA/TC/FMI/ONB | WN.O026 | VU/F/BETA/TC/FMI/ONB |  |  |  | 1 | TFX-20M
EQ000238 | 010836 | Transilluminator |  | Transilluminator UVT-28 M | Herolab | Stevens, Peter | VU/F/BETA/TC/FMI/ONB | WN.O026 | VU/F/BETA/TC/FMI/ONB |  |  |  | 1 | UVT-28 M
EQ000237 |  | Balance |  | Balans bovenweger BP 1200 | Sartorius | Stevens, Peter | VU/F/BETA/TC/FMI/ONB | WN.O026 | VU/F/BETA/TC/FMI/ONB |  |  |  | 1 | BP 1200
EQ000236 | 005104 | Balance |  | Balans bovenweger BP 1200 | Sartorius | Stevens, Peter | VU/F/BETA/TC/FMI/ONB | WN.O026 | VU/F/BETA/TC/FMI/ONB |  |  |  | 1 | BP 1200
EQ000235 | 005669 | Balance |  | Balans bovenweger |  | Stevens, Peter | VU/F/BETA/TC/FMI/ONB | WN.O026 | VU/F/BETA/TC/FMI/ONB |  |  |  | 1 | PT 1200
EQ000234 | 010833 | Projector |  | Beamer | ASK | Stevens, Peter | VU/F/BETA/TC/FMI/ONB | WN.O026 | VU/F/BETA/TC/FMI/ONB |  |  |  | 1 | C175
EQ000233 | 005790 | Data Acquisition Instrument |  | Powerlab | ADInstruments | Stevens, Peter | VU/F/BETA/TC/FMI/ONB | WN.O026 | VU/F/BETA/TC/FMI/ONB |  |  |  | 1 | ML820
EQ000232 | 004873 | Data Acquisition Instrument |  | Powerlab | ADInstruments | Stevens, Peter | VU/F/BETA/TC/FMI/ONB | WN.O026 | VU/F/BETA/TC/FMI/ONB |  |  |  | 1 | ML820
EQ000231 | 004876 | Data Acquisition Instrument |  | Powerlab | ADInstruments | Stevens, Peter | VU/F/BETA/TC/FMI/ONB | WN.O026 | VU/F/BETA/TC/FMI/ONB |  |  |  | 1 | ML825
EQ000230 | 004874 | Data Acquisition Instrument |  | Powerlab | ADInstruments | Stevens, Peter | VU/F/BETA/TC/FMI/ONB | WN.O026 | VU/F/BETA/TC/FMI/ONB |  |  |  | 1 | ML825
EQ000229 | 004877 | Data Acquisition Instrument |  | Powerlab | ADInstruments | Stevens, Peter | VU/F/BETA/TC/FMI/ONB | WN.O026 | VU/F/BETA/TC/FMI/ONB |  |  |  | 1 | ML825
EQ000228 | 004875 | Data Acquisition Instrument |  | Powerlab | ADInstruments | Stevens, Peter | VU/F/BETA/TC/FMI/ONB | WN.O026 | VU/F/BETA/TC/FMI/ONB |  |  |  | 1 | ML825
EQ000227 | 005189 | Block Heater |  | Verwarmingsplaat groen | Lab-Tech Geneni bv. | Stevens, Peter | VU/F/BETA/TC/FMI/ONB | WN.O026 | VU/F/BETA/TC/FMI/ONB |  |  |  | 1 | DHP20
EQ000226 | 004894 | Block Heater |  | Heater blok | Lab-Line | Stevens, Peter | VU/F/BETA/TC/FMI/ONB | WN.O026 | VU/F/BETA/TC/FMI/ONB |  |  |  | 1 | Multi-2000-1
EQ000225 | 004895 | Block Heater |  | Heater blok | Lab-Line | Stevens, Peter | VU/F/BETA/TC/FMI/ONB | WN.O026 | VU/F/BETA/TC/FMI/ONB |  |  |  | 1 | Multi-2000-1
EQ000224 | 004893 | Block Heater |  | Heater block | Lab-Line | Stevens, Peter | VU/F/BETA/TC/FMI/ONB | WN.O026 | VU/F/BETA/TC/FMI/ONB |  |  |  | 1 | Multi-2000-1
EQ000223 | 011344 | Magnetic Stirrer |  | Magneet roerder met verwarming 502 | PMC | Stevens, Peter | VU/F/BETA/TC/FMI/ONB | WN.O026 | VU/F/BETA/TC/FMI/ONB |  |  |  | 1 | 502 Series / 502C-2
EQ000222 | 011341 | Hot Plate |  | Magneet roerder met verwarmingsplaat | Barnstead | Stevens, Peter | VU/F/BETA/TC/FMI/ONB | WN.O026 | VU/F/BETA/TC/FMI/ONB |  |  |  | 1 | Cimarec
EQ000221 | 011343 | Magnetic Stirrer |  | Magneet roerder | Barnstead | Stevens, Peter | VU/F/BETA/TC/FMI/ONB | WN.O026 | VU/F/BETA/TC/FMI/ONB |  |  |  | 1 | Cimarec
EQ000220 | 011340 | Hot Plate |  | Magneet roerder met verwarmingsplaat | Barnstead | Stevens, Peter | VU/F/BETA/TC/FMI/ONB | WN.O026 | VU/F/BETA/TC/FMI/ONB |  |  |  | 1 | Cimarec
EQ000219 | 011342 | Magnetic Stirrer |  | Magneet roerder | Barnstead | Stevens, Peter | VU/F/BETA/TC/FMI/ONB | WN.O026 | VU/F/BETA/TC/FMI/ONB |  |  |  | 1 | Cimarec
EQ000218 | 004929 | Magnetic Stirrer |  | Magneet roerder L 21 | Labinco | Stevens, Peter | VU/F/BETA/TC/FMI/ONB | WN.O026 | VU/F/BETA/TC/FMI/ONB |  |  |  | 1 | L 21
EQ000217 | 004931 | Magnetic Stirrer |  | Magneet roerder L 21 | Labinco | Stevens, Peter | VU/F/BETA/TC/FMI/ONB | WN.O026 | VU/F/BETA/TC/FMI/ONB |  |  |  | 1 | L 21
EQ000216 | 004357 | Centrifuge |  | Centrifuge 201 M | Sigma | Stevens, Peter | VU/F/BETA/TC/FMI/ONB | WN.O026 | VU/F/BETA/TC/FMI/ONB |  |  |  | 1 | 201 M
EQ000215 | 004782 | Centrifuge |  | Centrifuge 1-15K | Sartorius | Stevens, Peter | VU/F/BETA/TC/FMI/ONB | WN.O026 | VU/F/BETA/TC/FMI/ONB |  |  |  | 1 | 1-15K
EQ000214 | 005127 | Centrifuge |  | Centrifuge 2-6 | Sartorius | Stevens, Peter | VU/F/BETA/TC/FMI/ONB | WN.O026 | VU/F/BETA/TC/FMI/ONB |  |  |  | 1 | 2-6
EQ000213 | 005126 | Centrifuge |  | Centrifuge 2-6 | Sartorius | Stevens, Peter | VU/F/BETA/TC/FMI/ONB | WN.O026 | VU/F/BETA/TC/FMI/ONB |  |  |  | 1 | 2-6
EQ000212 | 005126 | Centrifuge |  | Centrifuge 2-6 | Sartorius | Stevens, Peter | VU/F/BETA/TC/FMI/ONB | WN.O026 | VU/F/BETA/TC/FMI/ONB |  |  |  | 1 | 2-6
EQ000211 | 005124 | Centrifuge |  | Centrifuge 2-6 | Sartorius | Stevens, Peter | VU/F/BETA/TC/FMI/ONB | WN.O026 | VU/F/BETA/TC/FMI/ONB |  |  |  | 1 | 2-6
EQ000210 | 005129 | Centrifuge |  | Centrifuge 204 | Sigma | Stevens, Peter | VU/F/BETA/TC/FMI/ONB | WN.O026 | VU/F/BETA/TC/FMI/ONB |  |  |  | 1 | 204
EQ000209 | 005128 | Centrifuge |  | Centrifuge 204 | Sigma | Stevens, Peter | VU/F/BETA/TC/FMI/ONB | WN.O026 | VU/F/BETA/TC/FMI/ONB |  |  |  | 1 | 204
EQ000208 | 005114 | Centrifuge |  | Centrifuge 112 | Sigma | Stevens, Peter | VU/F/BETA/TC/FMI/ONB | WN.O026 | VU/F/BETA/TC/FMI/ONB |  |  |  | 1 | 112
EQ000207 | 005115 | Centrifuge |  | Centrifuge 112 | Sigma | Stevens, Peter | VU/F/BETA/TC/FMI/ONB | WN.O026 | VU/F/BETA/TC/FMI/ONB |  |  |  | 1 | 112
EQ000206 | 007476 | Centrifuge |  | Centrifuge 1-14 | Sigma | Stevens, Peter | VU/F/BETA/TC/FMI/ONB | WN.O026 | VU/F/BETA/TC/FMI/ONB |  |  |  | 1 | 1-14
EQ000205 | 007480 | Centrifuge |  | Centrifuge 1-14 | Sigma | Stevens, Peter | VU/F/BETA/TC/FMI/ONB | WN.O026 | VU/F/BETA/TC/FMI/ONB |  |  |  | 1 | 1-14
EQ000204 | 007475 | Centrifuge |  | Centrifuge 1-14 | Sigma | Stevens, Peter | VU/F/BETA/TC/FMI/ONB | WN.O026 | VU/F/BETA/TC/FMI/ONB |  |  |  | 1 | 1-14
EQ000203 | 005112 | Centrifuge |  | Centrifuge 1-14 | Sigma | Stevens, Peter | VU/F/BETA/TC/FMI/ONB | WN.O026 | VU/F/BETA/TC/FMI/ONB |  |  |  | 1 | 1-14
EQ000202 | 007478 | Centrifuge |  | Centrifuge 1-14 | Sigma | Stevens, Peter | VU/F/BETA/TC/FMI/ONB | WN.O026 | VU/F/BETA/TC/FMI/ONB |  |  |  | 1 | 1-14
EQ000201 | 007477 | Centrifuge |  | Centrifuge 1-14 | Sigma | Stevens, Peter | VU/F/BETA/TC/FMI/ONB | WN.O026 | VU/F/BETA/TC/FMI/ONB |  |  |  | 1 | 1-14
EQ000200 | 005111 | Centrifuge |  | Centrifuge 1-14 | Sigma | Stevens, Peter | VU/F/BETA/TC/FMI/ONB | WN.O026 | VU/F/BETA/TC/FMI/ONB |  |  |  | 1 | 1-14
EQ000199 | 005110 | Centrifuge |  | Centrifuge 1-14 | Sigma | Stevens, Peter | VU/F/BETA/TC/FMI/ONB | WN.O026 | VU/F/BETA/TC/FMI/ONB |  |  |  | 1 | 1-14
EQ000198 | 005591 | Microscope |  | Microscope | Olympus | Stevens, Peter | VU/F/BETA/TC/FMI/ONB | WN.FK046 | VU/F/BETA/TC/FMI/ONB |  |  |  | 1 | CHD / CH2
EQ000197 | 005375 | Microscope |  | Microscope | Olympus | Stevens, Peter | VU/F/BETA/TC/FMI/ONB | WN.FK046 | VU/F/BETA/TC/FMI/ONB |  |  |  | 1 | CHD / CH2
EQ000196 | 005374 | Microscope |  | Microscope | Olympus | Stevens, Peter | VU/F/BETA/TC/FMI/ONB | WN.FK046 | VU/F/BETA/TC/FMI/ONB |  |  |  | 1 | CHD / CH2
EQ000195 | 005371 | Microscope |  | Microscope | Olympus | Stevens, Peter | VU/F/BETA/TC/FMI/ONB | WN.FK046 | VU/F/BETA/TC/FMI/ONB |  |  |  | 1 | CHD / CH2
EQ000194 | 006601 | Microscope |  | Microscope | Olympus | Stevens, Peter | VU/F/BETA/TC/FMI/ONB | WN.FK046 | VU/F/BETA/TC/FMI/ONB |  |  |  | 1 | CHD / CH2
EQ000193 | 005574 | Microscope |  | Microscope | Olympus | Stevens, Peter | VU/F/BETA/TC/FMI/ONB | WN.FK046 | VU/F/BETA/TC/FMI/ONB |  |  |  | 1 | CHD / CH2
EQ000192 | 005376 | Microscope |  | Microscope | Olympus | Stevens, Peter | VU/F/BETA/TC/FMI/ONB | WN.FK046 | VU/F/BETA/TC/FMI/ONB |  |  |  | 1 | CHD / CH2
EQ000191 | 005603 | Microscope |  | Microscope | Olympus | Stevens, Peter | VU/F/BETA/TC/FMI/ONB | WN.FK046 | VU/F/BETA/TC/FMI/ONB |  |  |  | 1 | CHK-G
EQ000190 | 005373 | Microscope |  | Microscope | Olympus | Stevens, Peter | VU/F/BETA/TC/FMI/ONB | WN.FK046 | VU/F/BETA/TC/FMI/ONB |  |  |  | 1 | CHK-G
EQ000189 | 005372 | Microscope |  | Microscope | Olympus | Stevens, Peter | VU/F/BETA/TC/FMI/ONB | WN.FK046 | VU/F/BETA/TC/FMI/ONB |  |  |  | 1 | CHK-G
EQ000188 | 005601 | Microscope |  | Microscope | Olympus | Stevens, Peter | VU/F/BETA/TC/FMI/ONB | WN.FK046 | VU/F/BETA/TC/FMI/ONB |  |  |  | 1 | CHK-G
EQ000187 | 005602 | Microscope |  | Microscope | Olympus | Stevens, Peter | VU/F/BETA/TC/FMI/ONB | WN.FK046 | VU/F/BETA/TC/FMI/ONB |  |  |  | 1 | CHK-G
EQ000186 | 005369 | Microscope |  | Microscope | Olympus | Stevens, Peter | VU/F/BETA/TC/FMI/ONB | WN.FK046 | VU/F/BETA/TC/FMI/ONB |  |  |  | 1 | CHK-G
EQ000185 | 005564 | Microscope |  | Microscope | Olympus | Stevens, Peter | VU/F/BETA/TC/FMI/ONB | WN.FK046 | VU/F/BETA/TC/FMI/ONB |  |  |  | 1 | CHK-G
EQ000184 | 005565 | Microscope |  | Microscope | Olympus | Stevens, Peter | VU/F/BETA/TC/FMI/ONB | WN.FK046 | VU/F/BETA/TC/FMI/ONB |  |  |  | 1 | CHK-G
EQ000183 | 005566 | Microscope |  | Microscope | Olympus | Stevens, Peter | VU/F/BETA/TC/FMI/ONB | WN.FK046 | VU/F/BETA/TC/FMI/ONB |  |  |  | 1 | CHK-G
EQ000182 | 005561 | Microscope |  | Microscope | Olympus | Stevens, Peter | VU/F/BETA/TC/FMI/ONB | WN.FK046 | VU/F/BETA/TC/FMI/ONB |  |  |  | 1 | CHK-G
EQ000181 | 005562 | Microscope |  | Microscope | Olympus | Stevens, Peter | VU/F/BETA/TC/FMI/ONB | WN.FK046 | VU/F/BETA/TC/FMI/ONB |  |  |  | 1 | CHK-G
EQ000180 | 005563 | Microscope |  | Microscope | Olympus | Stevens, Peter | VU/F/BETA/TC/FMI/ONB | WN.FK046 | VU/F/BETA/TC/FMI/ONB |  |  |  | 1 | CHK-G
EQ000179 | 005558 | Microscope |  | Microscope | Olympus | Stevens, Peter | VU/F/BETA/TC/FMI/ONB | WN.FK046 | VU/F/BETA/TC/FMI/ONB |  |  |  | 1 | CHK-G
EQ000178 | 005560 | Microscope |  | Microscope | Olympus | Stevens, Peter | VU/F/BETA/TC/FMI/ONB | WN.FK046 | VU/F/BETA/TC/FMI/ONB |  |  |  | 1 | CHK-G
EQ000177 | 005559 | Microscope |  | Microscope | Olympus | Stevens, Peter | VU/F/BETA/TC/FMI/ONB | WN.FK046 | VU/F/BETA/TC/FMI/ONB |  |  |  | 1 | CHK-G
EQ000176 | 005575 | Microscope |  | Microscope | Olympus | Stevens, Peter | VU/F/BETA/TC/FMI/ONB | WN.FK046 | VU/F/BETA/TC/FMI/ONB |  |  |  | 1 | CHK-G
EQ000175 | 005576 | Microscope |  | Microscope | Olympus | Stevens, Peter | VU/F/BETA/TC/FMI/ONB | WN.FK046 | VU/F/BETA/TC/FMI/ONB |  |  |  | 1 | CHK-G
EQ000174 | 005571 | Microscope |  | Microscope | Olympus | Stevens, Peter | VU/F/BETA/TC/FMI/ONB | WN.FK046 | VU/F/BETA/TC/FMI/ONB |  |  |  | 1 | CHK-G
EQ000173 | 005572 | Microscope |  | Microscope | Olympus | Stevens, Peter | VU/F/BETA/TC/FMI/ONB | WN.FK046 | VU/F/BETA/TC/FMI/ONB |  |  |  | 1 | CHK-G
EQ000172 | 005573 | Microscope |  | Microscope | Olympus | Stevens, Peter | VU/F/BETA/TC/FMI/ONB | WN.FK046 | VU/F/BETA/TC/FMI/ONB |  |  |  | 1 | CHK-G
EQ000171 | 005567 | Microscope |  | Microscope | Olympus | Stevens, Peter | VU/F/BETA/TC/FMI/ONB | WN.FK046 | VU/F/BETA/TC/FMI/ONB |  |  |  | 1 | CHK-G
EQ000170 | 005568 | Microscope |  | Microscope | Olympus | Stevens, Peter | VU/F/BETA/TC/FMI/ONB | WN.FK046 | VU/F/BETA/TC/FMI/ONB |  |  |  | 1 | CHK-G
EQ000169 | 005569 | Microscope |  | Microscope | Olympus | Stevens, Peter | VU/F/BETA/TC/FMI/ONB | WN.FK046 | VU/F/BETA/TC/FMI/ONB |  |  |  | 1 | CHK-G
EQ000168 | 005582 | Microscope |  | Microscope | Olympus | Stevens, Peter | VU/F/BETA/TC/FMI/ONB | WN.FK046 | VU/F/BETA/TC/FMI/ONB |  |  |  | 1 | CHK-G
EQ000167 |  | Laser |  | Helium-Neon Laser | Nec | Limburg, Rob | VU/F/BETA/TC/Electronica | WN.P043 | - |  |  |  | 1 | GLG5022
EQ000166 | 005590 | Microscope |  | Microscope | Olympus | Stevens, Peter | VU/F/BETA/TC/FMI/ONB | WN.FK046 | VU/F/BETA/TC/FMI/ONB |  |  |  | 1 | CHK-G
EQ000165 | 005589 | Microscope |  | Microscope | Olympus | Stevens, Peter | VU/F/BETA/TC/FMI/ONB | WN.FK046 | VU/F/BETA/TC/FMI/ONB |  |  |  | 1 | CHK-G
EQ000164 | 005588 | Microscope |  | Microscope | Olympus | Stevens, Peter | VU/F/BETA/TC/FMI/ONB | WN.FK046 | VU/F/BETA/TC/FMI/ONB |  |  |  | 1 | CHK-G
EQ000163 | 005585 | Microscope |  | Microscope | Olympus | Stevens, Peter | VU/F/BETA/TC/FMI/ONB | WN.FK046 | VU/F/BETA/TC/FMI/ONB |  |  |  | 1 | CHK-G
EQ000162 | 005583 | Microscope |  | Microscope | Olympus | Stevens, Peter | VU/F/BETA/TC/FMI/ONB | WN.FK046 | VU/F/BETA/TC/FMI/ONB |  |  |  | 1 | CHK-G
EQ000161 | 005586 | Microscope |  | Microscope | Olympus | Stevens, Peter | VU/F/BETA/TC/FMI/ONB | WN.FK046 | VU/F/BETA/TC/FMI/ONB |  |  |  | 1 | CHK-G
EQ000160 | 005587 | Microscope |  | Microscope | Olympus | Stevens, Peter | VU/F/BETA/TC/FMI/ONB | WN.FK046 | VU/F/BETA/TC/FMI/ONB |  |  |  | 1 | CHK-G
EQ000159 | 005584 | Microscope |  | Microscope | Olympus | Stevens, Peter | VU/F/BETA/TC/FMI/ONB | WN.FK046 | VU/F/BETA/TC/FMI/ONB |  |  |  | 1 | CHK-G
EQ000158 | 005593 | Microscope |  | Microscope | Olympus | Stevens, Peter | VU/F/BETA/TC/FMI/ONB | WN.FK046 | VU/F/BETA/TC/FMI/ONB |  |  |  | 1 | CHK-G
EQ000157 | 005595 | Microscope |  | Microscope | Olympus | Stevens, Peter | VU/F/BETA/TC/FMI/ONB | WN.FK046 | VU/F/BETA/TC/FMI/ONB |  |  |  | 1 | CHK-G
EQ000156 | 005594 | Microscope |  | Microscope | Olympus | Stevens, Peter | VU/F/BETA/TC/FMI/ONB | WN.FK046 | VU/F/BETA/TC/FMI/ONB |  |  |  | 1 | CHK-G
EQ000155 | 005600 | Microscope |  | Microscope | Olympus | Stevens, Peter | VU/F/BETA/TC/FMI/ONB | WN.FK046 | VU/F/BETA/TC/FMI/ONB |  |  |  | 1 | CHK-G
EQ000154 | 005596 | Microscope |  | Microscope | Olympus | Stevens, Peter | VU/F/BETA/TC/FMI/ONB | WN.FK046 | VU/F/BETA/TC/FMI/ONB |  |  |  | 1 | CHK-G
EQ000153 | 005598 | Microscope |  | Microscope | Olympus | Stevens, Peter | VU/F/BETA/TC/FMI/ONB | WN.FK046 | VU/F/BETA/TC/FMI/ONB |  |  |  | 1 | CHK-G
EQ000152 | 005597 | Microscope |  | Microscope | Olympus | Stevens, Peter | VU/F/BETA/TC/FMI/ONB | WN.FK046 | VU/F/BETA/TC/FMI/ONB |  |  |  | 1 | CHK-G
EQ000151 | 005599 | Microscope |  | Microscope | Olympus | Stevens, Peter | VU/F/BETA/TC/FMI/ONB | WN.FK046 | VU/F/BETA/TC/FMI/ONB |  |  |  | 1 | CHK-G
EQ000150 | 005516 | Microscope |  | Microscope | Olympus | Stevens, Peter | VU/F/BETA/TC/FMI/ONB | WN.FK046 | VU/F/BETA/TC/FMI/ONB |  |  |  | 1 | CHK-G
EQ000149 | 005517 | Microscope |  | Microscope | Olympus | Stevens, Peter | VU/F/BETA/TC/FMI/ONB | WN.FK046 | VU/F/BETA/TC/FMI/ONB |  |  |  | 1 | CHK-G
EQ000148 | 005515 | Microscope |  | Microscope | Olympus | Stevens, Peter | VU/F/BETA/TC/FMI/ONB | WN.FK046 | VU/F/BETA/TC/FMI/ONB |  |  |  | 1 | CHK-G
EQ000147 | 005514 | Microscope |  | Microscope | Olympus | Stevens, Peter | VU/F/BETA/TC/FMI/ONB | WN.FK046 | VU/F/BETA/TC/FMI/ONB |  |  |  | 1 | CHK-G
EQ000146 | 005513 | Microscope |  | Microscope | Olympus | Stevens, Peter | VU/F/BETA/TC/FMI/ONB | WN.FK046 | VU/F/BETA/TC/FMI/ONB |  |  |  | 1 | CHK-G
EQ000145 | 005370 | Microscope |  | Microscope | Olympus | Stevens, Peter | VU/F/BETA/TC/FMI/ONB | WN.FK046 | VU/F/BETA/TC/FMI/ONB |  |  |  | 1 | CHK-G
EQ000144 | 005512 | Microscope |  | Microscope | Olympus | Stevens, Peter | VU/F/BETA/TC/FMI/ONB | WN.FK046 | VU/F/BETA/TC/FMI/ONB |  |  |  | 1 | CHK-G
EQ000143 | 005511 | Microscope |  | Microscope | Olympus | Stevens, Peter | VU/F/BETA/TC/FMI/ONB | WN.FK046 | VU/F/BETA/TC/FMI/ONB |  |  |  | 1 | CHK-G
EQ000142 | 005510 | Microscope |  | Microscope | Olympus | Stevens, Peter | VU/F/BETA/TC/FMI/ONB | WN.FK046 | VU/F/BETA/TC/FMI/ONB |  |  |  | 1 | CHK-G
EQ000141 | 005578 | Microscope |  | Microscope | Olympus | Stevens, Peter | VU/F/BETA/TC/FMI/ONB | WN.FK046 | VU/F/BETA/TC/FMI/ONB |  |  |  | 1 | CHK-G
EQ000140 | 005577 | Microscope |  | Microscope | Olympus | Stevens, Peter | VU/F/BETA/TC/FMI/ONB | WN.FK046 | VU/F/BETA/TC/FMI/ONB |  |  |  | 1 | CHK-G
EQ000139 | 005518 | Microscope |  | Microscope | Olympus | Stevens, Peter | VU/F/BETA/TC/FMI/ONB | WN.FK046 | VU/F/BETA/TC/FMI/ONB |  |  |  | 1 | CHK-G
EQ000138 | 005548 | Microscope |  | Microscope | Olympus | Stevens, Peter | VU/F/BETA/TC/FMI/ONB | WN.FK046 | VU/F/BETA/TC/FMI/ONB |  |  |  | 1 | CHK-G
EQ000137 | 005547 | Microscope |  | Microscope | Olympus | Stevens, Peter | VU/F/BETA/TC/FMI/ONB | WN.FK046 | VU/F/BETA/TC/FMI/ONB |  |  |  | 1 | CHK-G
EQ000136 | 005546 | Microscope |  | Microscope | Olympus | Stevens, Peter | VU/F/BETA/TC/FMI/ONB | WN.FK046 | VU/F/BETA/TC/FMI/ONB |  |  |  | 1 | CHK-G
EQ000135 | 00545 | Microscope |  | Microscope | Olympus | Stevens, Peter | VU/F/BETA/TC/FMI/ONB | WN.FK046 | VU/F/BETA/TC/FMI/ONB |  |  |  | 1 | CHK-G
EQ000134 | 005544 | Microscope |  | Microscope | Olympus | Stevens, Peter | VU/F/BETA/TC/FMI/ONB | WN.FK046 | VU/F/BETA/TC/FMI/ONB |  |  |  | 1 | CHK-G
EQ000133 | 005543 | Microscope |  | Microscope | Olympus | Stevens, Peter | VU/F/BETA/TC/FMI/ONB | WN.FK046 | VU/F/BETA/TC/FMI/ONB |  |  |  | 1 | CHK-G
EQ000132 | 30-1716 | Non-electric Microscope |  | Microscope | Olympus | Stevens, Peter | VU/F/BETA/TC/FMI/ONB | WN.FK046 | VU/F/BETA/TC/FMI/ONB |  |  |  | 1 | VMT
EQ000131 | 30-1696 | Non-electric Microscope |  | Microscope | Olympus | Stevens, Peter | VU/F/BETA/TC/FMI/ONB | WN.FK046 | VU/F/BETA/TC/FMI/ONB |  |  |  | 1 | VMT
EQ000130 | 30-1699 | Non-electric Microscope |  | Microscope | Olympus | Stevens, Peter | VU/F/BETA/TC/FMI/ONB | WN.FK046 | VU/F/BETA/TC/FMI/ONB |  |  |  | 1 | VMT
EQ000129 |  | Non-electric Microscope |  | Microscope | Olympus | Stevens, Peter | VU/F/BETA/TC/FMI/ONB | WN.FK046 | VU/F/BETA/TC/FMI/ONB |  |  |  | 1 | VMT
EQ000128 | 30-1719 | Non-electric Microscope |  | Microscope | Olympus | Stevens, Peter | VU/F/BETA/TC/FMI/ONB | WN.FK046 | VU/F/BETA/TC/FMI/ONB |  |  |  | 1 | VMT
EQ000127 |  | Non-electric Microscope |  | Microscope | Olympus | Stevens, Peter | VU/F/BETA/TC/FMI/ONB | WN.FK046 | VU/F/BETA/TC/FMI/ONB |  |  |  | 1 | VMT
EQ000126 | 30-1720 | Non-electric Microscope |  | Microscope | Olympus | Stevens, Peter | VU/F/BETA/TC/FMI/ONB | WN.FK046 | VU/F/BETA/TC/FMI/ONB |  |  |  | 1 | VMT
EQ000125 | 30-1714 | Non-electric Microscope |  | Microscope | Olympus | Stevens, Peter | VU/F/BETA/TC/FMI/ONB | WN.FK046 | VU/F/BETA/TC/FMI/ONB |  |  |  | 1 | VMT
EQ000124 | 30-1702 | Non-electric Microscope |  | Microscope | Olympus | Stevens, Peter | VU/F/BETA/TC/FMI/ONB | WN.FK046 | VU/F/BETA/TC/FMI/ONB |  |  |  | 1 | VMT
EQ000123 | 30-1717 | Non-electric Microscope |  | Microscope | Olympus | Stevens, Peter | VU/F/BETA/TC/FMI/ONB | WN.FK046 | VU/F/BETA/TC/FMI/ONB |  |  |  | 1 | VMT
EQ000122 | 30-1708 | Non-electric Microscope |  | Microscope | Olympus | Stevens, Peter | VU/F/BETA/TC/FMI/ONB | WN.FK046 | VU/F/BETA/TC/FMI/ONB |  |  |  | 1 | VMT
EQ000121 | 30-1713 | Non-electric Microscope |  | Microscope | Olympus | Stevens, Peter | VU/F/BETA/TC/FMI/ONB | WN.FK046 | VU/F/BETA/TC/FMI/ONB |  |  |  | 1 | VMT
EQ000120 | 30-1716 | Non-electric Microscope |  | Microscope | Olympus | Stevens, Peter | VU/F/BETA/TC/FMI/ONB | WN.FK046 | VU/F/BETA/TC/FMI/ONB |  |  |  | 1 | VMT
EQ000119 | 30-1725 | Non-electric Microscope |  | Microscope | Olympus | Stevens, Peter | VU/F/BETA/TC/FMI/ONB | WN.FK046 | VU/F/BETA/TC/FMI/ONB |  |  |  | 1 | VMT
EQ000118 | 30-1633 | Non-electric Microscope |  | Microscope | Olympus | Stevens, Peter | VU/F/BETA/TC/FMI/ONB | WN.FK046 | VU/F/BETA/TC/FMI/ONB |  |  |  | 1 | VMT
EQ000117 | 30-1709 | Non-electric Microscope |  | Microscope | Olympus | Stevens, Peter | VU/F/BETA/TC/FMI/ONB | WN.FK046 | VU/F/BETA/TC/FMI/ONB |  |  |  | 1 | VMT
EQ000116 | 30-1665 | Non-electric Microscope |  | Microscope | Olympus | Stevens, Peter | VU/F/BETA/TC/FMI/ONB | WN.FK046 | VU/F/BETA/TC/FMI/ONB |  |  |  | 1 | VMT
EQ000115 | 30-1710 | Non-electric Microscope |  | Microscope | Olympus | Stevens, Peter | VU/F/BETA/TC/FMI/ONB | WN.FK046 | VU/F/BETA/TC/FMI/ONB |  |  |  | 1 | VMT
EQ000114 | 30-1723 | Non-electric Microscope |  | Microscope | Olympus | Stevens, Peter | VU/F/BETA/TC/FMI/ONB | WN.FK046 | VU/F/BETA/TC/FMI/ONB |  |  |  | 1 | VMT
EQ000113 | 30-1700 | Non-electric Microscope |  | Microscope | Olympus | Stevens, Peter | VU/F/BETA/TC/FMI/ONB | WN.FK046 | VU/F/BETA/TC/FMI/ONB |  |  |  | 1 | VMT
EQ000112 | 30-1732 | Non-electric Microscope |  | Microscope | Olympus | Stevens, Peter | VU/F/BETA/TC/FMI/ONB | WN.FK046 | VU/F/BETA/TC/FMI/ONB |  |  |  | 1 | VMT
EQ000111 | 30-1727 | Non-electric Microscope |  | Microscoop | Olympus | Stevens, Peter | VU/F/BETA/TC/FMI/ONB | WN.FK046 | VU/F/BETA/TC/FMI/ONB |  |  |  | 1 | VMT
EQ000110 | 30-1718 | Non-electric Microscope |  | Microscoop | Olympus | Stevens, Peter | VU/F/BETA/TC/FMI/ONB | WN.FK046 | VU/F/BETA/TC/FMI/ONB |  |  |  | 1 | VMT
EQ000109 | 30-1724 | Non-electric Microscope |  | Microscoop | Olympus | Stevens, Peter | VU/F/BETA/TC/FMI/ONB | WN.FK046 | VU/F/BETA/TC/FMI/ONB |  |  |  | 1 | VMT
EQ000108 | 30-1712 | Non-electric Microscope |  | Microscoop | Olympus | Stevens, Peter | VU/F/BETA/TC/FMI/ONB | WN.FK046 | VU/F/BETA/TC/FMI/ONB |  |  |  | 1 | VMT
EQ000107 | 30-1721 | Non-electric Microscope |  | Microscoop | Olympus | Stevens, Peter | VU/F/BETA/TC/FMI/ONB | WN.FK046 | VU/F/BETA/TC/FMI/ONB |  |  |  | 1 | VMT
EQ000106 | 30-1695 | Non-electric Microscope |  | Microscoop | Olympus | Stevens, Peter | VU/F/BETA/TC/FMI/ONB | WN.FK046 | VU/F/BETA/TC/FMI/ONB |  |  |  | 1 | VMT
EQ000105 | 30-1698 | Non-electric Microscope |  | Microscoop | Olympus | Stevens, Peter | VU/F/BETA/TC/FMI/ONB | WN.FK046 | VU/F/BETA/TC/FMI/ONB |  |  |  | 1 | VMT
EQ000104 | 30-1731 | Non-electric Microscope |  | Microscoop | Olympus | Stevens, Peter | VU/F/BETA/TC/FMI/ONB | WN.FK046 | VU/F/BETA/TC/FMI/ONB |  |  |  | 1 | VMT
EQ000103 | 30-1703 | Non-electric Microscope |  | Microscoop | Olympus | Stevens, Peter | VU/F/BETA/TC/FMI/ONB | WN.FK046 | VU/F/BETA/TC/FMI/ONB |  |  |  | 1 | VMT
EQ000102 | 005340 | Microscope |  | Microscoop | Nikon | Stevens, Peter | VU/F/BETA/TC/FMI/ONB | WN.FK046 | VU/F/BETA/TC/FMI/ONB |  |  |  | 1 | SE
EQ000101 | 005334 | Microscope |  | Microscoop | Nikon | Stevens, Peter | VU/F/BETA/TC/FMI/ONB | WN.FK046 | VU/F/BETA/TC/FMI/ONB |  |  |  | 1 | SE
EQ000100 | 005328 | Microscope |  | Microscoop | Nikon | Stevens, Peter | VU/F/BETA/TC/FMI/ONB | WN.FK046 | VU/F/BETA/TC/FMI/ONB |  |  |  | 1 | SE
EQ000099 | 005287 | Microscope |  | Microscoop | Nikon | Stevens, Peter | VU/F/BETA/TC/FMI/ONB | WN.FK046 | VU/F/BETA/TC/FMI/ONB |  |  |  | 1 | SE
EQ000098 | 005342 | Microscope |  | Microscoop | Nikon | Stevens, Peter | VU/F/BETA/TC/FMI/ONB | WN.FK046 | VU/F/BETA/TC/FMI/ONB |  |  |  | 1 | SE
EQ000097 | 005299 | Microscope |  | Microscoop | Nikon | Stevens, Peter | VU/F/BETA/TC/FMI/ONB | WN.FK046 | VU/F/BETA/TC/FMI/ONB |  |  |  | 1 | SE
EQ000096 | 005332 | Microscope |  | Microscoop | Nikon | Stevens, Peter | VU/F/BETA/TC/FMI/ONB | WN.FK046 | VU/F/BETA/TC/FMI/ONB |  |  |  | 1 | SE
EQ000095 | 005317 | Microscope |  | Microscoop | Nikon | Stevens, Peter | VU/F/BETA/TC/FMI/ONB | WN.FK046 | VU/F/BETA/TC/FMI/ONB |  |  |  | 1 | SE
EQ000094 | 005294 | Microscope |  | Microscoop | Nikon | Stevens, Peter | VU/F/BETA/TC/FMI/ONB | WN.FK046 | VU/F/BETA/TC/FMI/ONB |  |  |  | 1 | SE
EQ000093 | 005339 | Microscope |  | Microscoop | Nikon | Stevens, Peter | VU/F/BETA/TC/FMI/ONB | WN.FK046 | VU/F/BETA/TC/FMI/ONB |  |  |  | 1 | SE
EQ000092 | 005315 | Microscope |  | Microscoop | Nikon | Stevens, Peter | VU/F/BETA/TC/FMI/ONB | WN.FK046 | VU/F/BETA/TC/FMI/ONB |  |  |  | 1 | SE
EQ000091 | 005325 | Microscope |  | Microscoop | Nikon | Stevens, Peter | VU/F/BETA/TC/FMI/ONB | WN.FK046 | VU/F/BETA/TC/FMI/ONB |  |  |  | 1 | SE
EQ000090 | 005314 | Microscope |  | Microscoop | Nikon | Stevens, Peter | VU/F/BETA/TC/FMI/ONB | WN.FK046 | VU/F/BETA/TC/FMI/ONB |  |  |  | 1 | SE
EQ000089 | 005286 | Microscope |  | Microscoop | Nikon | Stevens, Peter | VU/F/BETA/TC/FMI/ONB | WN.FK046 | VU/F/BETA/TC/FMI/ONB |  |  |  | 1 | SE
EQ000088 | 005343 | Microscope |  | Microscoop | Nikon | Stevens, Peter | VU/F/BETA/TC/FMI/ONB | WN.FK046 | VU/F/BETA/TC/FMI/ONB |  |  |  | 1 | SE
EQ000087 | 005297 | Microscope |  | Microscoop | Nikon | Stevens, Peter | VU/F/BETA/TC/FMI/ONB | WN.FK046 | VU/F/BETA/TC/FMI/ONB |  |  |  | 1 | SE
EQ000086 | 005311 | Microscope |  | Microscoop | Nikon | Stevens, Peter | VU/F/BETA/TC/FMI/ONB | WN.FK046 | VU/F/BETA/TC/FMI/ONB |  |  |  | 1 | SE
EQ000085 | 005302 | Microscope |  | Microscoop | Nikon | Stevens, Peter | VU/F/BETA/TC/FMI/ONB | WN.FK046 | VU/F/BETA/TC/FMI/ONB |  |  |  | 1 | SE
EQ000084 | 005326 | Microscope |  | Microscoop | Nikon | Stevens, Peter | VU/F/BETA/TC/FMI/ONB | WN.FK046 | VU/F/BETA/TC/FMI/ONB |  |  |  | 1 | SE
EQ000083 | 005296 | Microscope |  | Microscoop | Nikon | Stevens, Peter | VU/F/BETA/TC/FMI/ONB | WN.FK046 | VU/F/BETA/TC/FMI/ONB |  |  |  | 1 | SE
EQ000082 | 005318 | Microscope |  | Microscoop | Nikon | Stevens, Peter | VU/F/BETA/TC/FMI/ONB | WN.FK046 | VU/F/BETA/TC/FMI/ONB |  |  |  | 1 | SE
EQ000081 | 005298 | Microscope |  | Microscoop | Nikon | Stevens, Peter | VU/F/BETA/TC/FMI/ONB | WN.FK046 | VU/F/BETA/TC/FMI/ONB |  |  |  | 1 | SE
EQ000080 | 005920 | Microscope |  | Microscoop | Nikon | Stevens, Peter | VU/F/BETA/TC/FMI/ONB | WN.FK046 | VU/F/BETA/TC/FMI/ONB |  |  |  | 1 | SE
EQ000079 | 005333 | Microscope |  | Microscoop | Nikon | Stevens, Peter | VU/F/BETA/TC/FMI/ONB | WN.FK046 | VU/F/BETA/TC/FMI/ONB |  |  |  | 1 | SE
EQ000078 | 005288 | Microscope |  | Microscoop | Nikon | Stevens, Peter | VU/F/BETA/TC/FMI/ONB | WN.FK046 | VU/F/BETA/TC/FMI/ONB |  |  |  | 1 | SE
EQ000077 | 005285 | Microscope |  | Microscoop | Nikon | Stevens, Peter | VU/F/BETA/TC/FMI/ONB | WN.FK046 | VU/F/BETA/TC/FMI/ONB |  |  |  | 1 | SE
EQ000076 | 005300 | Microscope |  | Microscoop | Nikon | Stevens, Peter | VU/F/BETA/TC/FMI/ONB | WN.FK046 | VU/F/BETA/TC/FMI/ONB |  |  |  | 1 | SE
EQ000075 | 005304 | Microscope |  | Microscoop | Nikon | Stevens, Peter | VU/F/BETA/TC/FMI/ONB | WN.FK046 | VU |  |  |  | 1 | SE
EQ000074 | 005312 | Microscope |  | Microscoop | Nikon | Stevens, Peter | VU/F/BETA/TC/FMI/ONB | WN.FK046 | VU/F/BETA/TC/FMI/ONB |  |  |  | 1 | SE
EQ000073 | 005303 | Microscope |  | Microscoop | Nikon | Stevens, Peter | VU/F/BETA/TC/FMI/ONB | WN.FK046 | VU/F/BETA/TC/FMI/ONB |  |  |  | 1 | SE
EQ000072 | 005329 | Microscope |  | Microscoop | Nikon | Stevens, Peter | VU/F/BETA/TC/FMI/ONB | WN.FK046 | VU/F/BETA/TC/FMI/ONB |  |  |  | 1 | SE
EQ000071 | 005306 | Microscope |  | Microscoop | Nikon | Stevens, Peter | VU/F/BETA/TC/FMI/ONB | WN.FK046 | VU/F/BETA/TC/FMI/ONB |  |  |  | 1 | SE
EQ000070 | 005295 | Microscope |  | Microscoop | Nikon | Stevens, Peter | VU/F/BETA/TC/FMI/ONB | WN.FK046 | VU/F/BETA/TC/FMI/ONB |  |  |  | 1 | SE
EQ000069 | 005313 | Microscope |  | Microscoop | Nikon | Stevens, Peter | VU/F/BETA/TC/FMI/ONB | WN.FK046 | VU/F/BETA/TC/FMI/ONB |  |  |  | 1 | SE
EQ000068 | 005289 | Microscope |  | Microscoop | Nikon | Stevens, Peter | VU/F/BETA/TC/FMI/ONB | WN.FK046 | VU/F/BETA/TC/FMI/ONB |  |  |  | 1 | SE
EQ000067 | 005335 | Microscope |  | Microscoop | Nikon | Stevens, Peter | VU/F/BETA/TC/FMI/ONB | WN.FK046 | VU/F/BETA/TC/FMI/ONB |  |  |  | 1 | SE
EQ000066 | 005310 | Microscope |  | Microscoop | Nikon | Stevens, Peter | VU/F/BETA/TC/FMI/ONB | WN.FK046 | VU/F/BETA/TC/FMI/ONB |  |  |  | 1 | SE
EQ000065 | 005291 | Microscope |  | Microscoop | Nikon | Stevens, Peter | VU/F/BETA/TC/FMI/ONB | WN.FK046 | VU/F/BETA/TC/FMI/ONB |  |  |  | 1 | SE
EQ000064 | 005506 | Microscope |  | Microscoop | Nikon | Stevens, Peter | VU/F/BETA/TC/FMI/ONB | WN.FK046 | VU/F/BETA/TC/FMI/ONB |  |  |  | 1 | SE
EQ000063 | 005319 | Microscope |  | Microscoop | Nikon | Stevens, Peter | VU/F/BETA/TC/FMI/ONB | WN.FK046 | VU/F/BETA/TC/FMI/ONB |  |  |  | 1 | SE
EQ000062 | 011939 | Microscope |  | Power Cable | Schott | Stevens, Peter | VU/F/BETA/TC/FMI/ONB | WN.FK046 | VU/F/BETA/TC/FMI/ONB |  |  |  | 1 | KL300 LED / GPE125-090100-Z
EQ000061 | 011941 | Microscope |  | Power Cable | Schott | Stevens, Peter | VU/F/BETA/TC/FMI/ONB | WN.FK046 | VU/F/BETA/TC/FMI/ONB |  |  |  | 1 | KL300 LED / GPE125-090100-Z
EQ000060 | 011936 | Microscope |  | Power Cable | Schott | Stevens, Peter | VU/F/BETA/TC/FMI/ONB | WN.FK046 | VU/F/BETA/TC/FMI/ONB |  |  |  | 1 | KL300 LED / GPE125-090100-Z
EQ000059 | 011943 | Microscope |  | Power Cable | Schott | Stevens, Peter | VU/F/BETA/TC/FMI/ONB | WN.FK046 | VU/F/BETA/TC/FMI/ONB |  |  |  | 1 | KL300 LED / GPE125-090100-Z
EQ000058 | 011944 | Microscope |  | Power Cable | Schott | Stevens, Peter | VU/F/BETA/TC/FMI/ONB | WN.FK046 | VU/F/BETA/TC/FMI/ONB |  |  |  | 1 | KL300 LED / GPE125-090100-Z
EQ000057 | 011947 | Microscope |  | Power Cable | Schott | Stevens, Peter | VU/F/BETA/TC/FMI/ONB | WN.FK046 | VU/F/BETA/TC/FMI/ONB |  |  |  | 1 | KL300 LED / GPE125-090100-Z
EQ000056 | 011935 | Microscope |  | Power Cable | Schott | Stevens, Peter | VU/F/BETA/TC/FMI/ONB | WN.FK046 | VU/F/BETA/TC/FMI/ONB |  |  |  | 1 | KL300 LED / GPE125-090100-Z
EQ000055 | 011940 | Microscope |  | Power Cable | Schott | Stevens, Peter | VU/F/BETA/TC/FMI/ONB | WN.FK046 | VU/F/BETA/TC/FMI/ONB |  |  |  | 1 | KL300 LED / GPE125-090100-Z
EQ000054 | 011945 | Microscope |  | Power Cable | Schott | Stevens, Peter | VU/F/BETA/TC/FMI/ONB | WN.FK046 | VU/F/BETA/TC/FMI/ONB |  |  |  | 1 | KL300 LED / GPE125-090100-Z
EQ000053 | 011937 | Microscope |  | Power Cable | Schott | Stevens, Peter | VU/F/BETA/TC/FMI/ONB | WN.FK046 | VU/F/BETA/TC/FMI/ONB |  |  |  | 1 | KL300 LED / GPE125-090100-Z
EQ000052 | 011946 | Microscope |  | Power Cable | Schott | Stevens, Peter | VU/F/BETA/TC/FMI/ONB | WN.FK046 | VU/F/BETA/TC/FMI/ONB |  |  |  | 1 | KL300 LED / GPE125-090100-Z
EQ000051 | 011934 | Microscope |  | Power Cable | Schott | Stevens, Peter | VU/F/BETA/TC/FMI/ONB | WN.FK046 | VU/F/BETA/TC/FMI/ONB |  |  |  | 1 | KL300 LED / GPE125-090100-Z
EQ000050 | 011933 | Microscope |  | Power Cable | Schott | Stevens, Peter | VU/F/BETA/TC/FMI/ONB | WN.FK046 | VU/F/BETA/TC/FMI/ONB |  |  |  | 1 | KL300 LED / GPE125-090100-Z
EQ000049 | 004807 | Microscope |  | Koudlicht bron | Schott | Stevens, Peter | VU/F/BETA/TC/FMI/ONB | WN.FK046 | VU/F/BETA/TC/FMI/ONB |  |  |  | 1 | KL200
EQ000048 | 006573 | Microscope |  | Koudlicht bron | Schott | Stevens, Peter | VU/F/BETA/TC/FMI/ONB | WN.FK046 | VU/F/BETA/TC/FMI/ONB |  |  |  | 1 | KL200
EQ000047 | 006571 | Microscope |  | Koudlicht bron | Schott | Stevens, Peter | VU/F/BETA/TC/FMI/ONB | WN.FK046 | VU/F/BETA/TC/FMI/ONB |  |  |  | 1 | KL200
EQ000046 | 004811 | Microscope |  | Koudlicht bron | Schott | Stevens, Peter | VU/F/BETA/TC/FMI/ONB | WN.FK046 | VU/F/BETA/TC/FMI/ONB |  |  |  | 1 | KL200
EQ000045 | 004813 | Microscope |  | Koudlicht bron | Schott | Stevens, Peter | VU/F/BETA/TC/FMI/ONB | WN.FK046 | VU/F/BETA/TC/FMI/ONB |  |  |  | 1 | KL200
EQ000044 | 004809 | Microscope |  | Koudlicht bron | Schott | Stevens, Peter | VU/F/BETA/TC/FMI/ONB | WN.FK046 | VU/F/BETA/TC/FMI/ONB |  |  |  | 1 | KL200
EQ000043 | 006565 | Microscope |  | Koudlicht bron | Schott | Stevens, Peter | VU/F/BETA/TC/FMI/ONB | WN.FK046 | VU/F/BETA/TC/FMI/ONB |  |  |  | 1 | KL200
EQ000042 | 004820 | Microscope |  | Koudlicht bron | Schott | Stevens, Peter | VU/F/BETA/TC/FMI/ONB | WN.FK046 | VU/F/BETA/TC/FMI/ONB |  |  |  | 1 | KL200
EQ000041 | 006564 | Microscope |  | Koudlicht bron | Schott | Stevens, Peter | VU/F/BETA/TC/FMI/ONB | WN.FK046 | VU/F/BETA/TC/FMI/ONB |  |  |  | 1 | KL200
EQ000040 | 004819 | Microscope |  | Koudlicht bron | Schott | Stevens, Peter | VU/F/BETA/TC/FMI/ONB | WN.FK046 | VU/F/BETA/TC/FMI/ONB |  |  |  | 1 | KL200
EQ000039 | 005667 | Microscope |  | Koudlicht bron | Schott | Stevens, Peter | VU/F/BETA/TC/FMI/ONB | WN.FK046 | VU/F/BETA/TC/FMI/ONB |  |  |  | 1 | KL200
EQ000038 | 004806 | Microscope |  | Koudlicht bron | Schott | Stevens, Peter | VU/F/BETA/TC/FMI/ONB | WN.FK046 | VU/F/BETA/TC/FMI/ONB |  |  |  | 1 | KL200
EQ000037 | 006572 | Microscope |  | Koudlicht bron | Schott | Stevens, Peter | VU/F/BETA/TC/FMI/ONB | WN.FK046 | VU/F/BETA/TC/FMI/ONB |  |  |  | 1 | KL200
EQ000036 | 005688 | Microscope |  | Koudlicht bron | Schott | Stevens, Peter | VU/F/BETA/TC/FMI/ONB | WN.FK046 | VU/F/BETA/TC/FMI/ONB |  |  |  | 1 | KL200
EQ000035 | 006569 | Microscope |  | Koudlicht bron | Schott | Stevens, Peter | VU/F/BETA/TC/FMI/ONB | WN.FK046 | VU/F/BETA/TC/FMI/ONB |  |  |  | 1 | KL200
EQ000034 | 004803 | Microscope |  | Koudlicht bron | Schott | Stevens, Peter | VU/F/BETA/TC/FMI/ONB | WN.FK046 | VU/F/BETA/TC/FMI/ONB |  |  |  | 1 | KL200
EQ000033 | 006567 | Microscope |  | Koudlicht bron | Schott | Stevens, Peter | VU/F/BETA/TC/FMI/ONB | WN.FK046 | VU/F/BETA/TC/FMI/ONB |  |  |  | 1 | KL200
EQ000032 | 006566 | Microscope |  | Koudlicht bron | Schott | Stevens, Peter | VU/F/BETA/TC/FMI/ONB | WN.FK046 | VU/F/BETA/TC/FMI/ONB |  |  |  | 1 | KL200
EQ000031 | 004818 | Microscope |  | Koudlicht bron | Schott | Stevens, Peter | VU/F/BETA/TC/FMI/ONB | WN.FK046 | VU/F/BETA/TC/FMI/ONB |  |  |  | 1 | KL200
EQ000030 | 004801 | Microscope |  | Koudlicht bron | Schott | Stevens, Peter | VU/F/BETA/TC/FMI/ONB | WN.FK046 | VU/F/BETA/TC/FMI/ONB |  |  |  | 1 | KL200
EQ000029 | 004814 | Microscope |  | Koudlicht bron | Schott | Stevens, Peter | VU/F/BETA/TC/FMI/ONB | WN.FK046 | VU/F/BETA/TC/FMI/ONB |  |  |  | 1 | KL200
EQ000028 | 004810 | Microscope |  | Koudlicht bron | Schott | Stevens, Peter | VU/F/BETA/TC/FMI/ONB | WN.FK046 | VU/F/BETA/TC/FMI/ONB |  |  |  | 1 | KL200
EQ000027 | 004816 | Microscope |  | Koudlicht bron | Schott | Stevens, Peter | VU/F/BETA/TC/FMI/ONB | WN.FK046 | VU/F/BETA/TC/FMI/ONB |  |  |  | 1 | KL200
EQ000026 | 005668 | Microscope |  | Koudlicht bron | Schott | Stevens, Peter | VU/F/BETA/TC/FMI/ONB | WN.FK046 | VU/F/BETA/TC/FMI/ONB |  |  |  | 1 | KL200
EQ000025 | 004817 | Microscope |  | Koudlicht bron | Schott | Stevens, Peter | VU/F/BETA/TC/FMI/ONB | WN.FK046 | VU/F/BETA/TC/FMI/ONB |  |  |  | 1 | KL200
EQ000024 | 004804 | Microscope |  | Koudlicht bron | Schott | Stevens, Peter | VU/F/BETA/TC/FMI/ONB | WN.FK046 | VU/F/BETA/TC/FMI/ONB |  |  |  | 1 | KL200
EQ000023 | 006570 | Microscope |  | Koudlicht bron | Schott | Stevens, Peter | VU/F/BETA/TC/FMI/ONB | WN.FK046 | VU/F/BETA/TC/FMI/ONB |  |  |  | 1 | KL200
EQ000022 | 004808 | Microscope |  | Koudlicht bron | Schott | Stevens, Peter | VU/F/BETA/TC/FMI/ONB | WN.FK046 | VU/F/BETA/TC/FMI/ONB |  |  |  | 1 | KL200
EQ000021 | 004821 | Microscope |  | Koudlicht bron | Schott | Stevens, Peter | VU/F/BETA/TC/FMI/ONB | WN.FK046 | VU/F/BETA/TC/FMI/ONB |  |  |  | 1 | KL200
EQ000020 | 006568 | Microscope |  | Koudlicht bron | Schott | Stevens, Peter | VU/F/BETA/TC/FMI/ONB | WN.FK046 | VU/F/BETA/TC/FMI/ONB |  |  |  | 1 | KL200
EQ000019 | 004812 | Microscope |  | Koudlicht bron | Schott | Stevens, Peter | VU/F/BETA/TC/FMI/ONB | WN.FK046 | VU/F/BETA/TC/FMI/ONB |  |  |  | 1 | KL200
EQ000018 |  | Microscope |  | Microscoop stereo twee vergrotingen 1x en 2x | Olympus | Stevens, Peter | VU/F/BETA/TC/FMI/ONB | WN.FK046 | VU/F/BETA/TC/FMI/ONB |  |  |  | 1 | SD30
EQ000017 |  | Microscope |  | Microscoop stereo twee vergrotingen 1x en 2x | Olympus | Stevens, Peter | VU/F/BETA/TC/FMI/ONB | WN.FK046 | VU/F/BETA/TC/FMI/ONB |  |  |  | 1 | SD30
EQ000016 |  | Power Supply |  | Power Supply | Mean Well Enterprises | Postma, O | VU/F/BETA/AW/GEG | WN.E052 | - |  |  |  | 1 | SPV-1500-48
EQ000015 |  | Microscope |  | Microscoop stereo twee vergrotingen 1x en 2x | Olympus | Stevens, Peter | VU/F/BETA/TC/FMI/ONB | WN.FK046 | VU/F/BETA/TC/FMI/ONB |  |  |  | 1 | SD30
EQ000014 |  | Microscope |  | Microscoop stereo twee vergrotingen 1x en 2x | Olympus | Stevens, Peter | VU/F/BETA/TC/FMI/ONB | WN.FK046 | VU/F/BETA/TC/FMI/ONB |  |  |  | 1 | SD30
EQ000013 |  | Microscope |  | Microscoop stereo twee vergrotingen 1x en 2x | Olympus | Stevens, Peter | VU/F/BETA/TC/FMI/ONB | WN.FK046 | VU/F/BETA/TC/FMI/ONB |  |  |  | 1 | SD30
EQ000012 |  | Microscope |  | Microscoop stereo twee vergrotingen 1x en 2x | Olympus | Stevens, Peter | VU/F/BETA/TC/FMI/ONB | WN.FK046 | VU/F/BETA/TC/FMI/ONB |  |  |  | 1 | SD30
EQ000011 |  | Microscope |  | Microscoop stereo twee vergrotingen 1x en 2x | Olympus | Stevens, Peter | VU/F/BETA/TC/FMI/ONB | WN.FK046 | VU/F/BETA/TC/FMI/ONB |  |  |  | 1 | SD30
EQ000010 |  | Microscope |  | Microscoop stereo twee vergrotingen 1x en 2x | Olympus | Stevens, Peter | VU/F/BETA/TC/FMI/ONB | WN.FK046 | VU/F/BETA/TC/FMI/ONB |  |  |  | 1 | SD30
EQ000009 |  | Microscope |  | Microscoop stereo twee vergrotingen 1x en 2x | Olympus | Stevens, Peter | VU/F/BETA/TC/FMI/ONB | WN.FK046 | VU/F/BETA/TC/FMI/ONB |  |  |  | 1 | SD30
EQ000008 |  | Microscope |  | Microscoop stereo twee vergrotingen 1x en 2x | Olympus | Stevens, Peter | VU/F/BETA/TC/FMI/ONB | WN.FK046 | VU/F/BETA/TC/FMI/ONB |  |  |  | 1 | SD30
EQ000007 |  | Microscope |  | Microscoop stereo twee vergrotingen 1x en 2x | Olympus | Stevens, Peter | VU/F/BETA/TC/FMI/ONB | WN.FK046 | VU/F/BETA/TC/FMI/ONB |  |  |  | 1 | SD30
EQ000006 |  | Microscope |  | Microscoop stereo twee vergrotingen 1x en 2x | Olympus | Stevens, Peter | VU/F/BETA/TC/FMI/ONB | WN.FK046 | VU/F/BETA/TC/FMI/ONB |  |  |  | 1 | SD30
EQ000005 |  | Microscope |  | Microscoop stereo twee vergrotingen 1x en 2x | Olympus | Stevens, Peter | VU/F/BETA/TC/FMI/ONB | WN.FK046 | VU/F/BETA/TC/FMI/ONB |  |  |  | 1 | SD30
EQ000004 |  | Microscope |  | Microscoop stereo twee vergrotingen 1x en 2x | Olympus | Stevens, Peter | VU/F/BETA/TC/FMI/ONB | WN.FK046 | VU/F/BETA/TC/FMI/ONB |  |  |  | 1 | SD30
EQ000003 |  | Microscope |  | Microscoop stereo twee vergrotingen 1x en 2x | Olympus | Stevens, Peter | VU/F/BETA/TC/FMI/ONB | WN.FK046 | VU/F/BETA/TC/FMI/ONB |  |  |  | 1 | SD30
EQ000002 |  | Microscope |  | Microscoop stereo twee vergrotingen 1x en 2x | Olympus | Stevens, Peter | VU/F/BETA/TC/FMI/ONB | WN.FK046 | VU/F/BETA/TC/FMI/ONB |  |  |  | 1 | SD30
EQ000001 | geschikt voor hergebruik | Laser |  | test-toaster 1234567890123456789012345678901234567890123456789012345678901234567890 |  | Houben-Weerts, Judith | VU | WN.B114 | VU |  | 2024-07-12 00:00:00 |  | 1 | xx2